## Struct_Categ_Indexes
Title: | Structural Categorical Indexes
Description: | Indexes or lists that are categorical in nature and not easily defined by a series of sequential numbers. These are used to define the structure of the model and are not intended to be changed by non-developers.
[9 empty] | Shouldn't be structural. Should be on Categorical Indexes | [9 empty] | Not imported
SGIP_Data_Columns | Battery_Specs | All_System_Types | Debt_or_Equity | Incent_Durat_Inputs | Incent_Cap_Inputs | Timestep_Options | StructSingCell_Names | Vehicle_Types | All_Spatial_ID | All_Utilities | PV_Climate_Zone | SingCell_Input_Names | Hourly_Profile_Rows | Holiday_Name | Delta_Outputs | EV_Adopt_Data_Types | Sequential_Outputs | Veh_Incentive_Type | Stock_basis_types
SGIP Administrator | Energy (kWh/unit) | Solar PV Retrofit | Debt | Storage Duration Lower Bound (hours) | Storage Capacity Lower Bound (MWh) | Month | Vehicle Average Lifetime | Electric (BEV or PHEV) | Statewide | NYPA | Downstate_cz | Standard Demolition Rate | Start Date (eg, 1/1/2019) | New Years | Cumulative MW-AC (Delta) | Incremental Vehicle Count | Incremental Count | Federal | Buildings
Application Code | Power (kW/unit) | Solar PV NewConstruct | Equity | Incentive Rate (Pct. of Base) | Incentive Rate (Pct. of Base) | Quarter | Vehicle Cost Logit Coefficient | Non-Electric | All_Utility |  | Long Island/Hudson Valley_cz | PV Degradation Rate | 1 | MLK Jr. |  | Incremental MW-AC | Cumulative Count | State | m2 of Roofspace
Program Year | Roundtrip Efficiency (%) | Solar + Storage Retrofit |  |  |  | Biannual | Vehicle Range Logit Coefficient |  | Downstate_sp |  | Upstate_cz | Residential Load Met by Solar | 2 | Presidents |  | Cumulative Vehicle Count | Incremental MW-AC | Utility
Step | Minimum Charge Level (%) | Solar + Storage NewConstruct |  |  |  | Annual | Number of EV Calibration Stages |  | Long Island/Hudson Valley_sp |  |  | Inflation Rate | 3 | Memorial |  | Cumulative MW-AC | Cumulative MW-AC
Budget Category | Maximum Charge Level (%) | Storage Added to Exist Solar |  |  |  |  | Year of Consumption Data |  | Upstate_sp |  |  | PV Percent of Stored Energy | 4 | Independence
Fully Qualified State |  | Storage Only Retrofit |  |  |  |  | New Construction Compliance Date |  |  |  |  | Years of Vehicle Ownership | 5 | Labor
Equipment Type |  | Storage Only NewConstruct |  |  |  |  | Number of Periods for PV Slope |  |  |  |  | Vehicle Financing Rate | 6 | Columbus
Rated Capacity [kW] | [6 empty] | PV Slope Offset |  |  |  |  | Vehicle Financing Term | 7 | Veterans
Energy Storage Capacity (kWh) | [6 empty] | Med/Lrg Percent of Premises |  |  |  |  | Vehicle Consumer Discount Rate | 8 | Thanksgiving
Fuel Type | [6 empty] | Small Commercial Pct of Meters | [5 empty] | 9 | Christmas
Biogas Source | [6 empty] | NREL Tech Potential Percent | [5 empty] | 10
Renewable (%) | [6 empty] | System Size per Roofspace | [5 empty] | 11
Paired With Renewable | [6 empty] | Economic Lifetime | [5 empty] | 12
Paired With | [12 empty] | 13
Equipment Manufacturer | [12 empty] | 14
Fuel Incentive ($) | [12 empty] | 15
Equipment Incentive ($) | [12 empty] | 16
Current Incentive ($) | [12 empty] | 17
Incentive Level (1, 2(R/ET), 3(NR)) | [12 empty] | 18
Budget Classification | [12 empty] | 19
Type of Other Incentive | [12 empty] | 20
Other Incentive Amount ($) | [12 empty] | 21
Total Eligible Costs | [12 empty] | 22
Developer Company Name | [12 empty] | 23
Host Customer Sector | [12 empty] | 24
Host Customer SIC/NAICS Code | [12 empty] | 25
City | [12 empty] | 26
County | [12 empty] | 27
Zip | [12 empty] | 28
West LA LRA | [12 empty] | 29
Electric Utility | [12 empty] | 30
Gas Utility | [12 empty] | 31
Installer Name | [12 empty] | 32
Date Received | [12 empty] | 33
Interconnection date | [12 empty] | 34
Payment Completed Date | [12 empty] | 35
Cancelled Date | [12 empty] | 36
37
38
39
40
41
42
43
44
45
46
47
48
49
50
51
52
53
54
55
56
57
58
59
60
61
62
63
64
65
66
67
68
69
70
71
72
73
74
75
76
77
78
79
80
81
82
83
84
85
86
87
88
89
90
91
92
93
94
95
96
97
98
99
100
101
102
103
104
105
106
107
108
109
110
111
112
113
114
115
116
117
118
119
120
121
122
123
124
125
126
127
128
129
130
131
132
133
134
135
136
137
138
139
140
141
142
143
144
145
146
147
148
149
150
151
152
153
154
155
156
157
158
159
160
161
162
163
164
165
166
167
168
169
170
171
172
173
174
175
176
177
178
179
180
181
182
183
184
185
186
187
188
189
190
191
192
193
194
195
196
197
198
199
200
201
202
203
204
205
206
207
208
209
210
211
212
213
214
215
216
217
218
219
220
221
222
223
224
225
226
227
228
229
230
231
232
233
234
235
236
237
238
239
240
241
242
243
244
245
246
247
248
249
250
251
252
253
254
255
256
257
258
259
260
261
262
263
264
265
266
267
268
269
270
271
272
273
274
275
276
277
278
279
280
281
282
283
284
285
286
287
288
289
290
291
292
293
294
295
296
297
298
299
300
301
302
303
304
305
306
307
308
309
310
311
312
313
314
315
316
317
318
319
320
321
322
323
324
325
326
327
328
329
330
331
332
333
334
335
336
337
338
339
340
341
342
343
344
345
346
347
348
349
350
351
352
353
354
355
356
357
358
359
360
361
362
363
364
365
366
367
368
369
370
371
372
373
374
375
376
377
378
379
380
381
382
383
384
385
386
387
388
389
390
391
392
393
394
395
396
397
398
399
400
401
402
403
404
405
406
407
408
409
410
411
412
413
414
415
416
417
418
419
420
421
422
423
424
425
426
427
428
429
430
431
432
433
434
435
436
437
438
439
440
441
442
443
444
445
446
447
448
449
450
451
452
453
454
455
456
457
458
459
460
461
462
463
464
465
466
467
468
469
470
471
472
473
474
475
476
477
478
479
480
481
482
483
484
485
486
487
488
489
490
491
492
493
494
495
496
497
498
499
500
501
502
503
504
505
506
507
508
509
510
511
512
513
514
515
516
517
518
519
520
521
522
523
524
525
526
527
528
529
530
531
532
533
534
535
536
537
538
539
540
541
542
543
544
545
546
547
548
549
550
551
552
553
554
555
556
557
558
559
560
561
562
563
564
565
566
567
568
569
570
571
572
573
574
575
576
577
578
579
580
581
582
583
584
585
586
587
588
589
590
591
592
593
594
595
596
597
598
599
600
601
602
603
604
605
606
607
608
609
610
611
612
613
614
615
616
617
618
619
620
621
622
623
624
625
626
627
628
629
630
631
632
633
634
635
636
637
638
639
640
641
642
643
644
645
646
647
648
649
650
651
652
653
654
655
656
657
658
659
660
661
662
663
664
665
666
667
668
669
670
671
672
673
674
675
676
677
678
679
680
681
682
683
684
685
686
687
688
689
690
691
692
693
694
695
696
697
698
699
700
701
702
703
704
705
706
707
708
709
710
711
712
713
714
715
716
717
718
719
720
721
722
723
724
725
726
727
728
729
730
731
732
733
734
735
736
737
738
739
740
741
742
743
744
745
746
747
748
749
750
751
752
753
754
755
756
757
758
759
760
761
762
763
764
765
766
767
768
769
770
771
772
773
774
775
776
777
778
779
780
781
782
783
784
785
786
787
788
789
790
791
792
793
794
795
796
797
798
799
800
801
802
803
804
805
806
807
808
809
810
811
812
813
814
815
816
817
818
819
820
821
822
823
824
825
826
827
828
829
830
831
832
833
834
835
836
837
838
839
840
841
842
843
844
845
846
847
848
849
850
851
852
853
854
855
856
857
858
859
860
861
862
863
864
865
866
867
868
869
870
871
872
873
874
875
876
877
878
879
880
881
882
883
884
885
886
887
888
889
890
891
892
893
894
895
896
897
898
899
900
901
902
903
904
905
906
907
908
909
910
911
912
913
914
915
916
917
918
919
920
921
922
923
924
925
926
927
928
929
930
931
932
933
934
935
936
937
938
939
940
941
942
943
944
945
946
947
948
949
950
951
952
953
954
955
956
957
958
959
960
961
962
963
964
965
966
967
968
969
970
971
972
973
974
975
976
977
978
979
980
981
982
983
984
985
986
987
988
989
990
991
992
993
994
995
996
997
998
999
1000
1001
1002
1003
1004
1005
1006
1007
1008
1009
1010
1011
1012
1013
1014
1015
1016
1017
1018
1019
1020
1021
1022
1023
1024
1025
1026
1027
1028
1029
1030
1031
1032
1033
1034
1035
1036
1037
1038
1039
1040
1041
1042
1043
1044
1045
1046
1047
1048
1049
1050
1051
1052
1053
1054
1055
1056
1057
1058
1059
1060
1061
1062
1063
1064
1065
1066
1067
1068
1069
1070
1071
1072
1073
1074
1075
1076
1077
1078
1079
1080
1081
1082
1083
1084
1085
1086
1087
1088
1089
1090
1091
1092
1093
1094
1095
1096
1097
1098
1099
1100
1101
1102
1103
1104
1105
1106
1107
1108
1109
1110
1111
1112
1113
1114
1115
1116
1117
1118
1119
1120
1121
1122
1123
1124
1125
1126
1127
1128
1129
1130
1131
1132
1133
1134
1135
1136
1137
1138
1139
1140
1141
1142
1143
1144
1145
1146
1147
1148
1149
1150
1151
1152
1153
1154
1155
1156
1157
1158
1159
1160
1161
1162
1163
1164
1165
1166
1167
1168
1169
1170
1171
1172
1173
1174
1175
1176
1177
1178
1179
1180
1181
1182
1183
1184
1185
1186
1187
1188
1189
1190
1191
1192
1193
1194
1195
1196
1197
1198
1199
1200
1201
1202
1203
1204
1205
1206
1207
1208
1209
1210
1211
1212
1213
1214
1215
1216
1217
1218
1219
1220
1221
1222
1223
1224
1225
1226
1227
1228
1229
1230
1231
1232
1233
1234
1235
1236
1237
1238
1239
1240
1241
1242
1243
1244
1245
1246
1247
1248
1249
1250
1251
1252
1253
1254
1255
1256
1257
1258
1259
1260
1261
1262
1263
1264
1265
1266
1267
1268
1269
1270
1271
1272
1273
1274
1275
1276
1277
1278
1279
1280
1281
1282
1283
1284
1285
1286
1287
1288
1289
1290
1291
1292
1293
1294
1295
1296
1297
1298
1299
1300
1301
1302
1303
1304
1305
1306
1307
1308
1309
1310
1311
1312
1313
1314
1315
1316
1317
1318
1319
1320
1321
1322
1323
1324
1325
1326
1327
1328
1329
1330
1331
1332
1333
1334
1335
1336
1337
1338
1339
1340
1341
1342
1343
1344
1345
1346
1347
1348
1349
1350
1351
1352
1353
1354
1355
1356
1357
1358
1359
1360
1361
1362
1363
1364
1365
1366
1367
1368
1369
1370
1371
1372
1373
1374
1375
1376
1377
1378
1379
1380
1381
1382
1383
1384
1385
1386
1387
1388
1389
1390
1391
1392
1393
1394
1395
1396
1397
1398
1399
1400
1401
1402
1403
1404
1405
1406
1407
1408
1409
1410
1411
1412
1413
1414
1415
1416
1417
1418
1419
1420
1421
1422
1423
1424
1425
1426
1427
1428
1429
1430
1431
1432
1433
1434
1435
1436
1437
1438
1439
1440
1441
1442
1443
1444
1445
1446
1447
1448
1449
1450
1451
1452
1453
1454
1455
1456
1457
1458
1459
1460
1461
1462
1463
1464
1465
1466
1467
1468
1469
1470
1471
1472
1473
1474
1475
1476
1477
1478
1479
1480
1481
1482
1483
1484
1485
1486
1487
1488
1489
1490
1491
1492
1493
1494
1495
1496
1497
1498
1499
1500
1501
1502
1503
1504
1505
1506
1507
1508
1509
1510
1511
1512
1513
1514
1515
1516
1517
1518
1519
1520
1521
1522
1523
1524
1525
1526
1527
1528
1529
1530
1531
1532
1533
1534
1535
1536
1537
1538
1539
1540
1541
1542
1543
1544
1545
1546
1547
1548
1549
1550
1551
1552
1553
1554
1555
1556
1557
1558
1559
1560
1561
1562
1563
1564
1565
1566
1567
1568
1569
1570
1571
1572
1573
1574
1575
1576
1577
1578
1579
1580
1581
1582
1583
1584
1585
1586
1587
1588
1589
1590
1591
1592
1593
1594
1595
1596
1597
1598
1599
1600
1601
1602
1603
1604
1605
1606
1607
1608
1609
1610
1611
1612
1613
1614
1615
1616
1617
1618
1619
1620
1621
1622
1623
1624
1625
1626
1627
1628
1629
1630
1631
1632
1633
1634
1635
1636
1637
1638
1639
1640
1641
1642
1643
1644
1645
1646
1647
1648
1649
1650
1651
1652
1653
1654
1655
1656
1657
1658
1659
1660
1661
1662
1663
1664
1665
1666
1667
1668
1669
1670
1671
1672
1673
1674
1675
1676
1677
1678
1679
1680
1681
1682
1683
1684
1685
1686
1687
1688
1689
1690
1691
1692
1693
1694
1695
1696
1697
1698
1699
1700
1701
1702
1703
1704
1705
1706
1707
1708
1709
1710
1711
1712
1713
1714
1715
1716
1717
1718
1719
1720
1721
1722
1723
1724
1725
1726
1727
1728
1729
1730
1731
1732
1733
1734
1735
1736
1737
1738
1739
1740
1741
1742
1743
1744
1745
1746
1747
1748
1749
1750
1751
1752
1753
1754
1755
1756
1757
1758
1759
1760
1761
1762
1763
1764
1765
1766
1767
1768
1769
1770
1771
1772
1773
1774
1775
1776
1777
1778
1779
1780
1781
1782
1783
1784
1785
1786
1787
1788
1789
1790
1791
1792
1793
1794
1795
1796
1797
1798
1799
1800
1801
1802
1803
1804
1805
1806
1807
1808
1809
1810
1811
1812
1813
1814
1815
1816
1817
1818
1819
1820
1821
1822
1823
1824
1825
1826
1827
1828
1829
1830
1831
1832
1833
1834
1835
1836
1837
1838
1839
1840
1841
1842
1843
1844
1845
1846
1847
1848
1849
1850
1851
1852
1853
1854
1855
1856
1857
1858
1859
1860
1861
1862
1863
1864
1865
1866
1867
1868
1869
1870
1871
1872
1873
1874
1875
1876
1877
1878
1879
1880
1881
1882
1883
1884
1885
1886
1887
1888
1889
1890
1891
1892
1893
1894
1895
1896
1897
1898
1899
1900
1901
1902
1903
1904
1905
1906
1907
1908
1909
1910
1911
1912
1913
1914
1915
1916
1917
1918
1919
1920
1921
1922
1923
1924
1925
1926
1927
1928
1929
1930
1931
1932
1933
1934
1935
1936
1937
1938
1939
1940
1941
1942
1943
1944
1945
1946
1947
1948
1949
1950
1951
1952
1953
1954
1955
1956
1957
1958
1959
1960
1961
1962
1963
1964
1965
1966
1967
1968
1969
1970
1971
1972
1973
1974
1975
1976
1977
1978
1979
1980
1981
1982
1983
1984
1985
1986
1987
1988
1989
1990
1991
1992
1993
1994
1995
1996
1997
1998
1999
2000
2001
2002
2003
2004
2005
2006
2007
2008
2009
2010
2011
2012
2013
2014
2015
2016
2017
2018
2019
2020
2021
2022
2023
2024
2025
2026
2027
2028
2029
2030
2031
2032
2033
2034
2035
2036
2037
2038
2039
2040
2041
2042
2043
2044
2045
2046
2047
2048
2049
2050
2051
2052
2053
2054
2055
2056
2057
2058
2059
2060
2061
2062
2063
2064
2065
2066
2067
2068
2069
2070
2071
2072
2073
2074
2075
2076
2077
2078
2079
2080
2081
2082
2083
2084
2085
2086
2087
2088
2089
2090
2091
2092
2093
2094
2095
2096
2097
2098
2099
2100
2101
2102
2103
2104
2105
2106
2107
2108
2109
2110
2111
2112
2113
2114
2115
2116
2117
2118
2119
2120
2121
2122
2123
2124
2125
2126
2127
2128
2129
2130
2131
2132
2133
2134
2135
2136
2137
2138
2139
2140
2141
2142
2143
2144
2145
2146
2147
2148
2149
2150
2151
2152
2153
2154
2155
2156
2157
2158
2159
2160
2161
2162
2163
2164
2165
2166
2167
2168
2169
2170
2171
2172
2173
2174
2175
2176
2177
2178
2179
2180
2181
2182
2183
2184
2185
2186
2187
2188
2189
2190
2191
2192
2193
2194
2195
2196
2197
2198
2199
2200
2201
2202
2203
2204
2205
2206
2207
2208
2209
2210
2211
2212
2213
2214
2215
2216
2217
2218
2219
2220
2221
2222
2223
2224
2225
2226
2227
2228
2229
2230
2231
2232
2233
2234
2235
2236
2237
2238
2239
2240
2241
2242
2243
2244
2245
2246
2247
2248
2249
2250
2251
2252
2253
2254
2255
2256
2257
2258
2259
2260
2261
2262
2263
2264
2265
2266
2267
2268
2269
2270
2271
2272
2273
2274
2275
2276
2277
2278
2279
2280
2281
2282
2283
2284
2285
2286
2287
2288
2289
2290
2291
2292
2293
2294
2295
2296
2297
2298
2299
2300
2301
2302
2303
2304
2305
2306
2307
2308
2309
2310
2311
2312
2313
2314
2315
2316
2317
2318
2319
2320
2321
2322
2323
2324
2325
2326
2327
2328
2329
2330
2331
2332
2333
2334
2335
2336
2337
2338
2339
2340
2341
2342
2343
2344
2345
2346
2347
2348
2349
2350
2351
2352
2353
2354
2355
2356
2357
2358
2359
2360
2361
2362
2363
2364
2365
2366
2367
2368
2369
2370
2371
2372
2373
2374
2375
2376
2377
2378
2379
2380
2381
2382
2383
2384
2385
2386
2387
2388
2389
2390
2391
2392
2393
2394
2395
2396
2397
2398
2399
2400
2401
2402
2403
2404
2405
2406
2407
2408
2409
2410
2411
2412
2413
2414
2415
2416
2417
2418
2419
2420
2421
2422
2423
2424
2425
2426
2427
2428
2429
2430
2431
2432
2433
2434
2435
2436
2437
2438
2439
2440
2441
2442
2443
2444
2445
2446
2447
2448
2449
2450
2451
2452
2453
2454
2455
2456
2457
2458
2459
2460
2461
2462
2463
2464
2465
2466
2467
2468
2469
2470
2471
2472
2473
2474
2475
2476
2477
2478
2479
2480
2481
2482
2483
2484
2485
2486
2487
2488
2489
2490
2491
2492
2493
2494
2495
2496
2497
2498
2499
2500
2501
2502
2503
2504
2505
2506
2507
2508
2509
2510
2511
2512
2513
2514
2515
2516
2517
2518
2519
2520
2521
2522
2523
2524
2525
2526
2527
2528
2529
2530
2531
2532
2533
2534
2535
2536
2537
2538
2539
2540
2541
2542
2543
2544
2545
2546
2547
2548
2549
2550
2551
2552
2553
2554
2555
2556
2557
2558
2559
2560
2561
2562
2563
2564
2565
2566
2567
2568
2569
2570
2571
2572
2573
2574
2575
2576
2577
2578
2579
2580
2581
2582
2583
2584
2585
2586
2587
2588
2589
2590
2591
2592
2593
2594
2595
2596
2597
2598
2599
2600
2601
2602
2603
2604
2605
2606
2607
2608
2609
2610
2611
2612
2613
2614
2615
2616
2617
2618
2619
2620
2621
2622
2623
2624
2625
2626
2627
2628
2629
2630
2631
2632
2633
2634
2635
2636
2637
2638
2639
2640
2641
2642
2643
2644
2645
2646
2647
2648
2649
2650
2651
2652
2653
2654
2655
2656
2657
2658
2659
2660
2661
2662
2663
2664
2665
2666
2667
2668
2669
2670
2671
2672
2673
2674
2675
2676
2677
2678
2679
2680
2681
2682
2683
2684
2685
2686
2687
2688
2689
2690
2691
2692
2693
2694
2695
2696
2697
2698
2699
2700
2701
2702
2703
2704
2705
2706
2707
2708
2709
2710
2711
2712
2713
2714
2715
2716
2717
2718
2719
2720
2721
2722
2723
2724
2725
2726
2727
2728
2729
2730
2731
2732
2733
2734
2735
2736
2737
2738
2739
2740
2741
2742
2743
2744
2745
2746
2747
2748
2749
2750
2751
2752
2753
2754
2755
2756
2757
2758
2759
2760
2761
2762
2763
2764
2765
2766
2767
2768
2769
2770
2771
2772
2773
2774
2775
2776
2777
2778
2779
2780
2781
2782
2783
2784
2785
2786
2787
2788
2789
2790
2791
2792
2793
2794
2795
2796
2797
2798
2799
2800
2801
2802
2803
2804
2805
2806
2807
2808
2809
2810
2811
2812
2813
2814
2815
2816
2817
2818
2819
2820
2821
2822
2823
2824
2825
2826
2827
2828
2829
2830
2831
2832
2833
2834
2835
2836
2837
2838
2839
2840
2841
2842
2843
2844
2845
2846
2847
2848
2849
2850
2851
2852
2853
2854
2855
2856
2857
2858
2859
2860
2861
2862
2863
2864
2865
2866
2867
2868
2869
2870
2871
2872
2873
2874
2875
2876
2877
2878
2879
2880
2881
2882
2883
2884
2885
2886
2887
2888
2889
2890
2891
2892
2893
2894
2895
2896
2897
2898
2899
2900
2901
2902
2903
2904
2905
2906
2907
2908
2909
2910
2911
2912
2913
2914
2915
2916
2917
2918
2919
2920
2921
2922
2923
2924
2925
2926
2927
2928
2929
2930
2931
2932
2933
2934
2935
2936
2937
2938
2939
2940
2941
2942
2943
2944
2945
2946
2947
2948
2949
2950
2951
2952
2953
2954
2955
2956
2957
2958
2959
2960
2961
2962
2963
2964
2965
2966
2967
2968
2969
2970
2971
2972
2973
2974
2975
2976
2977
2978
2979
2980
2981
2982
2983
2984
2985
2986
2987
2988
2989
2990
2991
2992
2993
2994
2995
2996
2997
2998
2999
3000
3001
3002
3003
3004
3005
3006
3007
3008
3009
3010
3011
3012
3013
3014
3015
3016
3017
3018
3019
3020
3021
3022
3023
3024
3025
3026
3027
3028
3029
3030
3031
3032
3033
3034
3035
3036
3037
3038
3039
3040
3041
3042
3043
3044
3045
3046
3047
3048
3049
3050
3051
3052
3053
3054
3055
3056
3057
3058
3059
3060
3061
3062
3063
3064
3065
3066
3067
3068
3069
3070
3071
3072
3073
3074
3075
3076
3077
3078
3079
3080
3081
3082
3083
3084
3085
3086
3087
3088
3089
3090
3091
3092
3093
3094
3095
3096
3097
3098
3099
3100
3101
3102
3103
3104
3105
3106
3107
3108
3109
3110
3111
3112
3113
3114
3115
3116
3117
3118
3119
3120
3121
3122
3123
3124
3125
3126
3127
3128
3129
3130
3131
3132
3133
3134
3135
3136
3137
3138
3139
3140
3141
3142
3143
3144
3145
3146
3147
3148
3149
3150
3151
3152
3153
3154
3155
3156
3157
3158
3159
3160
3161
3162
3163
3164
3165
3166
3167
3168
3169
3170
3171
3172
3173
3174
3175
3176
3177
3178
3179
3180
3181
3182
3183
3184
3185
3186
3187
3188
3189
3190
3191
3192
3193
3194
3195
3196
3197
3198
3199
3200
3201
3202
3203
3204
3205
3206
3207
3208
3209
3210
3211
3212
3213
3214
3215
3216
3217
3218
3219
3220
3221
3222
3223
3224
3225
3226
3227
3228
3229
3230
3231
3232
3233
3234
3235
3236
3237
3238
3239
3240
3241
3242
3243
3244
3245
3246
3247
3248
3249
3250
3251
3252
3253
3254
3255
3256
3257
3258
3259
3260
3261
3262
3263
3264
3265
3266
3267
3268
3269
3270
3271
3272
3273
3274
3275
3276
3277
3278
3279
3280
3281
3282
3283
3284
3285
3286
3287
3288
3289
3290
3291
3292
3293
3294
3295
3296
3297
3298
3299
3300
3301
3302
3303
3304
3305
3306
3307
3308
3309
3310
3311
3312
3313
3314
3315
3316
3317
3318
3319
3320
3321
3322
3323
3324
3325
3326
3327
3328
3329
3330
3331
3332
3333
3334
3335
3336
3337
3338
3339
3340
3341
3342
3343
3344
3345
3346
3347
3348
3349
3350
3351
3352
3353
3354
3355
3356
3357
3358
3359
3360
3361
3362
3363
3364
3365
3366
3367
3368
3369
3370
3371
3372
3373
3374
3375
3376
3377
3378
3379
3380
3381
3382
3383
3384
3385
3386
3387
3388
3389
3390
3391
3392
3393
3394
3395
3396
3397
3398
3399
3400
3401
3402
3403
3404
3405
3406
3407
3408
3409
3410
3411
3412
3413
3414
3415
3416
3417
3418
3419
3420
3421
3422
3423
3424
3425
3426
3427
3428
3429
3430
3431
3432
3433
3434
3435
3436
3437
3438
3439
3440
3441
3442
3443
3444
3445
3446
3447
3448
3449
3450
3451
3452
3453
3454
3455
3456
3457
3458
3459
3460
3461
3462
3463
3464
3465
3466
3467
3468
3469
3470
3471
3472
3473
3474
3475
3476
3477
3478
3479
3480
3481
3482
3483
3484
3485
3486
3487
3488
3489
3490
3491
3492
3493
3494
3495
3496
3497
3498
3499
3500
3501
3502
3503
3504
3505
3506
3507
3508
3509
3510
3511
3512
3513
3514
3515
3516
3517
3518
3519
3520
3521
3522
3523
3524
3525
3526
3527
3528
3529
3530
3531
3532
3533
3534
3535
3536
3537
3538
3539
3540
3541
3542
3543
3544
3545
3546
3547
3548
3549
3550
3551
3552
3553
3554
3555
3556
3557
3558
3559
3560
3561
3562
3563
3564
3565
3566
3567
3568
3569
3570
3571
3572
3573
3574
3575
3576
3577
3578
3579
3580
3581
3582
3583
3584
3585
3586
3587
3588
3589
3590
3591
3592
3593
3594
3595
3596
3597
3598
3599
3600
3601
3602
3603
3604
3605
3606
3607
3608
3609
3610
3611
3612
3613
3614
3615
3616
3617
3618
3619
3620
3621
3622
3623
3624
3625
3626
3627
3628
3629
3630
3631
3632
3633
3634
3635
3636
3637
3638
3639
3640
3641
3642
3643
3644
3645
3646
3647
3648
3649
3650
3651
3652
3653
3654
3655
3656
3657
3658
3659
3660
3661
3662
3663
3664
3665
3666
3667
3668
3669
3670
3671
3672
3673
3674
3675
3676
3677
3678
3679
3680
3681
3682
3683
3684
3685
3686
3687
3688
3689
3690
3691
3692
3693
3694
3695
3696
3697
3698
3699
3700
3701
3702
3703
3704
3705
3706
3707
3708
3709
3710
3711
3712
3713
3714
3715
3716
3717
3718
3719
3720
3721
3722
3723
3724
3725
3726
3727
3728
3729
3730
3731
3732
3733
3734
3735
3736
3737
3738
3739
3740
3741
3742
3743
3744
3745
3746
3747
3748
3749
3750
3751
3752
3753
3754
3755
3756
3757
3758
3759
3760
3761
3762
3763
3764
3765
3766
3767
3768
3769
3770
3771
3772
3773
3774
3775
3776
3777
3778
3779
3780
3781
3782
3783
3784
3785
3786
3787
3788
3789
3790
3791
3792
3793
3794
3795
3796
3797
3798
3799
3800
3801
3802
3803
3804
3805
3806
3807
3808
3809
3810
3811
3812
3813
3814
3815
3816
3817
3818
3819
3820
3821
3822
3823
3824
3825
3826
3827
3828
3829
3830
3831
3832
3833
3834
3835
3836
3837
3838
3839
3840
3841
3842
3843
3844
3845
3846
3847
3848
3849
3850
3851
3852
3853
3854
3855
3856
3857
3858
3859
3860
3861
3862
3863
3864
3865
3866
3867
3868
3869
3870
3871
3872
3873
3874
3875
3876
3877
3878
3879
3880
3881
3882
3883
3884
3885
3886
3887
3888
3889
3890
3891
3892
3893
3894
3895
3896
3897
3898
3899
3900
3901
3902
3903
3904
3905
3906
3907
3908
3909
3910
3911
3912
3913
3914
3915
3916
3917
3918
3919
3920
3921
3922
3923
3924
3925
3926
3927
3928
3929
3930
3931
3932
3933
3934
3935
3936
3937
3938
3939
3940
3941
3942
3943
3944
3945
3946
3947
3948
3949
3950
3951
3952
3953
3954
3955
3956
3957
3958
3959
3960
3961
3962
3963
3964
3965
3966
3967
3968
3969
3970
3971
3972
3973
3974
3975
3976
3977
3978
3979
3980
3981
3982
3983
3984
3985
3986
3987
3988
3989
3990
3991
3992
3993
3994
3995
3996
3997
3998
3999
4000
4001
4002
4003
4004
4005
4006
4007
4008
4009
4010
4011
4012
4013
4014
4015
4016
4017
4018
4019
4020
4021
4022
4023
4024
4025
4026
4027
4028
4029
4030
4031
4032
4033
4034
4035
4036
4037
4038
4039
4040
4041
4042
4043
4044
4045
4046
4047
4048
4049
4050
4051
4052
4053
4054
4055
4056
4057
4058
4059
4060
4061
4062
4063
4064
4065
4066
4067
4068
4069
4070
4071
4072
4073
4074
4075
4076
4077
4078
4079
4080
4081
4082
4083
4084
4085
4086
4087
4088
4089
4090
4091
4092
4093
4094
4095
4096
4097
4098
4099
4100
4101
4102
4103
4104
4105
4106
4107
4108
4109
4110
4111
4112
4113
4114
4115
4116
4117
4118
4119
4120
4121
4122
4123
4124
4125
4126
4127
4128
4129
4130
4131
4132
4133
4134
4135
4136
4137
4138
4139
4140
4141
4142
4143
4144
4145
4146
4147
4148
4149
4150
4151
4152
4153
4154
4155
4156
4157
4158
4159
4160
4161
4162
4163
4164
4165
4166
4167
4168
4169
4170
4171
4172
4173
4174
4175
4176
4177
4178
4179
4180
4181
4182
4183
4184
4185
4186
4187
4188
4189
4190
4191
4192
4193
4194
4195
4196
4197
4198
4199
4200
4201
4202
4203
4204
4205
4206
4207
4208
4209
4210
4211
4212
4213
4214
4215
4216
4217
4218
4219
4220
4221
4222
4223
4224
4225
4226
4227
4228
4229
4230
4231
4232
4233
4234
4235
4236
4237
4238
4239
4240
4241
4242
4243
4244
4245
4246
4247
4248
4249
4250
4251
4252
4253
4254
4255
4256
4257
4258
4259
4260
4261
4262
4263
4264
4265
4266
4267
4268
4269
4270
4271
4272
4273
4274
4275
4276
4277
4278
4279
4280
4281
4282
4283
4284
4285
4286
4287
4288
4289
4290
4291
4292
4293
4294
4295
4296
4297
4298
4299
4300
4301
4302
4303
4304
4305
4306
4307
4308
4309
4310
4311
4312
4313
4314
4315
4316
4317
4318
4319
4320
4321
4322
4323
4324
4325
4326
4327
4328
4329
4330
4331
4332
4333
4334
4335
4336
4337
4338
4339
4340
4341
4342
4343
4344
4345
4346
4347
4348
4349
4350
4351
4352
4353
4354
4355
4356
4357
4358
4359
4360
4361
4362
4363
4364
4365
4366
4367
4368
4369
4370
4371
4372
4373
4374
4375
4376
4377
4378
4379
4380
4381
4382
4383
4384
4385
4386
4387
4388
4389
4390
4391
4392
4393
4394
4395
4396
4397
4398
4399
4400
4401
4402
4403
4404
4405
4406
4407
4408
4409
4410
4411
4412
4413
4414
4415
4416
4417
4418
4419
4420
4421
4422
4423
4424
4425
4426
4427
4428
4429
4430
4431
4432
4433
4434
4435
4436
4437
4438
4439
4440
4441
4442
4443
4444
4445
4446
4447
4448
4449
4450
4451
4452
4453
4454
4455
4456
4457
4458
4459
4460
4461
4462
4463
4464
4465
4466
4467
4468
4469
4470
4471
4472
4473
4474
4475
4476
4477
4478
4479
4480
4481
4482
4483
4484
4485
4486
4487
4488
4489
4490
4491
4492
4493
4494
4495
4496
4497
4498
4499
4500
4501
4502
4503
4504
4505
4506
4507
4508
4509
4510
4511
4512
4513
4514
4515
4516
4517
4518
4519
4520
4521
4522
4523
4524
4525
4526
4527
4528
4529
4530
4531
4532
4533
4534
4535
4536
4537
4538
4539
4540
4541
4542
4543
4544
4545
4546
4547
4548
4549
4550
4551
4552
4553
4554
4555
4556
4557
4558
4559
4560
4561
4562
4563
4564
4565
4566
4567
4568
4569
4570
4571
4572
4573
4574
4575
4576
4577
4578
4579
4580
4581
4582
4583
4584
4585
4586
4587
4588
4589
4590
4591
4592
4593
4594
4595
4596
4597
4598
4599
4600
4601
4602
4603
4604
4605
4606
4607
4608
4609
4610
4611
4612
4613
4614
4615
4616
4617
4618
4619
4620
4621
4622
4623
4624
4625
4626
4627
4628
4629
4630
4631
4632
4633
4634
4635
4636
4637
4638
4639
4640
4641
4642
4643
4644
4645
4646
4647
4648
4649
4650
4651
4652
4653
4654
4655
4656
4657
4658
4659
4660
4661
4662
4663
4664
4665
4666
4667
4668
4669
4670
4671
4672
4673
4674
4675
4676
4677
4678
4679
4680
4681
4682
4683
4684
4685
4686
4687
4688
4689
4690
4691
4692
4693
4694
4695
4696
4697
4698
4699
4700
4701
4702
4703
4704
4705
4706
4707
4708
4709
4710
4711
4712
4713
4714
4715
4716
4717
4718
4719
4720
4721
4722
4723
4724
4725
4726
4727
4728
4729
4730
4731
4732
4733
4734
4735
4736
4737
4738
4739
4740
4741
4742
4743
4744
4745
4746
4747
4748
4749
4750
4751
4752
4753
4754
4755
4756
4757
4758
4759
4760
4761
4762
4763
4764
4765
4766
4767
4768
4769
4770
4771
4772
4773
4774
4775
4776
4777
4778
4779
4780
4781
4782
4783
4784
4785
4786
4787
4788
4789
4790
4791
4792
4793
4794
4795
4796
4797
4798
4799
4800
4801
4802
4803
4804
4805
4806
4807
4808
4809
4810
4811
4812
4813
4814
4815
4816
4817
4818
4819
4820
4821
4822
4823
4824
4825
4826
4827
4828
4829
4830
4831
4832
4833
4834
4835
4836
4837
4838
4839
4840
4841
4842
4843
4844
4845
4846
4847
4848
4849
4850
4851
4852
4853
4854
4855
4856
4857
4858
4859
4860
4861
4862
4863
4864
4865
4866
4867
4868
4869
4870
4871
4872
4873
4874
4875
4876
4877
4878
4879
4880
4881
4882
4883
4884
4885
4886
4887
4888
4889
4890
4891
4892
4893
4894
4895
4896
4897
4898
4899
4900
4901
4902
4903
4904
4905
4906
4907
4908
4909
4910
4911
4912
4913
4914
4915
4916
4917
4918
4919
4920
4921
4922
4923
4924
4925
4926
4927
4928
4929
4930
4931
4932
4933
4934
4935
4936
4937
4938
4939
4940
4941
4942
4943
4944
4945
4946
4947
4948
4949
4950
4951
4952
4953
4954
4955
4956
4957
4958
4959
4960
4961
4962
4963
4964
4965
4966
4967
4968
4969
4970
4971
4972
4973
4974
4975
4976
4977
4978
4979
4980
4981
4982
4983
4984
4985
4986
4987
4988
4989
4990
4991
4992
4993
4994
4995
4996
4997
4998
4999
5000
5001
5002
5003
5004
5005
5006
5007
5008
5009
5010
5011
5012
5013
5014
5015
5016
5017
5018
5019
5020
5021
5022
5023
5024
5025
5026
5027
5028
5029
5030
5031
5032
5033
5034
5035
5036
5037
5038
5039
5040
5041
5042
5043
5044
5045
5046
5047
5048
5049
5050
5051
5052
5053
5054
5055
5056
5057
5058
5059
5060
5061
5062
5063
5064
5065
5066
5067
5068
5069
5070
5071
5072
5073
5074
5075
5076
5077
5078
5079
5080
5081
5082
5083
5084
5085
5086
5087
5088
5089
5090
5091
5092
5093
5094
5095
5096
5097
5098
5099
5100
5101
5102
5103
5104
5105
5106
5107
5108
5109
5110
5111
5112
5113
5114
5115
5116
5117
5118
5119
5120
5121
5122
5123
5124
5125
5126
5127
5128
5129
5130
5131
5132
5133
5134
5135
5136
5137
5138
5139
5140
5141
5142
5143
5144
5145
5146
5147
5148
5149
5150
5151
5152
5153
5154
5155
5156
5157
5158
5159
5160
5161
5162
5163
5164
5165
5166
5167
5168
5169
5170
5171
5172
5173
5174
5175
5176
5177
5178
5179
5180
5181
5182
5183
5184
5185
5186
5187
5188
5189
5190
5191
5192
5193
5194
5195
5196
5197
5198
5199
5200
5201
5202
5203
5204
5205
5206
5207
5208
5209
5210
5211
5212
5213
5214
5215
5216
5217
5218
5219
5220
5221
5222
5223
5224
5225
5226
5227
5228
5229
5230
5231
5232
5233
5234
5235
5236
5237
5238
5239
5240
5241
5242
5243
5244
5245
5246
5247
5248
5249
5250
5251
5252
5253
5254
5255
5256
5257
5258
5259
5260
5261
5262
5263
5264
5265
5266
5267
5268
5269
5270
5271
5272
5273
5274
5275
5276
5277
5278
5279
5280
5281
5282
5283
5284
5285
5286
5287
5288
5289
5290
5291
5292
5293
5294
5295
5296
5297
5298
5299
5300
5301
5302
5303
5304
5305
5306
5307
5308
5309
5310
5311
5312
5313
5314
5315
5316
5317
5318
5319
5320
5321
5322
5323
5324
5325
5326
5327
5328
5329
5330
5331
5332
5333
5334
5335
5336
5337
5338
5339
5340
5341
5342
5343
5344
5345
5346
5347
5348
5349
5350
5351
5352
5353
5354
5355
5356
5357
5358
5359
5360
5361
5362
5363
5364
5365
5366
5367
5368
5369
5370
5371
5372
5373
5374
5375
5376
5377
5378
5379
5380
5381
5382
5383
5384
5385
5386
5387
5388
5389
5390
5391
5392
5393
5394
5395
5396
5397
5398
5399
5400
5401
5402
5403
5404
5405
5406
5407
5408
5409
5410
5411
5412
5413
5414
5415
5416
5417
5418
5419
5420
5421
5422
5423
5424
5425
5426
5427
5428
5429
5430
5431
5432
5433
5434
5435
5436
5437
5438
5439
5440
5441
5442
5443
5444
5445
5446
5447
5448
5449
5450
5451
5452
5453
5454
5455
5456
5457
5458
5459
5460
5461
5462
5463
5464
5465
5466
5467
5468
5469
5470
5471
5472
5473
5474
5475
5476
5477
5478
5479
5480
5481
5482
5483
5484
5485
5486
5487
5488
5489
5490
5491
5492
5493
5494
5495
5496
5497
5498
5499
5500
5501
5502
5503
5504
5505
5506
5507
5508
5509
5510
5511
5512
5513
5514
5515
5516
5517
5518
5519
5520
5521
5522
5523
5524
5525
5526
5527
5528
5529
5530
5531
5532
5533
5534
5535
5536
5537
5538
5539
5540
5541
5542
5543
5544
5545
5546
5547
5548
5549
5550
5551
5552
5553
5554
5555
5556
5557
5558
5559
5560
5561
5562
5563
5564
5565
5566
5567
5568
5569
5570
5571
5572
5573
5574
5575
5576
5577
5578
5579
5580
5581
5582
5583
5584
5585
5586
5587
5588
5589
5590
5591
5592
5593
5594
5595
5596
5597
5598
5599
5600
5601
5602
5603
5604
5605
5606
5607
5608
5609
5610
5611
5612
5613
5614
5615
5616
5617
5618
5619
5620
5621
5622
5623
5624
5625
5626
5627
5628
5629
5630
5631
5632
5633
5634
5635
5636
5637
5638
5639
5640
5641
5642
5643
5644
5645
5646
5647
5648
5649
5650
5651
5652
5653
5654
5655
5656
5657
5658
5659
5660
5661
5662
5663
5664
5665
5666
5667
5668
5669
5670
5671
5672
5673
5674
5675
5676
5677
5678
5679
5680
5681
5682
5683
5684
5685
5686
5687
5688
5689
5690
5691
5692
5693
5694
5695
5696
5697
5698
5699
5700
5701
5702
5703
5704
5705
5706
5707
5708
5709
5710
5711
5712
5713
5714
5715
5716
5717
5718
5719
5720
5721
5722
5723
5724
5725
5726
5727
5728
5729
5730
5731
5732
5733
5734
5735
5736
5737
5738
5739
5740
5741
5742
5743
5744
5745
5746
5747
5748
5749
5750
5751
5752
5753
5754
5755
5756
5757
5758
5759
5760
5761
5762
5763
5764
5765
5766
5767
5768
5769
5770
5771
5772
5773
5774
5775
5776
5777
5778
5779
5780
5781
5782
5783
5784
5785
5786
5787
5788
5789
5790
5791
5792
5793
5794
5795
5796
5797
5798
5799
5800
5801
5802
5803
5804
5805
5806
5807
5808
5809
5810
5811
5812
5813
5814
5815
5816
5817
5818
5819
5820
5821
5822
5823
5824
5825
5826
5827
5828
5829
5830
5831
5832
5833
5834
5835
5836
5837
5838
5839
5840
5841
5842
5843
5844
5845
5846
5847
5848
5849
5850
5851
5852
5853
5854
5855
5856
5857
5858
5859
5860
5861
5862
5863
5864
5865
5866
5867
5868
5869
5870
5871
5872
5873
5874
5875
5876
5877
5878
5879
5880
5881
5882
5883
5884
5885
5886
5887
5888
5889
5890
5891
5892
5893
5894
5895
5896
5897
5898
5899
5900
5901
5902
5903
5904
5905
5906
5907
5908
5909
5910
5911
5912
5913
5914
5915
5916
5917
5918
5919
5920
5921
5922
5923
5924
5925
5926
5927
5928
5929
5930
5931
5932
5933
5934
5935
5936
5937
5938
5939
5940
5941
5942
5943
5944
5945
5946
5947
5948
5949
5950
5951
5952
5953
5954
5955
5956
5957
5958
5959
5960
5961
5962
5963
5964
5965
5966
5967
5968
5969
5970
5971
5972
5973
5974
5975
5976
5977
5978
5979
5980
5981
5982
5983
5984
5985
5986
5987
5988
5989
5990
5991
5992
5993
5994
5995
5996
5997
5998
5999
6000
6001
6002
6003
6004
6005
6006
6007
6008
6009
6010
6011
6012
6013
6014
6015
6016
6017
6018
6019
6020
6021
6022
6023
6024
6025
6026
6027
6028
6029
6030
6031
6032
6033
6034
6035
6036
6037
6038
6039
6040
6041
6042
6043
6044
6045
6046
6047
6048
6049
6050
6051
6052
6053
6054
6055
6056
6057
6058
6059
6060
6061
6062
6063
6064
6065
6066
6067
6068
6069
6070
6071
6072
6073
6074
6075
6076
6077
6078
6079
6080
6081
6082
6083
6084
6085
6086
6087
6088
6089
6090
6091
6092
6093
6094
6095
6096
6097
6098
6099
6100
6101
6102
6103
6104
6105
6106
6107
6108
6109
6110
6111
6112
6113
6114
6115
6116
6117
6118
6119
6120
6121
6122
6123
6124
6125
6126
6127
6128
6129
6130
6131
6132
6133
6134
6135
6136
6137
6138
6139
6140
6141
6142
6143
6144
6145
6146
6147
6148
6149
6150
6151
6152
6153
6154
6155
6156
6157
6158
6159
6160
6161
6162
6163
6164
6165
6166
6167
6168
6169
6170
6171
6172
6173
6174
6175
6176
6177
6178
6179
6180
6181
6182
6183
6184
6185
6186
6187
6188
6189
6190
6191
6192
6193
6194
6195
6196
6197
6198
6199
6200
6201
6202
6203
6204
6205
6206
6207
6208
6209
6210
6211
6212
6213
6214
6215
6216
6217
6218
6219
6220
6221
6222
6223
6224
6225
6226
6227
6228
6229
6230
6231
6232
6233
6234
6235
6236
6237
6238
6239
6240
6241
6242
6243
6244
6245
6246
6247
6248
6249
6250
6251
6252
6253
6254
6255
6256
6257
6258
6259
6260
6261
6262
6263
6264
6265
6266
6267
6268
6269
6270
6271
6272
6273
6274
6275
6276
6277
6278
6279
6280
6281
6282
6283
6284
6285
6286
6287
6288
6289
6290
6291
6292
6293
6294
6295
6296
6297
6298
6299
6300
6301
6302
6303
6304
6305
6306
6307
6308
6309
6310
6311
6312
6313
6314
6315
6316
6317
6318
6319
6320
6321
6322
6323
6324
6325
6326
6327
6328
6329
6330
6331
6332
6333
6334
6335
6336
6337
6338
6339
6340
6341
6342
6343
6344
6345
6346
6347
6348
6349
6350
6351
6352
6353
6354
6355
6356
6357
6358
6359
6360
6361
6362
6363
6364
6365
6366
6367
6368
6369
6370
6371
6372
6373
6374
6375
6376
6377
6378
6379
6380
6381
6382
6383
6384
6385
6386
6387
6388
6389
6390
6391
6392
6393
6394
6395
6396
6397
6398
6399
6400
6401
6402
6403
6404
6405
6406
6407
6408
6409
6410
6411
6412
6413
6414
6415
6416
6417
6418
6419
6420
6421
6422
6423
6424
6425
6426
6427
6428
6429
6430
6431
6432
6433
6434
6435
6436
6437
6438
6439
6440
6441
6442
6443
6444
6445
6446
6447
6448
6449
6450
6451
6452
6453
6454
6455
6456
6457
6458
6459
6460
6461
6462
6463
6464
6465
6466
6467
6468
6469
6470
6471
6472
6473
6474
6475
6476
6477
6478
6479
6480
6481
6482
6483
6484
6485
6486
6487
6488
6489
6490
6491
6492
6493
6494
6495
6496
6497
6498
6499
6500
6501
6502
6503
6504
6505
6506
6507
6508
6509
6510
6511
6512
6513
6514
6515
6516
6517
6518
6519
6520
6521
6522
6523
6524
6525
6526
6527
6528
6529
6530
6531
6532
6533
6534
6535
6536
6537
6538
6539
6540
6541
6542
6543
6544
6545
6546
6547
6548
6549
6550
6551
6552
6553
6554
6555
6556
6557
6558
6559
6560
6561
6562
6563
6564
6565
6566
6567
6568
6569
6570
6571
6572
6573
6574
6575
6576
6577
6578
6579
6580
6581
6582
6583
6584
6585
6586
6587
6588
6589
6590
6591
6592
6593
6594
6595
6596
6597
6598
6599
6600
6601
6602
6603
6604
6605
6606
6607
6608
6609
6610
6611
6612
6613
6614
6615
6616
6617
6618
6619
6620
6621
6622
6623
6624
6625
6626
6627
6628
6629
6630
6631
6632
6633
6634
6635
6636
6637
6638
6639
6640
6641
6642
6643
6644
6645
6646
6647
6648
6649
6650
6651
6652
6653
6654
6655
6656
6657
6658
6659
6660
6661
6662
6663
6664
6665
6666
6667
6668
6669
6670
6671
6672
6673
6674
6675
6676
6677
6678
6679
6680
6681
6682
6683
6684
6685
6686
6687
6688
6689
6690
6691
6692
6693
6694
6695
6696
6697
6698
6699
6700
6701
6702
6703
6704
6705
6706
6707
6708
6709
6710
6711
6712
6713
6714
6715
6716
6717
6718
6719
6720
6721
6722
6723
6724
6725
6726
6727
6728
6729
6730
6731
6732
6733
6734
6735
6736
6737
6738
6739
6740
6741
6742
6743
6744
6745
6746
6747
6748
6749
6750
6751
6752
6753
6754
6755
6756
6757
6758
6759
6760
6761
6762
6763
6764
6765
6766
6767
6768
6769
6770
6771
6772
6773
6774
6775
6776
6777
6778
6779
6780
6781
6782
6783
6784
6785
6786
6787
6788
6789
6790
6791
6792
6793
6794
6795
6796
6797
6798
6799
6800
6801
6802
6803
6804
6805
6806
6807
6808
6809
6810
6811
6812
6813
6814
6815
6816
6817
6818
6819
6820
6821
6822
6823
6824
6825
6826
6827
6828
6829
6830
6831
6832
6833
6834
6835
6836
6837
6838
6839
6840
6841
6842
6843
6844
6845
6846
6847
6848
6849
6850
6851
6852
6853
6854
6855
6856
6857
6858
6859
6860
6861
6862
6863
6864
6865
6866
6867
6868
6869
6870
6871
6872
6873
6874
6875
6876
6877
6878
6879
6880
6881
6882
6883
6884
6885
6886
6887
6888
6889
6890
6891
6892
6893
6894
6895
6896
6897
6898
6899
6900
6901
6902
6903
6904
6905
6906
6907
6908
6909
6910
6911
6912
6913
6914
6915
6916
6917
6918
6919
6920
6921
6922
6923
6924
6925
6926
6927
6928
6929
6930
6931
6932
6933
6934
6935
6936
6937
6938
6939
6940
6941
6942
6943
6944
6945
6946
6947
6948
6949
6950
6951
6952
6953
6954
6955
6956
6957
6958
6959
6960
6961
6962
6963
6964
6965
6966
6967
6968
6969
6970
6971
6972
6973
6974
6975
6976
6977
6978
6979
6980
6981
6982
6983
6984
6985
6986
6987
6988
6989
6990
6991
6992
6993
6994
6995
6996
6997
6998
6999
7000
7001
7002
7003
7004
7005
7006
7007
7008
7009
7010
7011
7012
7013
7014
7015
7016
7017
7018
7019
7020
7021
7022
7023
7024
7025
7026
7027
7028
7029
7030
7031
7032
7033
7034
7035
7036
7037
7038
7039
7040
7041
7042
7043
7044
7045
7046
7047
7048
7049
7050
7051
7052
7053
7054
7055
7056
7057
7058
7059
7060
7061
7062
7063
7064
7065
7066
7067
7068
7069
7070
7071
7072
7073
7074
7075
7076
7077
7078
7079
7080
7081
7082
7083
7084
7085
7086
7087
7088
7089
7090
7091
7092
7093
7094
7095
7096
7097
7098
7099
7100
7101
7102
7103
7104
7105
7106
7107
7108
7109
7110
7111
7112
7113
7114
7115
7116
7117
7118
7119
7120
7121
7122
7123
7124
7125
7126
7127
7128
7129
7130
7131
7132
7133
7134
7135
7136
7137
7138
7139
7140
7141
7142
7143
7144
7145
7146
7147
7148
7149
7150
7151
7152
7153
7154
7155
7156
7157
7158
7159
7160
7161
7162
7163
7164
7165
7166
7167
7168
7169
7170
7171
7172
7173
7174
7175
7176
7177
7178
7179
7180
7181
7182
7183
7184
7185
7186
7187
7188
7189
7190
7191
7192
7193
7194
7195
7196
7197
7198
7199
7200
7201
7202
7203
7204
7205
7206
7207
7208
7209
7210
7211
7212
7213
7214
7215
7216
7217
7218
7219
7220
7221
7222
7223
7224
7225
7226
7227
7228
7229
7230
7231
7232
7233
7234
7235
7236
7237
7238
7239
7240
7241
7242
7243
7244
7245
7246
7247
7248
7249
7250
7251
7252
7253
7254
7255
7256
7257
7258
7259
7260
7261
7262
7263
7264
7265
7266
7267
7268
7269
7270
7271
7272
7273
7274
7275
7276
7277
7278
7279
7280
7281
7282
7283
7284
7285
7286
7287
7288
7289
7290
7291
7292
7293
7294
7295
7296
7297
7298
7299
7300
7301
7302
7303
7304
7305
7306
7307
7308
7309
7310
7311
7312
7313
7314
7315
7316
7317
7318
7319
7320
7321
7322
7323
7324
7325
7326
7327
7328
7329
7330
7331
7332
7333
7334
7335
7336
7337
7338
7339
7340
7341
7342
7343
7344
7345
7346
7347
7348
7349
7350
7351
7352
7353
7354
7355
7356
7357
7358
7359
7360
7361
7362
7363
7364
7365
7366
7367
7368
7369
7370
7371
7372
7373
7374
7375
7376
7377
7378
7379
7380
7381
7382
7383
7384
7385
7386
7387
7388
7389
7390
7391
7392
7393
7394
7395
7396
7397
7398
7399
7400
7401
7402
7403
7404
7405
7406
7407
7408
7409
7410
7411
7412
7413
7414
7415
7416
7417
7418
7419
7420
7421
7422
7423
7424
7425
7426
7427
7428
7429
7430
7431
7432
7433
7434
7435
7436
7437
7438
7439
7440
7441
7442
7443
7444
7445
7446
7447
7448
7449
7450
7451
7452
7453
7454
7455
7456
7457
7458
7459
7460
7461
7462
7463
7464
7465
7466
7467
7468
7469
7470
7471
7472
7473
7474
7475
7476
7477
7478
7479
7480
7481
7482
7483
7484
7485
7486
7487
7488
7489
7490
7491
7492
7493
7494
7495
7496
7497
7498
7499
7500
7501
7502
7503
7504
7505
7506
7507
7508
7509
7510
7511
7512
7513
7514
7515
7516
7517
7518
7519
7520
7521
7522
7523
7524
7525
7526
7527
7528
7529
7530
7531
7532
7533
7534
7535
7536
7537
7538
7539
7540
7541
7542
7543
7544
7545
7546
7547
7548
7549
7550
7551
7552
7553
7554
7555
7556
7557
7558
7559
7560
7561
7562
7563
7564
7565
7566
7567
7568
7569
7570
7571
7572
7573
7574
7575
7576
7577
7578
7579
7580
7581
7582
7583
7584
7585
7586
7587
7588
7589
7590
7591
7592
7593
7594
7595
7596
7597
7598
7599
7600
7601
7602
7603
7604
7605
7606
7607
7608
7609
7610
7611
7612
7613
7614
7615
7616
7617
7618
7619
7620
7621
7622
7623
7624
7625
7626
7627
7628
7629
7630
7631
7632
7633
7634
7635
7636
7637
7638
7639
7640
7641
7642
7643
7644
7645
7646
7647
7648
7649
7650
7651
7652
7653
7654
7655
7656
7657
7658
7659
7660
7661
7662
7663
7664
7665
7666
7667
7668
7669
7670
7671
7672
7673
7674
7675
7676
7677
7678
7679
7680
7681
7682
7683
7684
7685
7686
7687
7688
7689
7690
7691
7692
7693
7694
7695
7696
7697
7698
7699
7700
7701
7702
7703
7704
7705
7706
7707
7708
7709
7710
7711
7712
7713
7714
7715
7716
7717
7718
7719
7720
7721
7722
7723
7724
7725
7726
7727
7728
7729
7730
7731
7732
7733
7734
7735
7736
7737
7738
7739
7740
7741
7742
7743
7744
7745
7746
7747
7748
7749
7750
7751
7752
7753
7754
7755
7756
7757
7758
7759
7760
7761
7762
7763
7764
7765
7766
7767
7768
7769
7770
7771
7772
7773
7774
7775
7776
7777
7778
7779
7780
7781
7782
7783
7784
7785
7786
7787
7788
7789
7790
7791
7792
7793
7794
7795
7796
7797
7798
7799
7800
7801
7802
7803
7804
7805
7806
7807
7808
7809
7810
7811
7812
7813
7814
7815
7816
7817
7818
7819
7820
7821
7822
7823
7824
7825
7826
7827
7828
7829
7830
7831
7832
7833
7834
7835
7836
7837
7838
7839
7840
7841
7842
7843
7844
7845
7846
7847
7848
7849
7850
7851
7852
7853
7854
7855
7856
7857
7858
7859
7860
7861
7862
7863
7864
7865
7866
7867
7868
7869
7870
7871
7872
7873
7874
7875
7876
7877
7878
7879
7880
7881
7882
7883
7884
7885
7886
7887
7888
7889
7890
7891
7892
7893
7894
7895
7896
7897
7898
7899
7900
7901
7902
7903
7904
7905
7906
7907
7908
7909
7910
7911
7912
7913
7914
7915
7916
7917
7918
7919
7920
7921
7922
7923
7924
7925
7926
7927
7928
7929
7930
7931
7932
7933
7934
7935
7936
7937
7938
7939
7940
7941
7942
7943
7944
7945
7946
7947
7948
7949
7950
7951
7952
7953
7954
7955
7956
7957
7958
7959
7960
7961
7962
7963
7964
7965
7966
7967
7968
7969
7970
7971
7972
7973
7974
7975
7976
7977
7978
7979
7980
7981
7982
7983
7984
7985
7986
7987
7988
7989
7990
7991
7992
7993
7994
7995
7996
7997
7998
7999
8000
8001
8002
8003
8004
8005
8006
8007
8008
8009
8010
8011
8012
8013
8014
8015
8016
8017
8018
8019
8020
8021
8022
8023
8024
8025
8026
8027
8028
8029
8030
8031
8032
8033
8034
8035
8036
8037
8038
8039
8040
8041
8042
8043
8044
8045
8046
8047
8048
8049
8050
8051
8052
8053
8054
8055
8056
8057
8058
8059
8060
8061
8062
8063
8064
8065
8066
8067
8068
8069
8070
8071
8072
8073
8074
8075
8076
8077
8078
8079
8080
8081
8082
8083
8084
8085
8086
8087
8088
8089
8090
8091
8092
8093
8094
8095
8096
8097
8098
8099
8100
8101
8102
8103
8104
8105
8106
8107
8108
8109
8110
8111
8112
8113
8114
8115
8116
8117
8118
8119
8120
8121
8122
8123
8124
8125
8126
8127
8128
8129
8130
8131
8132
8133
8134
8135
8136
8137
8138
8139
8140
8141
8142
8143
8144
8145
8146
8147
8148
8149
8150
8151
8152
8153
8154
8155
8156
8157
8158
8159
8160
8161
8162
8163
8164
8165
8166
8167
8168
8169
8170
8171
8172
8173
8174
8175
8176
8177
8178
8179
8180
8181
8182
8183
8184
8185
8186
8187
8188
8189
8190
8191
8192
8193
8194
8195
8196
8197
8198
8199
8200
8201
8202
8203
8204
8205
8206
8207
8208
8209
8210
8211
8212
8213
8214
8215
8216
8217
8218
8219
8220
8221
8222
8223
8224
8225
8226
8227
8228
8229
8230
8231
8232
8233
8234
8235
8236
8237
8238
8239
8240
8241
8242
8243
8244
8245
8246
8247
8248
8249
8250
8251
8252
8253
8254
8255
8256
8257
8258
8259
8260
8261
8262
8263
8264
8265
8266
8267
8268
8269
8270
8271
8272
8273
8274
8275
8276
8277
8278
8279
8280
8281
8282
8283
8284
8285
8286
8287
8288
8289
8290
8291
8292
8293
8294
8295
8296
8297
8298
8299
8300
8301
8302
8303
8304
8305
8306
8307
8308
8309
8310
8311
8312
8313
8314
8315
8316
8317
8318
8319
8320
8321
8322
8323
8324
8325
8326
8327
8328
8329
8330
8331
8332
8333
8334
8335
8336
8337
8338
8339
8340
8341
8342
8343
8344
8345
8346
8347
8348
8349
8350
8351
8352
8353
8354
8355
8356
8357
8358
8359
8360
8361
8362
8363
8364
8365
8366
8367
8368
8369
8370
8371
8372
8373
8374
8375
8376
8377
8378
8379
8380
8381
8382
8383
8384
8385
8386
8387
8388
8389
8390
8391
8392
8393
8394
8395
8396
8397
8398
8399
8400
8401
8402
8403
8404
8405
8406
8407
8408
8409
8410
8411
8412
8413
8414
8415
8416
8417
8418
8419
8420
8421
8422
8423
8424
8425
8426
8427
8428
8429
8430
8431
8432
8433
8434
8435
8436
8437
8438
8439
8440
8441
8442
8443
8444
8445
8446
8447
8448
8449
8450
8451
8452
8453
8454
8455
8456
8457
8458
8459
8460
8461
8462
8463
8464
8465
8466
8467
8468
8469
8470
8471
8472
8473
8474
8475
8476
8477
8478
8479
8480
8481
8482
8483
8484
8485
8486
8487
8488
8489
8490
8491
8492
8493
8494
8495
8496
8497
8498
8499
8500
8501
8502
8503
8504
8505
8506
8507
8508
8509
8510
8511
8512
8513
8514
8515
8516
8517
8518
8519
8520
8521
8522
8523
8524
8525
8526
8527
8528
8529
8530
8531
8532
8533
8534
8535
8536
8537
8538
8539
8540
8541
8542
8543
8544
8545
8546
8547
8548
8549
8550
8551
8552
8553
8554
8555
8556
8557
8558
8559
8560
8561
8562
8563
8564
8565
8566
8567
8568
8569
8570
8571
8572
8573
8574
8575
8576
8577
8578
8579
8580
8581
8582
8583
8584
8585
8586
8587
8588
8589
8590
8591
8592
8593
8594
8595
8596
8597
8598
8599
8600
8601
8602
8603
8604
8605
8606
8607
8608
8609
8610
8611
8612
8613
8614
8615
8616
8617
8618
8619
8620
8621
8622
8623
8624
8625
8626
8627
8628
8629
8630
8631
8632
8633
8634
8635
8636
8637
8638
8639
8640
8641
8642
8643
8644
8645
8646
8647
8648
8649
8650
8651
8652
8653
8654
8655
8656
8657
8658
8659
8660
8661
8662
8663
8664
8665
8666
8667
8668
8669
8670
8671
8672
8673
8674
8675
8676
8677
8678
8679
8680
8681
8682
8683
8684
8685
8686
8687
8688
8689
8690
8691
8692
8693
8694
8695
8696
8697
8698
8699
8700
8701
8702
8703
8704
8705
8706
8707
8708
8709
8710
8711
8712
8713
8714
8715
8716
8717
8718
8719
8720
8721
8722
8723
8724
8725
8726
8727
8728
8729
8730
8731
8732
8733
8734
8735
8736
8737
8738
8739
8740
8741
8742
8743
8744
8745
8746
8747
8748
8749
8750
8751
8752
8753
8754
8755
8756
8757
8758
8759
8760
8761
8762
8763
8764
8765
8766
8767
8768
8769
8770
8771
8772
8773
8774
8775
8776
8777
8778
8779
8780
8781
8782
8783
8784

## Categorical_Indexes
Title: | Categorical Indexes
Description: | Indexes or lists that are categorical in nature and not easily defined by a series of sequential numbers.
[6 empty] | Why Import? | Why Import?
Hourly_Profile_Names | Holiday_Years | ITC_Scenario | EV_Mkt_Share_Scen | EV_AdEff_Scenario | EV_WOM_Scen | Fuel_Types | All_Vehicle_Techs | Gasoline_Price_Scens | EV_Incent_Scenario | Vehicle_Price_Scens | Vehicle_Range_Scens | Elect_Price_Scens | BldgGrowthRate_scens | BESS_Incentive_Scen | Storage_Cost_Scen | PV_Incentive_scen | PV_Cost_Scenario | NC_suitability_scens | All_PV_Sectors
Solar_Upstate (W-hr/system) | 2002 | Extended | Low | Low | Low | Electricity | Non-Electric | Low | Low | Low | Low | Low | Low | None | Low | None | Low | Low | Higher Education
Solar_Downstate (W-hr/system) | 2012 | Baseline | Medium | Medium | Medium | Gasoline | PHEV | Medium | Medium | Medium | Medium | Medium | Medium | Low | Medium | Baseline | Medium | Medium | Hospitals
Solar_LI&HV (W-hr/system) | 2013 | Reduced | High | High | High |  | BEV | High | High | High | High | High | High | Medium | High |  | High | High | K-12
| 2014 | [12 empty] | High |  |  |  |  | LG_Air Transportation
| 2015 | [17 empty] | LG_Art_Museum
| 2016 | [17 empty] | LG_Assisted Living
| 2017 | [17 empty] | LG_Community services
| 2018 | [17 empty] | LG_Correctional Facility
| 2019 | [17 empty] | LG_Unique Education
| 2020 | [17 empty] | LG_Government_Office
LG_Housing
LG_Library
LG_Other Transportation
LG_Police and Fire Department
LG_Recreational
LG_Water Supply & Waste Water
SA_Air Transportation
SA_Art_Museum
SA_Assisted Living
SA_Community services
SA_Correctional Facility
SA_Courthouse_Probation
SA_Unique Education
SA_Government_Office
SA_Housing
SA_Library
SA_Other Transportation
SA_Police and Fire Department
SA_Recreational
SA_Water Supply & Waste Water

## Struct_Seq_Index_Inputs
Title: | Structural Sequential Indexes
Description: | Parameters that define the starting or ending values for indexes or lists that are a sequence of numbers. Alternatively, these are values that can be assigned to inputs with control nodes (drop-downs, checkboxes, etc). Highlighted cells are calculated from other tabs. In some cases, these may be selections within an index. These are used to define the structure of the model and are not intended to be changed by non-developers.
Parameter | Value | Notes
SGIP Data Rows | 2112 | The number of data rows in the SGIP_Data tab
PV Time Start Year | 2009 | The start year for specifying annual data relevant to solar PV logic.
PV Time End Year | 2035 | The end year for specifying annual data relevant to solar PV logic.
Storage Incentive Duration Steps | 4 | The number of steps required to characterize the storage incentive derate factors for different duration levels.
Storage Incentive Capacity Steps | 5 | The number of steps required to characterize the storage incentive derate factors for different capacity levels.
Storage Incentive Rate Steps | 8 | The number of steps required to characterize the storage incentive rates.
Vehicle Simulation Timestep | Biannual | The timestep for the vehicle simulation
Number of Vehicle Vintages | 5 | The total length of the aging chain of the vehicle stocks, which also represents the order of the Erlang distribution of vehicle failures. [Units]: vintages.
Output Horizon Timestep | Month | The timestep for the output horizon.
Baseline Vehicle Tech | Non-Electric | The vehicle type used as the reference technology when finding cost and range ratios in the vehicle logit. Not related to an index.
Final EV Historic Period | 2020-01-01 | The final time period in the historic vehicle data.
EV Optimization Method | Stock Delta | The metric upon which the EV optimization objective function is based.
EV Calibration Start Period | 2010-07-01 | The start period for the time horizon considered in EV calibration.
EV Calibration End Period | 2020-01-01 | The end period for the time horizon considered in EV calibration.
PV Simulation Timestep | Month | The timestep for the PV simulation
PV Calibration Start Period | 2012-01-01 | The start period for the time horizon considered in PV calibration.
PV Calibration End Period | 2020-07-01 | The end period for the time horizon considered in PV calibration.
Max # of PV Calibration Stages | 5 | The maximum number of PV calibration stages. [Units]: stages.
PV Optimization Method | Stock Delta | The metric upon which the PV optimization objective function is based.
Update

## Sequence_Index_Inputs
Title: | Sequential Indexes
Description: | Parameters that define the starting or ending values for indexes or lists that are a sequence of numbers. Alternatively, these are values that can be assigned to inputs with control nodes (drop-downs, checkboxes, etc).
Parameter | Value | Notes
Building Stock Start Year | 1993 | This year should be the earliest year in the interconnection database
Building Stock End Year | 2035 | This year should be at least as late as the latest desired forecast year
Vehicle Stock Start Period | 2010-01-01 | The earliest time period for which a vehicle simulation could begin.
Vehicle Stock End Period | 2035-07-01 | The latest time period for which a vehicle simulation could end.
Vehicle Simulation Start Period | 2010-07-01 | The start period for the vehicle simulation.
Vehicle Simulation End Period | 2031-07-01 | The end period for the vehicle simulation.
Historic Incentive End Year | 2019 | The last year for which historic battery incentive data is available.
Final EV Historic Period | 2019-07-01 | The final period for which historic EV stock data is available.
Base Period for Delta Ouputs | 2018-09-30 | The base period from which delta outputs (eg, deltas in cumulative adoption or impacts) are determined. IS THIS THE BEGINNING OF THE LAST QUARTER BEFORE OUTPUTS BEGIN?
Output Start Period | 2012-02-01 | The start period for the output horizon.
Output End Period | 2031-12-01 | The end period for the output horizon.
Vehicle Input Start Year | 2010 | The start year for the vehicle characteristic input data
Vehicle Input End Year | 2035 | The end year for the vehicle characteristic input data
PV Simulation Start Period | 2020-08-01 | The start period for the PV simulation.
PV Simulation End Period | 2031-12-01 | The end period for the PV simulation.
PV Cost Scenario | Medium | The PV cost scenario applied in the model.
Storage Cost Scenario | Medium | The storage cost scenario applied in the model.
Base Year for PV Cost Change | 2019 | The year of PV cost data for which future growth/declination rates are applied.
Base Year for Storage Cost Change | 2019 | The year of storage cost data for which future growth/declination rates are applied.
Update

## Struct_Single_Cell_Inputs
Title: | Miscellaneous Structural Single Cell Inputs
Units: | Varied (see side notes)
Description: | See side notes
Source: | See side notes
Delete from model
Structural Single Cell Name â | Value | Notes
Vehicle Average Lifetime | 15.5 | [Description]: the average or mean lifetime of a typical vehicle. [Units]: years.
Vehicle Cost Logit Coefficient | -4.1 | [Description]: the logit coefficient representing consumer sensitivity to NPV of vehicle cost (including fuel and maintenance). [Units] utility/ratio. [Source]: calibration.
Vehicle Range Logit Coefficient | 9 | [Description]: the logit coefficient representing consumer sensitivity to vehicle range. [Units] utility/ratio. [Source]: calibration.
Number of EV Calibration Stages | 6 | [Description]: the maximum number of EV calibration stages.
Year of Consumption Data | 2017 | [Description]: the year from which customer consumption data comes. Also the year used for calculating the m2 per building as a function of building stock & building area.
New Construction Compliance Date | 2020-01-01 | [Description]: the date when new construction code begins for PV installation on new buildings. If there is no new construction code, simply make this date longer than the simulatin period to ensure the multiplier does not kick in.
Number of Periods for PV Slope | 4 | [Description]: the number of periods considered in the slope in adoption used for PV calibration constraints. [Units]: periods.
PV Slope Offset | 10% | [Description]: an offset to the calculated PV adoption slope to account for information that might not be included in historic data. [Units] %.
Med/Lrg Percent of Premises | 12.67% | [Description]: the fraction of non-residential customers that are medium or large in size, compared with small. [Units]: %. [Source]: File from Dan Wilson at SDGE. Uses Dec-31-2017 meter count values from "2015-2018 Hourly Average Non-NEM Energy.xlsx"
Small Commercial Pct of Meters | 9.659% | [Description]: the fraction of small commercial plus residential meters that are small commercial. [Units]: %. [Source]: Sample counts from 12/31/2017 from file "2015-2018 Hourly Average Non-NEM Energy.xlsx" from Dan Wilson
NREL Tech Potential Percent | 74.2% | [Description]: The CA-wide estimate for PV technical potential as a percentage of consumption. This includes residential and non-residential buildings. [Units]: %. [Source]: "Rooftop Solar Photovoltaic Technical Potential in the United States: A Detailed Assessment", Table 6 https://www.nrel.gov/docs/fy16osti/65298.pdf
System Size per Roofspace | 0.15 | [Description]: The LIDAR study suggests that 10m2 of roofspace is roughly capable of hosting a 1.5kW-DC system, given the shading, tilt, and azimuth are within reasonable bounds. [Units]: kW/m2. [Source]: https://www.nrel.gov/docs/fy16osti/65298.pdf (p. 10).
Economic Lifetime | 20 | [Description]: The economic lifetime over which cash flows will be considered. [Units]: years.

## Single_Cell_Inputs
Title: | Miscellaneous Single Cell Inputs
Units: | Varied (see side notes)
Description: | See side notes
Source: | See side notes
Single Cell Input Name â | Value | Notes
Standard Demolition Rate | 0.625% | [Description]: the fraction of buildings demolished each year. [Units]: %/year. [Source]: http://onlinepubs.trb.org/Onlinepubs/sr/sr298pitkin-myers.pdf.
PV Degradation Rate | 0.5% | [Description]: the compounding annual degradation in solar PV output. [Units]: %/year. [Source]: NREL
Residential Load Met by Solar | 90% | No longer used. Will be deleted.
Inflation Rate | 2.1% | [Description]: the annual inflation (ie, cost escalation) rate. [Units]: %/year. [Source]: Bureau of Labor and Statistics seasonally adjusted inflation.
PV Percent of Stored Energy | 75% | [Description]: the annual percentage of energy stored in a battery that must come from solar PV in order for the storage system to be eligible for a federal investment tax credit. [Units]: %/year. [Source]: https://www.energysage.com/solar/solar-energy-storage/energy-storage-tax-credits-incentives/
Years of Vehicle Ownership | 6.58 | [Description]: the average length of car ownership. [Units]: years. [Source]: https://www.statista.com/statistics/581017/average-length-of-vehicle-ownership-in-the-united-states-by-vehicle-type/
Vehicle Financing Rate | 4.21% | [Description]: the nominal interest rate on a car loan. [Units]: %/year. [Source]: https://www.valuepenguin.com/auto-loans/average-auto-loan-interest-rates
Vehicle Financing Term | 5.75 | [Description]: the average term of car loans. [Units] years. [Source]: https://www.statista.com/statistics/581017/average-length-of-vehicle-ownership-in-the-united-states-by-vehicle-type/
Vehicle Consumer Discount Rate | 20% | [Description]: the nominal consumer discount rate for vehicle purchases. [Units]: %/year. [Source]: engineering judgment.
Note on B10: [Threaded comment] Your version of Excel allows you to read this threaded comment; however, any edits to it will get removed if the file is opened in a newer version of Excel. Learn more: https://go.microsoft.com/fwlink/?linkid=870924 Comment: No longer used. Will be deleted from this input tab.

## Aggreg_Spatial_ID
Title: | Aggregate Spatial ID Flags
Units: | boolean (1 or 0)
Description: | Flags that indicate that a spatial ID represents an aggregate of multiple IDs (flag = 1) or non-aggregated IDs (flag = 0)
Source:
All Spatial IDs â | Value
Statewide | 1
All_Utility | 1
Downstate_sp | 0
Long Island/Hudson Valley_sp | 0
Upstate_sp | 0

## Consumption_by_Sector
Title: | Total Building Consumption
Units: | kWh
Description: | Aggregate building consumption by sector and spatial id from market characterization
Source: | From market characterization summary file
Values not currently escalated in any way (data are from 2021)
Building Stock Year -->
All_Sectors | All_Spatial_ID | 1993 | 1994 | 1995 | 1996 | 1997 | 1998 | 1999 | 2000 | 2001 | 2002 | 2003 | 2004 | 2005 | 2006 | 2007 | 2008 | 2009 | 2010 | 2011 | 2012 | 2013 | 2014 | 2015 | 2016 | 2017 | 2018 | 2019 | 2020 | 2021 | 2022 | 2023 | 2024 | 2025 | 2026 | 2027 | 2028 | 2029 | 2030 | 2031 | 2032 | 2033 | 2034 | 2035
Higher Education | Downstate_sp | 1033427270.802 | 1033427270.802 | 1033427270.802 | 1033427270.802 | 1033427270.802 | 1033427270.802 | 1033427270.802 | 1033427270.802 | 1033427270.802 | 1033427270.802 | 1033427270.802 | 1033427270.802 | 1033427270.802 | 1033427270.802 | 1033427270.802 | 1033427270.802 | 1033427270.802 | 1033427270.802 | 1033427270.802 | 1033427270.802 | 1033427270.802 | 1033427270.802 | 1033427270.802 | 1033427270.802 | 1033427270.802 | 1033427270.802 | 1033427270.802 | 1033427270.802 | 1033427270.802 | 1033427270.802 | 1033427270.802 | 1033427270.802 | 1033427270.802 | 1033427270.802 | 1033427270.802 | 1033427270.802 | 1033427270.802 | 1033427270.802 | 1033427270.802 | 1033427270.802 | 1033427270.802 | 1033427270.802 | 1033427270.802
Hospitals | Downstate_sp | 1300132672.0612 | 1300132672.0612 | 1300132672.0612 | 1300132672.0612 | 1300132672.0612 | 1300132672.0612 | 1300132672.0612 | 1300132672.0612 | 1300132672.0612 | 1300132672.0612 | 1300132672.0612 | 1300132672.0612 | 1300132672.0612 | 1300132672.0612 | 1300132672.0612 | 1300132672.0612 | 1300132672.0612 | 1300132672.0612 | 1300132672.0612 | 1300132672.0612 | 1300132672.0612 | 1300132672.0612 | 1300132672.0612 | 1300132672.0612 | 1300132672.0612 | 1300132672.0612 | 1300132672.0612 | 1300132672.0612 | 1300132672.0612 | 1300132672.0612 | 1300132672.0612 | 1300132672.0612 | 1300132672.0612 | 1300132672.0612 | 1300132672.0612 | 1300132672.0612 | 1300132672.0612 | 1300132672.0612 | 1300132672.0612 | 1300132672.0612 | 1300132672.0612 | 1300132672.0612 | 1300132672.0612
K-12 | Downstate_sp | 1304092253.8378 | 1304092253.8378 | 1304092253.8378 | 1304092253.8378 | 1304092253.8378 | 1304092253.8378 | 1304092253.8378 | 1304092253.8378 | 1304092253.8378 | 1304092253.8378 | 1304092253.8378 | 1304092253.8378 | 1304092253.8378 | 1304092253.8378 | 1304092253.8378 | 1304092253.8378 | 1304092253.8378 | 1304092253.8378 | 1304092253.8378 | 1304092253.8378 | 1304092253.8378 | 1304092253.8378 | 1304092253.8378 | 1304092253.8378 | 1304092253.8378 | 1304092253.8378 | 1304092253.8378 | 1304092253.8378 | 1304092253.8378 | 1304092253.8378 | 1304092253.8378 | 1304092253.8378 | 1304092253.8378 | 1304092253.8378 | 1304092253.8378 | 1304092253.8378 | 1304092253.8378 | 1304092253.8378 | 1304092253.8378 | 1304092253.8378 | 1304092253.8378 | 1304092253.8378 | 1304092253.8378
LG_Air Transportation | Downstate_sp | 152350216.0608 | 152350216.0608 | 152350216.0608 | 152350216.0608 | 152350216.0608 | 152350216.0608 | 152350216.0608 | 152350216.0608 | 152350216.0608 | 152350216.0608 | 152350216.0608 | 152350216.0608 | 152350216.0608 | 152350216.0608 | 152350216.0608 | 152350216.0608 | 152350216.0608 | 152350216.0608 | 152350216.0608 | 152350216.0608 | 152350216.0608 | 152350216.0608 | 152350216.0608 | 152350216.0608 | 152350216.0608 | 152350216.0608 | 152350216.0608 | 152350216.0608 | 152350216.0608 | 152350216.0608 | 152350216.0608 | 152350216.0608 | 152350216.0608 | 152350216.0608 | 152350216.0608 | 152350216.0608 | 152350216.0608 | 152350216.0608 | 152350216.0608 | 152350216.0608 | 152350216.0608 | 152350216.0608 | 152350216.0608
LG_Art_Museum | Downstate_sp | 44327228.3447 | 44327228.3447 | 44327228.3447 | 44327228.3447 | 44327228.3447 | 44327228.3447 | 44327228.3447 | 44327228.3447 | 44327228.3447 | 44327228.3447 | 44327228.3447 | 44327228.3447 | 44327228.3447 | 44327228.3447 | 44327228.3447 | 44327228.3447 | 44327228.3447 | 44327228.3447 | 44327228.3447 | 44327228.3447 | 44327228.3447 | 44327228.3447 | 44327228.3447 | 44327228.3447 | 44327228.3447 | 44327228.3447 | 44327228.3447 | 44327228.3447 | 44327228.3447 | 44327228.3447 | 44327228.3447 | 44327228.3447 | 44327228.3447 | 44327228.3447 | 44327228.3447 | 44327228.3447 | 44327228.3447 | 44327228.3447 | 44327228.3447 | 44327228.3447 | 44327228.3447 | 44327228.3447 | 44327228.3447
LG_Assisted Living | Downstate_sp | 25456319.8469 | 25456319.8469 | 25456319.8469 | 25456319.8469 | 25456319.8469 | 25456319.8469 | 25456319.8469 | 25456319.8469 | 25456319.8469 | 25456319.8469 | 25456319.8469 | 25456319.8469 | 25456319.8469 | 25456319.8469 | 25456319.8469 | 25456319.8469 | 25456319.8469 | 25456319.8469 | 25456319.8469 | 25456319.8469 | 25456319.8469 | 25456319.8469 | 25456319.8469 | 25456319.8469 | 25456319.8469 | 25456319.8469 | 25456319.8469 | 25456319.8469 | 25456319.8469 | 25456319.8469 | 25456319.8469 | 25456319.8469 | 25456319.8469 | 25456319.8469 | 25456319.8469 | 25456319.8469 | 25456319.8469 | 25456319.8469 | 25456319.8469 | 25456319.8469 | 25456319.8469 | 25456319.8469 | 25456319.8469
LG_Community services | Downstate_sp | 7798860.9641 | 7798860.9641 | 7798860.9641 | 7798860.9641 | 7798860.9641 | 7798860.9641 | 7798860.9641 | 7798860.9641 | 7798860.9641 | 7798860.9641 | 7798860.9641 | 7798860.9641 | 7798860.9641 | 7798860.9641 | 7798860.9641 | 7798860.9641 | 7798860.9641 | 7798860.9641 | 7798860.9641 | 7798860.9641 | 7798860.9641 | 7798860.9641 | 7798860.9641 | 7798860.9641 | 7798860.9641 | 7798860.9641 | 7798860.9641 | 7798860.9641 | 7798860.9641 | 7798860.9641 | 7798860.9641 | 7798860.9641 | 7798860.9641 | 7798860.9641 | 7798860.9641 | 7798860.9641 | 7798860.9641 | 7798860.9641 | 7798860.9641 | 7798860.9641 | 7798860.9641 | 7798860.9641 | 7798860.9641
LG_Correctional Facility | Downstate_sp | 111755826.0202 | 111755826.0202 | 111755826.0202 | 111755826.0202 | 111755826.0202 | 111755826.0202 | 111755826.0202 | 111755826.0202 | 111755826.0202 | 111755826.0202 | 111755826.0202 | 111755826.0202 | 111755826.0202 | 111755826.0202 | 111755826.0202 | 111755826.0202 | 111755826.0202 | 111755826.0202 | 111755826.0202 | 111755826.0202 | 111755826.0202 | 111755826.0202 | 111755826.0202 | 111755826.0202 | 111755826.0202 | 111755826.0202 | 111755826.0202 | 111755826.0202 | 111755826.0202 | 111755826.0202 | 111755826.0202 | 111755826.0202 | 111755826.0202 | 111755826.0202 | 111755826.0202 | 111755826.0202 | 111755826.0202 | 111755826.0202 | 111755826.0202 | 111755826.0202 | 111755826.0202 | 111755826.0202 | 111755826.0202
LG_Unique Education | Downstate_sp | 7812711.4129 | 7812711.4129 | 7812711.4129 | 7812711.4129 | 7812711.4129 | 7812711.4129 | 7812711.4129 | 7812711.4129 | 7812711.4129 | 7812711.4129 | 7812711.4129 | 7812711.4129 | 7812711.4129 | 7812711.4129 | 7812711.4129 | 7812711.4129 | 7812711.4129 | 7812711.4129 | 7812711.4129 | 7812711.4129 | 7812711.4129 | 7812711.4129 | 7812711.4129 | 7812711.4129 | 7812711.4129 | 7812711.4129 | 7812711.4129 | 7812711.4129 | 7812711.4129 | 7812711.4129 | 7812711.4129 | 7812711.4129 | 7812711.4129 | 7812711.4129 | 7812711.4129 | 7812711.4129 | 7812711.4129 | 7812711.4129 | 7812711.4129 | 7812711.4129 | 7812711.4129 | 7812711.4129 | 7812711.4129
LG_Government_Office | Downstate_sp | 115964240.8827 | 115964240.8827 | 115964240.8827 | 115964240.8827 | 115964240.8827 | 115964240.8827 | 115964240.8827 | 115964240.8827 | 115964240.8827 | 115964240.8827 | 115964240.8827 | 115964240.8827 | 115964240.8827 | 115964240.8827 | 115964240.8827 | 115964240.8827 | 115964240.8827 | 115964240.8827 | 115964240.8827 | 115964240.8827 | 115964240.8827 | 115964240.8827 | 115964240.8827 | 115964240.8827 | 115964240.8827 | 115964240.8827 | 115964240.8827 | 115964240.8827 | 115964240.8827 | 115964240.8827 | 115964240.8827 | 115964240.8827 | 115964240.8827 | 115964240.8827 | 115964240.8827 | 115964240.8827 | 115964240.8827 | 115964240.8827 | 115964240.8827 | 115964240.8827 | 115964240.8827 | 115964240.8827 | 115964240.8827
LG_Housing | Downstate_sp | 1024182873.4835 | 1024182873.4835 | 1024182873.4835 | 1024182873.4835 | 1024182873.4835 | 1024182873.4835 | 1024182873.4835 | 1024182873.4835 | 1024182873.4835 | 1024182873.4835 | 1024182873.4835 | 1024182873.4835 | 1024182873.4835 | 1024182873.4835 | 1024182873.4835 | 1024182873.4835 | 1024182873.4835 | 1024182873.4835 | 1024182873.4835 | 1024182873.4835 | 1024182873.4835 | 1024182873.4835 | 1024182873.4835 | 1024182873.4835 | 1024182873.4835 | 1024182873.4835 | 1024182873.4835 | 1024182873.4835 | 1024182873.4835 | 1024182873.4835 | 1024182873.4835 | 1024182873.4835 | 1024182873.4835 | 1024182873.4835 | 1024182873.4835 | 1024182873.4835 | 1024182873.4835 | 1024182873.4835 | 1024182873.4835 | 1024182873.4835 | 1024182873.4835 | 1024182873.4835 | 1024182873.4835
LG_Library | Downstate_sp | 55998304.7331 | 55998304.7331 | 55998304.7331 | 55998304.7331 | 55998304.7331 | 55998304.7331 | 55998304.7331 | 55998304.7331 | 55998304.7331 | 55998304.7331 | 55998304.7331 | 55998304.7331 | 55998304.7331 | 55998304.7331 | 55998304.7331 | 55998304.7331 | 55998304.7331 | 55998304.7331 | 55998304.7331 | 55998304.7331 | 55998304.7331 | 55998304.7331 | 55998304.7331 | 55998304.7331 | 55998304.7331 | 55998304.7331 | 55998304.7331 | 55998304.7331 | 55998304.7331 | 55998304.7331 | 55998304.7331 | 55998304.7331 | 55998304.7331 | 55998304.7331 | 55998304.7331 | 55998304.7331 | 55998304.7331 | 55998304.7331 | 55998304.7331 | 55998304.7331 | 55998304.7331 | 55998304.7331 | 55998304.7331
LG_Other Transportation | Downstate_sp | 131987228.5124 | 131987228.5124 | 131987228.5124 | 131987228.5124 | 131987228.5124 | 131987228.5124 | 131987228.5124 | 131987228.5124 | 131987228.5124 | 131987228.5124 | 131987228.5124 | 131987228.5124 | 131987228.5124 | 131987228.5124 | 131987228.5124 | 131987228.5124 | 131987228.5124 | 131987228.5124 | 131987228.5124 | 131987228.5124 | 131987228.5124 | 131987228.5124 | 131987228.5124 | 131987228.5124 | 131987228.5124 | 131987228.5124 | 131987228.5124 | 131987228.5124 | 131987228.5124 | 131987228.5124 | 131987228.5124 | 131987228.5124 | 131987228.5124 | 131987228.5124 | 131987228.5124 | 131987228.5124 | 131987228.5124 | 131987228.5124 | 131987228.5124 | 131987228.5124 | 131987228.5124 | 131987228.5124 | 131987228.5124
LG_Police and Fire Department | Downstate_sp | 50776715.3519 | 50776715.3519 | 50776715.3519 | 50776715.3519 | 50776715.3519 | 50776715.3519 | 50776715.3519 | 50776715.3519 | 50776715.3519 | 50776715.3519 | 50776715.3519 | 50776715.3519 | 50776715.3519 | 50776715.3519 | 50776715.3519 | 50776715.3519 | 50776715.3519 | 50776715.3519 | 50776715.3519 | 50776715.3519 | 50776715.3519 | 50776715.3519 | 50776715.3519 | 50776715.3519 | 50776715.3519 | 50776715.3519 | 50776715.3519 | 50776715.3519 | 50776715.3519 | 50776715.3519 | 50776715.3519 | 50776715.3519 | 50776715.3519 | 50776715.3519 | 50776715.3519 | 50776715.3519 | 50776715.3519 | 50776715.3519 | 50776715.3519 | 50776715.3519 | 50776715.3519 | 50776715.3519 | 50776715.3519
LG_Recreational | Downstate_sp | 40398356.1313 | 40398356.1313 | 40398356.1313 | 40398356.1313 | 40398356.1313 | 40398356.1313 | 40398356.1313 | 40398356.1313 | 40398356.1313 | 40398356.1313 | 40398356.1313 | 40398356.1313 | 40398356.1313 | 40398356.1313 | 40398356.1313 | 40398356.1313 | 40398356.1313 | 40398356.1313 | 40398356.1313 | 40398356.1313 | 40398356.1313 | 40398356.1313 | 40398356.1313 | 40398356.1313 | 40398356.1313 | 40398356.1313 | 40398356.1313 | 40398356.1313 | 40398356.1313 | 40398356.1313 | 40398356.1313 | 40398356.1313 | 40398356.1313 | 40398356.1313 | 40398356.1313 | 40398356.1313 | 40398356.1313 | 40398356.1313 | 40398356.1313 | 40398356.1313 | 40398356.1313 | 40398356.1313 | 40398356.1313
LG_Water Supply & Waste Water | Downstate_sp | 1023274560.1732 | 1023274560.1732 | 1023274560.1732 | 1023274560.1732 | 1023274560.1732 | 1023274560.1732 | 1023274560.1732 | 1023274560.1732 | 1023274560.1732 | 1023274560.1732 | 1023274560.1732 | 1023274560.1732 | 1023274560.1732 | 1023274560.1732 | 1023274560.1732 | 1023274560.1732 | 1023274560.1732 | 1023274560.1732 | 1023274560.1732 | 1023274560.1732 | 1023274560.1732 | 1023274560.1732 | 1023274560.1732 | 1023274560.1732 | 1023274560.1732 | 1023274560.1732 | 1023274560.1732 | 1023274560.1732 | 1023274560.1732 | 1023274560.1732 | 1023274560.1732 | 1023274560.1732 | 1023274560.1732 | 1023274560.1732 | 1023274560.1732 | 1023274560.1732 | 1023274560.1732 | 1023274560.1732 | 1023274560.1732 | 1023274560.1732 | 1023274560.1732 | 1023274560.1732 | 1023274560.1732
SA_Air Transportation | Downstate_sp | 481189276.9135 | 481189276.9135 | 481189276.9135 | 481189276.9135 | 481189276.9135 | 481189276.9135 | 481189276.9135 | 481189276.9135 | 481189276.9135 | 481189276.9135 | 481189276.9135 | 481189276.9135 | 481189276.9135 | 481189276.9135 | 481189276.9135 | 481189276.9135 | 481189276.9135 | 481189276.9135 | 481189276.9135 | 481189276.9135 | 481189276.9135 | 481189276.9135 | 481189276.9135 | 481189276.9135 | 481189276.9135 | 481189276.9135 | 481189276.9135 | 481189276.9135 | 481189276.9135 | 481189276.9135 | 481189276.9135 | 481189276.9135 | 481189276.9135 | 481189276.9135 | 481189276.9135 | 481189276.9135 | 481189276.9135 | 481189276.9135 | 481189276.9135 | 481189276.9135 | 481189276.9135 | 481189276.9135 | 481189276.9135
SA_Art_Museum | Downstate_sp | 26459.1961 | 26459.1961 | 26459.1961 | 26459.1961 | 26459.1961 | 26459.1961 | 26459.1961 | 26459.1961 | 26459.1961 | 26459.1961 | 26459.1961 | 26459.1961 | 26459.1961 | 26459.1961 | 26459.1961 | 26459.1961 | 26459.1961 | 26459.1961 | 26459.1961 | 26459.1961 | 26459.1961 | 26459.1961 | 26459.1961 | 26459.1961 | 26459.1961 | 26459.1961 | 26459.1961 | 26459.1961 | 26459.1961 | 26459.1961 | 26459.1961 | 26459.1961 | 26459.1961 | 26459.1961 | 26459.1961 | 26459.1961 | 26459.1961 | 26459.1961 | 26459.1961 | 26459.1961 | 26459.1961 | 26459.1961 | 26459.1961
SA_Assisted Living | Downstate_sp | 21367010.9835 | 21367010.9835 | 21367010.9835 | 21367010.9835 | 21367010.9835 | 21367010.9835 | 21367010.9835 | 21367010.9835 | 21367010.9835 | 21367010.9835 | 21367010.9835 | 21367010.9835 | 21367010.9835 | 21367010.9835 | 21367010.9835 | 21367010.9835 | 21367010.9835 | 21367010.9835 | 21367010.9835 | 21367010.9835 | 21367010.9835 | 21367010.9835 | 21367010.9835 | 21367010.9835 | 21367010.9835 | 21367010.9835 | 21367010.9835 | 21367010.9835 | 21367010.9835 | 21367010.9835 | 21367010.9835 | 21367010.9835 | 21367010.9835 | 21367010.9835 | 21367010.9835 | 21367010.9835 | 21367010.9835 | 21367010.9835 | 21367010.9835 | 21367010.9835 | 21367010.9835 | 21367010.9835 | 21367010.9835
SA_Community services | Downstate_sp | 666833.1972 | 666833.1972 | 666833.1972 | 666833.1972 | 666833.1972 | 666833.1972 | 666833.1972 | 666833.1972 | 666833.1972 | 666833.1972 | 666833.1972 | 666833.1972 | 666833.1972 | 666833.1972 | 666833.1972 | 666833.1972 | 666833.1972 | 666833.1972 | 666833.1972 | 666833.1972 | 666833.1972 | 666833.1972 | 666833.1972 | 666833.1972 | 666833.1972 | 666833.1972 | 666833.1972 | 666833.1972 | 666833.1972 | 666833.1972 | 666833.1972 | 666833.1972 | 666833.1972 | 666833.1972 | 666833.1972 | 666833.1972 | 666833.1972 | 666833.1972 | 666833.1972 | 666833.1972 | 666833.1972 | 666833.1972 | 666833.1972
SA_Correctional Facility | Downstate_sp | 8867664.1999 | 8867664.1999 | 8867664.1999 | 8867664.1999 | 8867664.1999 | 8867664.1999 | 8867664.1999 | 8867664.1999 | 8867664.1999 | 8867664.1999 | 8867664.1999 | 8867664.1999 | 8867664.1999 | 8867664.1999 | 8867664.1999 | 8867664.1999 | 8867664.1999 | 8867664.1999 | 8867664.1999 | 8867664.1999 | 8867664.1999 | 8867664.1999 | 8867664.1999 | 8867664.1999 | 8867664.1999 | 8867664.1999 | 8867664.1999 | 8867664.1999 | 8867664.1999 | 8867664.1999 | 8867664.1999 | 8867664.1999 | 8867664.1999 | 8867664.1999 | 8867664.1999 | 8867664.1999 | 8867664.1999 | 8867664.1999 | 8867664.1999 | 8867664.1999 | 8867664.1999 | 8867664.1999 | 8867664.1999
SA_Courthouse_Probation | Downstate_sp | 158780.839 | 158780.839 | 158780.839 | 158780.839 | 158780.839 | 158780.839 | 158780.839 | 158780.839 | 158780.839 | 158780.839 | 158780.839 | 158780.839 | 158780.839 | 158780.839 | 158780.839 | 158780.839 | 158780.839 | 158780.839 | 158780.839 | 158780.839 | 158780.839 | 158780.839 | 158780.839 | 158780.839 | 158780.839 | 158780.839 | 158780.839 | 158780.839 | 158780.839 | 158780.839 | 158780.839 | 158780.839 | 158780.839 | 158780.839 | 158780.839 | 158780.839 | 158780.839 | 158780.839 | 158780.839 | 158780.839 | 158780.839 | 158780.839 | 158780.839
SA_Unique Education | Downstate_sp | 130711.0923 | 130711.0923 | 130711.0923 | 130711.0923 | 130711.0923 | 130711.0923 | 130711.0923 | 130711.0923 | 130711.0923 | 130711.0923 | 130711.0923 | 130711.0923 | 130711.0923 | 130711.0923 | 130711.0923 | 130711.0923 | 130711.0923 | 130711.0923 | 130711.0923 | 130711.0923 | 130711.0923 | 130711.0923 | 130711.0923 | 130711.0923 | 130711.0923 | 130711.0923 | 130711.0923 | 130711.0923 | 130711.0923 | 130711.0923 | 130711.0923 | 130711.0923 | 130711.0923 | 130711.0923 | 130711.0923 | 130711.0923 | 130711.0923 | 130711.0923 | 130711.0923 | 130711.0923 | 130711.0923 | 130711.0923 | 130711.0923
SA_Government_Office | Downstate_sp | 173999048.2264 | 173999048.2264 | 173999048.2264 | 173999048.2264 | 173999048.2264 | 173999048.2264 | 173999048.2264 | 173999048.2264 | 173999048.2264 | 173999048.2264 | 173999048.2264 | 173999048.2264 | 173999048.2264 | 173999048.2264 | 173999048.2264 | 173999048.2264 | 173999048.2264 | 173999048.2264 | 173999048.2264 | 173999048.2264 | 173999048.2264 | 173999048.2264 | 173999048.2264 | 173999048.2264 | 173999048.2264 | 173999048.2264 | 173999048.2264 | 173999048.2264 | 173999048.2264 | 173999048.2264 | 173999048.2264 | 173999048.2264 | 173999048.2264 | 173999048.2264 | 173999048.2264 | 173999048.2264 | 173999048.2264 | 173999048.2264 | 173999048.2264 | 173999048.2264 | 173999048.2264 | 173999048.2264 | 173999048.2264
SA_Housing | Downstate_sp | 27131663.2539 | 27131663.2539 | 27131663.2539 | 27131663.2539 | 27131663.2539 | 27131663.2539 | 27131663.2539 | 27131663.2539 | 27131663.2539 | 27131663.2539 | 27131663.2539 | 27131663.2539 | 27131663.2539 | 27131663.2539 | 27131663.2539 | 27131663.2539 | 27131663.2539 | 27131663.2539 | 27131663.2539 | 27131663.2539 | 27131663.2539 | 27131663.2539 | 27131663.2539 | 27131663.2539 | 27131663.2539 | 27131663.2539 | 27131663.2539 | 27131663.2539 | 27131663.2539 | 27131663.2539 | 27131663.2539 | 27131663.2539 | 27131663.2539 | 27131663.2539 | 27131663.2539 | 27131663.2539 | 27131663.2539 | 27131663.2539 | 27131663.2539 | 27131663.2539 | 27131663.2539 | 27131663.2539 | 27131663.2539
SA_Library | Downstate_sp | 3698001.7557 | 3698001.7557 | 3698001.7557 | 3698001.7557 | 3698001.7557 | 3698001.7557 | 3698001.7557 | 3698001.7557 | 3698001.7557 | 3698001.7557 | 3698001.7557 | 3698001.7557 | 3698001.7557 | 3698001.7557 | 3698001.7557 | 3698001.7557 | 3698001.7557 | 3698001.7557 | 3698001.7557 | 3698001.7557 | 3698001.7557 | 3698001.7557 | 3698001.7557 | 3698001.7557 | 3698001.7557 | 3698001.7557 | 3698001.7557 | 3698001.7557 | 3698001.7557 | 3698001.7557 | 3698001.7557 | 3698001.7557 | 3698001.7557 | 3698001.7557 | 3698001.7557 | 3698001.7557 | 3698001.7557 | 3698001.7557 | 3698001.7557 | 3698001.7557 | 3698001.7557 | 3698001.7557 | 3698001.7557
SA_Other Transportation | Downstate_sp | 33701753.9377 | 33701753.9377 | 33701753.9377 | 33701753.9377 | 33701753.9377 | 33701753.9377 | 33701753.9377 | 33701753.9377 | 33701753.9377 | 33701753.9377 | 33701753.9377 | 33701753.9377 | 33701753.9377 | 33701753.9377 | 33701753.9377 | 33701753.9377 | 33701753.9377 | 33701753.9377 | 33701753.9377 | 33701753.9377 | 33701753.9377 | 33701753.9377 | 33701753.9377 | 33701753.9377 | 33701753.9377 | 33701753.9377 | 33701753.9377 | 33701753.9377 | 33701753.9377 | 33701753.9377 | 33701753.9377 | 33701753.9377 | 33701753.9377 | 33701753.9377 | 33701753.9377 | 33701753.9377 | 33701753.9377 | 33701753.9377 | 33701753.9377 | 33701753.9377 | 33701753.9377 | 33701753.9377 | 33701753.9377
SA_Police and Fire Department | Downstate_sp | 134291.0516 | 134291.0516 | 134291.0516 | 134291.0516 | 134291.0516 | 134291.0516 | 134291.0516 | 134291.0516 | 134291.0516 | 134291.0516 | 134291.0516 | 134291.0516 | 134291.0516 | 134291.0516 | 134291.0516 | 134291.0516 | 134291.0516 | 134291.0516 | 134291.0516 | 134291.0516 | 134291.0516 | 134291.0516 | 134291.0516 | 134291.0516 | 134291.0516 | 134291.0516 | 134291.0516 | 134291.0516 | 134291.0516 | 134291.0516 | 134291.0516 | 134291.0516 | 134291.0516 | 134291.0516 | 134291.0516 | 134291.0516 | 134291.0516 | 134291.0516 | 134291.0516 | 134291.0516 | 134291.0516 | 134291.0516 | 134291.0516
SA_Recreational | Downstate_sp | 27268157.8275 | 27268157.8275 | 27268157.8275 | 27268157.8275 | 27268157.8275 | 27268157.8275 | 27268157.8275 | 27268157.8275 | 27268157.8275 | 27268157.8275 | 27268157.8275 | 27268157.8275 | 27268157.8275 | 27268157.8275 | 27268157.8275 | 27268157.8275 | 27268157.8275 | 27268157.8275 | 27268157.8275 | 27268157.8275 | 27268157.8275 | 27268157.8275 | 27268157.8275 | 27268157.8275 | 27268157.8275 | 27268157.8275 | 27268157.8275 | 27268157.8275 | 27268157.8275 | 27268157.8275 | 27268157.8275 | 27268157.8275 | 27268157.8275 | 27268157.8275 | 27268157.8275 | 27268157.8275 | 27268157.8275 | 27268157.8275 | 27268157.8275 | 27268157.8275 | 27268157.8275 | 27268157.8275 | 27268157.8275
SA_Water Supply & Waste Water | Downstate_sp | 53516942.7358 | 53516942.7358 | 53516942.7358 | 53516942.7358 | 53516942.7358 | 53516942.7358 | 53516942.7358 | 53516942.7358 | 53516942.7358 | 53516942.7358 | 53516942.7358 | 53516942.7358 | 53516942.7358 | 53516942.7358 | 53516942.7358 | 53516942.7358 | 53516942.7358 | 53516942.7358 | 53516942.7358 | 53516942.7358 | 53516942.7358 | 53516942.7358 | 53516942.7358 | 53516942.7358 | 53516942.7358 | 53516942.7358 | 53516942.7358 | 53516942.7358 | 53516942.7358 | 53516942.7358 | 53516942.7358 | 53516942.7358 | 53516942.7358 | 53516942.7358 | 53516942.7358 | 53516942.7358 | 53516942.7358 | 53516942.7358 | 53516942.7358 | 53516942.7358 | 53516942.7358 | 53516942.7358 | 53516942.7358
Higher Education | Long Island/Hudson Valley_sp | 556500938.0423 | 556500938.0423 | 556500938.0423 | 556500938.0423 | 556500938.0423 | 556500938.0423 | 556500938.0423 | 556500938.0423 | 556500938.0423 | 556500938.0423 | 556500938.0423 | 556500938.0423 | 556500938.0423 | 556500938.0423 | 556500938.0423 | 556500938.0423 | 556500938.0423 | 556500938.0423 | 556500938.0423 | 556500938.0423 | 556500938.0423 | 556500938.0423 | 556500938.0423 | 556500938.0423 | 556500938.0423 | 556500938.0423 | 556500938.0423 | 556500938.0423 | 556500938.0423 | 556500938.0423 | 556500938.0423 | 556500938.0423 | 556500938.0423 | 556500938.0423 | 556500938.0423 | 556500938.0423 | 556500938.0423 | 556500938.0423 | 556500938.0423 | 556500938.0423 | 556500938.0423 | 556500938.0423 | 556500938.0423
Hospitals | Long Island/Hudson Valley_sp | 1169762314.6389 | 1169762314.6389 | 1169762314.6389 | 1169762314.6389 | 1169762314.6389 | 1169762314.6389 | 1169762314.6389 | 1169762314.6389 | 1169762314.6389 | 1169762314.6389 | 1169762314.6389 | 1169762314.6389 | 1169762314.6389 | 1169762314.6389 | 1169762314.6389 | 1169762314.6389 | 1169762314.6389 | 1169762314.6389 | 1169762314.6389 | 1169762314.6389 | 1169762314.6389 | 1169762314.6389 | 1169762314.6389 | 1169762314.6389 | 1169762314.6389 | 1169762314.6389 | 1169762314.6389 | 1169762314.6389 | 1169762314.6389 | 1169762314.6389 | 1169762314.6389 | 1169762314.6389 | 1169762314.6389 | 1169762314.6389 | 1169762314.6389 | 1169762314.6389 | 1169762314.6389 | 1169762314.6389 | 1169762314.6389 | 1169762314.6389 | 1169762314.6389 | 1169762314.6389 | 1169762314.6389
K-12 | Long Island/Hudson Valley_sp | 450958051.7032 | 450958051.7032 | 450958051.7032 | 450958051.7032 | 450958051.7032 | 450958051.7032 | 450958051.7032 | 450958051.7032 | 450958051.7032 | 450958051.7032 | 450958051.7032 | 450958051.7032 | 450958051.7032 | 450958051.7032 | 450958051.7032 | 450958051.7032 | 450958051.7032 | 450958051.7032 | 450958051.7032 | 450958051.7032 | 450958051.7032 | 450958051.7032 | 450958051.7032 | 450958051.7032 | 450958051.7032 | 450958051.7032 | 450958051.7032 | 450958051.7032 | 450958051.7032 | 450958051.7032 | 450958051.7032 | 450958051.7032 | 450958051.7032 | 450958051.7032 | 450958051.7032 | 450958051.7032 | 450958051.7032 | 450958051.7032 | 450958051.7032 | 450958051.7032 | 450958051.7032 | 450958051.7032 | 450958051.7032
LG_Air Transportation | Long Island/Hudson Valley_sp | 60559906.5866 | 60559906.5866 | 60559906.5866 | 60559906.5866 | 60559906.5866 | 60559906.5866 | 60559906.5866 | 60559906.5866 | 60559906.5866 | 60559906.5866 | 60559906.5866 | 60559906.5866 | 60559906.5866 | 60559906.5866 | 60559906.5866 | 60559906.5866 | 60559906.5866 | 60559906.5866 | 60559906.5866 | 60559906.5866 | 60559906.5866 | 60559906.5866 | 60559906.5866 | 60559906.5866 | 60559906.5866 | 60559906.5866 | 60559906.5866 | 60559906.5866 | 60559906.5866 | 60559906.5866 | 60559906.5866 | 60559906.5866 | 60559906.5866 | 60559906.5866 | 60559906.5866 | 60559906.5866 | 60559906.5866 | 60559906.5866 | 60559906.5866 | 60559906.5866 | 60559906.5866 | 60559906.5866 | 60559906.5866
LG_Art_Museum | Long Island/Hudson Valley_sp | 47091998.497 | 47091998.497 | 47091998.497 | 47091998.497 | 47091998.497 | 47091998.497 | 47091998.497 | 47091998.497 | 47091998.497 | 47091998.497 | 47091998.497 | 47091998.497 | 47091998.497 | 47091998.497 | 47091998.497 | 47091998.497 | 47091998.497 | 47091998.497 | 47091998.497 | 47091998.497 | 47091998.497 | 47091998.497 | 47091998.497 | 47091998.497 | 47091998.497 | 47091998.497 | 47091998.497 | 47091998.497 | 47091998.497 | 47091998.497 | 47091998.497 | 47091998.497 | 47091998.497 | 47091998.497 | 47091998.497 | 47091998.497 | 47091998.497 | 47091998.497 | 47091998.497 | 47091998.497 | 47091998.497 | 47091998.497 | 47091998.497
LG_Assisted Living | Long Island/Hudson Valley_sp | 11378094.9546 | 11378094.9546 | 11378094.9546 | 11378094.9546 | 11378094.9546 | 11378094.9546 | 11378094.9546 | 11378094.9546 | 11378094.9546 | 11378094.9546 | 11378094.9546 | 11378094.9546 | 11378094.9546 | 11378094.9546 | 11378094.9546 | 11378094.9546 | 11378094.9546 | 11378094.9546 | 11378094.9546 | 11378094.9546 | 11378094.9546 | 11378094.9546 | 11378094.9546 | 11378094.9546 | 11378094.9546 | 11378094.9546 | 11378094.9546 | 11378094.9546 | 11378094.9546 | 11378094.9546 | 11378094.9546 | 11378094.9546 | 11378094.9546 | 11378094.9546 | 11378094.9546 | 11378094.9546 | 11378094.9546 | 11378094.9546 | 11378094.9546 | 11378094.9546 | 11378094.9546 | 11378094.9546 | 11378094.9546
LG_Community services | Long Island/Hudson Valley_sp | 5603587.249 | 5603587.249 | 5603587.249 | 5603587.249 | 5603587.249 | 5603587.249 | 5603587.249 | 5603587.249 | 5603587.249 | 5603587.249 | 5603587.249 | 5603587.249 | 5603587.249 | 5603587.249 | 5603587.249 | 5603587.249 | 5603587.249 | 5603587.249 | 5603587.249 | 5603587.249 | 5603587.249 | 5603587.249 | 5603587.249 | 5603587.249 | 5603587.249 | 5603587.249 | 5603587.249 | 5603587.249 | 5603587.249 | 5603587.249 | 5603587.249 | 5603587.249 | 5603587.249 | 5603587.249 | 5603587.249 | 5603587.249 | 5603587.249 | 5603587.249 | 5603587.249 | 5603587.249 | 5603587.249 | 5603587.249 | 5603587.249
LG_Correctional Facility | Long Island/Hudson Valley_sp | 45181128.6393 | 45181128.6393 | 45181128.6393 | 45181128.6393 | 45181128.6393 | 45181128.6393 | 45181128.6393 | 45181128.6393 | 45181128.6393 | 45181128.6393 | 45181128.6393 | 45181128.6393 | 45181128.6393 | 45181128.6393 | 45181128.6393 | 45181128.6393 | 45181128.6393 | 45181128.6393 | 45181128.6393 | 45181128.6393 | 45181128.6393 | 45181128.6393 | 45181128.6393 | 45181128.6393 | 45181128.6393 | 45181128.6393 | 45181128.6393 | 45181128.6393 | 45181128.6393 | 45181128.6393 | 45181128.6393 | 45181128.6393 | 45181128.6393 | 45181128.6393 | 45181128.6393 | 45181128.6393 | 45181128.6393 | 45181128.6393 | 45181128.6393 | 45181128.6393 | 45181128.6393 | 45181128.6393 | 45181128.6393
LG_Unique Education | Long Island/Hudson Valley_sp | 12661759.1849 | 12661759.1849 | 12661759.1849 | 12661759.1849 | 12661759.1849 | 12661759.1849 | 12661759.1849 | 12661759.1849 | 12661759.1849 | 12661759.1849 | 12661759.1849 | 12661759.1849 | 12661759.1849 | 12661759.1849 | 12661759.1849 | 12661759.1849 | 12661759.1849 | 12661759.1849 | 12661759.1849 | 12661759.1849 | 12661759.1849 | 12661759.1849 | 12661759.1849 | 12661759.1849 | 12661759.1849 | 12661759.1849 | 12661759.1849 | 12661759.1849 | 12661759.1849 | 12661759.1849 | 12661759.1849 | 12661759.1849 | 12661759.1849 | 12661759.1849 | 12661759.1849 | 12661759.1849 | 12661759.1849 | 12661759.1849 | 12661759.1849 | 12661759.1849 | 12661759.1849 | 12661759.1849 | 12661759.1849
LG_Government_Office | Long Island/Hudson Valley_sp | 1399747718.2741 | 1399747718.2741 | 1399747718.2741 | 1399747718.2741 | 1399747718.2741 | 1399747718.2741 | 1399747718.2741 | 1399747718.2741 | 1399747718.2741 | 1399747718.2741 | 1399747718.2741 | 1399747718.2741 | 1399747718.2741 | 1399747718.2741 | 1399747718.2741 | 1399747718.2741 | 1399747718.2741 | 1399747718.2741 | 1399747718.2741 | 1399747718.2741 | 1399747718.2741 | 1399747718.2741 | 1399747718.2741 | 1399747718.2741 | 1399747718.2741 | 1399747718.2741 | 1399747718.2741 | 1399747718.2741 | 1399747718.2741 | 1399747718.2741 | 1399747718.2741 | 1399747718.2741 | 1399747718.2741 | 1399747718.2741 | 1399747718.2741 | 1399747718.2741 | 1399747718.2741 | 1399747718.2741 | 1399747718.2741 | 1399747718.2741 | 1399747718.2741 | 1399747718.2741 | 1399747718.2741
LG_Housing | Long Island/Hudson Valley_sp | 24435226.2937 | 24435226.2937 | 24435226.2937 | 24435226.2937 | 24435226.2937 | 24435226.2937 | 24435226.2937 | 24435226.2937 | 24435226.2937 | 24435226.2937 | 24435226.2937 | 24435226.2937 | 24435226.2937 | 24435226.2937 | 24435226.2937 | 24435226.2937 | 24435226.2937 | 24435226.2937 | 24435226.2937 | 24435226.2937 | 24435226.2937 | 24435226.2937 | 24435226.2937 | 24435226.2937 | 24435226.2937 | 24435226.2937 | 24435226.2937 | 24435226.2937 | 24435226.2937 | 24435226.2937 | 24435226.2937 | 24435226.2937 | 24435226.2937 | 24435226.2937 | 24435226.2937 | 24435226.2937 | 24435226.2937 | 24435226.2937 | 24435226.2937 | 24435226.2937 | 24435226.2937 | 24435226.2937 | 24435226.2937
LG_Library | Long Island/Hudson Valley_sp | 9579077.8583 | 9579077.8583 | 9579077.8583 | 9579077.8583 | 9579077.8583 | 9579077.8583 | 9579077.8583 | 9579077.8583 | 9579077.8583 | 9579077.8583 | 9579077.8583 | 9579077.8583 | 9579077.8583 | 9579077.8583 | 9579077.8583 | 9579077.8583 | 9579077.8583 | 9579077.8583 | 9579077.8583 | 9579077.8583 | 9579077.8583 | 9579077.8583 | 9579077.8583 | 9579077.8583 | 9579077.8583 | 9579077.8583 | 9579077.8583 | 9579077.8583 | 9579077.8583 | 9579077.8583 | 9579077.8583 | 9579077.8583 | 9579077.8583 | 9579077.8583 | 9579077.8583 | 9579077.8583 | 9579077.8583 | 9579077.8583 | 9579077.8583 | 9579077.8583 | 9579077.8583 | 9579077.8583 | 9579077.8583
LG_Other Transportation | Long Island/Hudson Valley_sp | 2198.1246 | 2198.1246 | 2198.1246 | 2198.1246 | 2198.1246 | 2198.1246 | 2198.1246 | 2198.1246 | 2198.1246 | 2198.1246 | 2198.1246 | 2198.1246 | 2198.1246 | 2198.1246 | 2198.1246 | 2198.1246 | 2198.1246 | 2198.1246 | 2198.1246 | 2198.1246 | 2198.1246 | 2198.1246 | 2198.1246 | 2198.1246 | 2198.1246 | 2198.1246 | 2198.1246 | 2198.1246 | 2198.1246 | 2198.1246 | 2198.1246 | 2198.1246 | 2198.1246 | 2198.1246 | 2198.1246 | 2198.1246 | 2198.1246 | 2198.1246 | 2198.1246 | 2198.1246 | 2198.1246 | 2198.1246 | 2198.1246
LG_Police and Fire Department | Long Island/Hudson Valley_sp | 26042304.1433 | 26042304.1433 | 26042304.1433 | 26042304.1433 | 26042304.1433 | 26042304.1433 | 26042304.1433 | 26042304.1433 | 26042304.1433 | 26042304.1433 | 26042304.1433 | 26042304.1433 | 26042304.1433 | 26042304.1433 | 26042304.1433 | 26042304.1433 | 26042304.1433 | 26042304.1433 | 26042304.1433 | 26042304.1433 | 26042304.1433 | 26042304.1433 | 26042304.1433 | 26042304.1433 | 26042304.1433 | 26042304.1433 | 26042304.1433 | 26042304.1433 | 26042304.1433 | 26042304.1433 | 26042304.1433 | 26042304.1433 | 26042304.1433 | 26042304.1433 | 26042304.1433 | 26042304.1433 | 26042304.1433 | 26042304.1433 | 26042304.1433 | 26042304.1433 | 26042304.1433 | 26042304.1433 | 26042304.1433
LG_Recreational | Long Island/Hudson Valley_sp | 158233548.8251 | 158233548.8251 | 158233548.8251 | 158233548.8251 | 158233548.8251 | 158233548.8251 | 158233548.8251 | 158233548.8251 | 158233548.8251 | 158233548.8251 | 158233548.8251 | 158233548.8251 | 158233548.8251 | 158233548.8251 | 158233548.8251 | 158233548.8251 | 158233548.8251 | 158233548.8251 | 158233548.8251 | 158233548.8251 | 158233548.8251 | 158233548.8251 | 158233548.8251 | 158233548.8251 | 158233548.8251 | 158233548.8251 | 158233548.8251 | 158233548.8251 | 158233548.8251 | 158233548.8251 | 158233548.8251 | 158233548.8251 | 158233548.8251 | 158233548.8251 | 158233548.8251 | 158233548.8251 | 158233548.8251 | 158233548.8251 | 158233548.8251 | 158233548.8251 | 158233548.8251 | 158233548.8251 | 158233548.8251
LG_Water Supply & Waste Water | Long Island/Hudson Valley_sp | 514007275.2115 | 514007275.2115 | 514007275.2115 | 514007275.2115 | 514007275.2115 | 514007275.2115 | 514007275.2115 | 514007275.2115 | 514007275.2115 | 514007275.2115 | 514007275.2115 | 514007275.2115 | 514007275.2115 | 514007275.2115 | 514007275.2115 | 514007275.2115 | 514007275.2115 | 514007275.2115 | 514007275.2115 | 514007275.2115 | 514007275.2115 | 514007275.2115 | 514007275.2115 | 514007275.2115 | 514007275.2115 | 514007275.2115 | 514007275.2115 | 514007275.2115 | 514007275.2115 | 514007275.2115 | 514007275.2115 | 514007275.2115 | 514007275.2115 | 514007275.2115 | 514007275.2115 | 514007275.2115 | 514007275.2115 | 514007275.2115 | 514007275.2115 | 514007275.2115 | 514007275.2115 | 514007275.2115 | 514007275.2115
SA_Air Transportation | Long Island/Hudson Valley_sp | 494001.9036 | 494001.9036 | 494001.9036 | 494001.9036 | 494001.9036 | 494001.9036 | 494001.9036 | 494001.9036 | 494001.9036 | 494001.9036 | 494001.9036 | 494001.9036 | 494001.9036 | 494001.9036 | 494001.9036 | 494001.9036 | 494001.9036 | 494001.9036 | 494001.9036 | 494001.9036 | 494001.9036 | 494001.9036 | 494001.9036 | 494001.9036 | 494001.9036 | 494001.9036 | 494001.9036 | 494001.9036 | 494001.9036 | 494001.9036 | 494001.9036 | 494001.9036 | 494001.9036 | 494001.9036 | 494001.9036 | 494001.9036 | 494001.9036 | 494001.9036 | 494001.9036 | 494001.9036 | 494001.9036 | 494001.9036 | 494001.9036
SA_Art_Museum | Long Island/Hudson Valley_sp | 36222236.0831 | 36222236.0831 | 36222236.0831 | 36222236.0831 | 36222236.0831 | 36222236.0831 | 36222236.0831 | 36222236.0831 | 36222236.0831 | 36222236.0831 | 36222236.0831 | 36222236.0831 | 36222236.0831 | 36222236.0831 | 36222236.0831 | 36222236.0831 | 36222236.0831 | 36222236.0831 | 36222236.0831 | 36222236.0831 | 36222236.0831 | 36222236.0831 | 36222236.0831 | 36222236.0831 | 36222236.0831 | 36222236.0831 | 36222236.0831 | 36222236.0831 | 36222236.0831 | 36222236.0831 | 36222236.0831 | 36222236.0831 | 36222236.0831 | 36222236.0831 | 36222236.0831 | 36222236.0831 | 36222236.0831 | 36222236.0831 | 36222236.0831 | 36222236.0831 | 36222236.0831 | 36222236.0831 | 36222236.0831
SA_Assisted Living | Long Island/Hudson Valley_sp | 4780089.6785 | 4780089.6785 | 4780089.6785 | 4780089.6785 | 4780089.6785 | 4780089.6785 | 4780089.6785 | 4780089.6785 | 4780089.6785 | 4780089.6785 | 4780089.6785 | 4780089.6785 | 4780089.6785 | 4780089.6785 | 4780089.6785 | 4780089.6785 | 4780089.6785 | 4780089.6785 | 4780089.6785 | 4780089.6785 | 4780089.6785 | 4780089.6785 | 4780089.6785 | 4780089.6785 | 4780089.6785 | 4780089.6785 | 4780089.6785 | 4780089.6785 | 4780089.6785 | 4780089.6785 | 4780089.6785 | 4780089.6785 | 4780089.6785 | 4780089.6785 | 4780089.6785 | 4780089.6785 | 4780089.6785 | 4780089.6785 | 4780089.6785 | 4780089.6785 | 4780089.6785 | 4780089.6785 | 4780089.6785
SA_Community services | Long Island/Hudson Valley_sp | 4922515.8667 | 4922515.8667 | 4922515.8667 | 4922515.8667 | 4922515.8667 | 4922515.8667 | 4922515.8667 | 4922515.8667 | 4922515.8667 | 4922515.8667 | 4922515.8667 | 4922515.8667 | 4922515.8667 | 4922515.8667 | 4922515.8667 | 4922515.8667 | 4922515.8667 | 4922515.8667 | 4922515.8667 | 4922515.8667 | 4922515.8667 | 4922515.8667 | 4922515.8667 | 4922515.8667 | 4922515.8667 | 4922515.8667 | 4922515.8667 | 4922515.8667 | 4922515.8667 | 4922515.8667 | 4922515.8667 | 4922515.8667 | 4922515.8667 | 4922515.8667 | 4922515.8667 | 4922515.8667 | 4922515.8667 | 4922515.8667 | 4922515.8667 | 4922515.8667 | 4922515.8667 | 4922515.8667 | 4922515.8667
SA_Correctional Facility | Long Island/Hudson Valley_sp | 117371353.4411 | 117371353.4411 | 117371353.4411 | 117371353.4411 | 117371353.4411 | 117371353.4411 | 117371353.4411 | 117371353.4411 | 117371353.4411 | 117371353.4411 | 117371353.4411 | 117371353.4411 | 117371353.4411 | 117371353.4411 | 117371353.4411 | 117371353.4411 | 117371353.4411 | 117371353.4411 | 117371353.4411 | 117371353.4411 | 117371353.4411 | 117371353.4411 | 117371353.4411 | 117371353.4411 | 117371353.4411 | 117371353.4411 | 117371353.4411 | 117371353.4411 | 117371353.4411 | 117371353.4411 | 117371353.4411 | 117371353.4411 | 117371353.4411 | 117371353.4411 | 117371353.4411 | 117371353.4411 | 117371353.4411 | 117371353.4411 | 117371353.4411 | 117371353.4411 | 117371353.4411 | 117371353.4411 | 117371353.4411
SA_Unique Education | Long Island/Hudson Valley_sp | 10836865.3683 | 10836865.3683 | 10836865.3683 | 10836865.3683 | 10836865.3683 | 10836865.3683 | 10836865.3683 | 10836865.3683 | 10836865.3683 | 10836865.3683 | 10836865.3683 | 10836865.3683 | 10836865.3683 | 10836865.3683 | 10836865.3683 | 10836865.3683 | 10836865.3683 | 10836865.3683 | 10836865.3683 | 10836865.3683 | 10836865.3683 | 10836865.3683 | 10836865.3683 | 10836865.3683 | 10836865.3683 | 10836865.3683 | 10836865.3683 | 10836865.3683 | 10836865.3683 | 10836865.3683 | 10836865.3683 | 10836865.3683 | 10836865.3683 | 10836865.3683 | 10836865.3683 | 10836865.3683 | 10836865.3683 | 10836865.3683 | 10836865.3683 | 10836865.3683 | 10836865.3683 | 10836865.3683 | 10836865.3683
SA_Government_Office | Long Island/Hudson Valley_sp | 499000401.7568 | 499000401.7568 | 499000401.7568 | 499000401.7568 | 499000401.7568 | 499000401.7568 | 499000401.7568 | 499000401.7568 | 499000401.7568 | 499000401.7568 | 499000401.7568 | 499000401.7568 | 499000401.7568 | 499000401.7568 | 499000401.7568 | 499000401.7568 | 499000401.7568 | 499000401.7568 | 499000401.7568 | 499000401.7568 | 499000401.7568 | 499000401.7568 | 499000401.7568 | 499000401.7568 | 499000401.7568 | 499000401.7568 | 499000401.7568 | 499000401.7568 | 499000401.7568 | 499000401.7568 | 499000401.7568 | 499000401.7568 | 499000401.7568 | 499000401.7568 | 499000401.7568 | 499000401.7568 | 499000401.7568 | 499000401.7568 | 499000401.7568 | 499000401.7568 | 499000401.7568 | 499000401.7568 | 499000401.7568
SA_Housing | Long Island/Hudson Valley_sp | 2233188.5139 | 2233188.5139 | 2233188.5139 | 2233188.5139 | 2233188.5139 | 2233188.5139 | 2233188.5139 | 2233188.5139 | 2233188.5139 | 2233188.5139 | 2233188.5139 | 2233188.5139 | 2233188.5139 | 2233188.5139 | 2233188.5139 | 2233188.5139 | 2233188.5139 | 2233188.5139 | 2233188.5139 | 2233188.5139 | 2233188.5139 | 2233188.5139 | 2233188.5139 | 2233188.5139 | 2233188.5139 | 2233188.5139 | 2233188.5139 | 2233188.5139 | 2233188.5139 | 2233188.5139 | 2233188.5139 | 2233188.5139 | 2233188.5139 | 2233188.5139 | 2233188.5139 | 2233188.5139 | 2233188.5139 | 2233188.5139 | 2233188.5139 | 2233188.5139 | 2233188.5139 | 2233188.5139 | 2233188.5139
SA_Other Transportation | Long Island/Hudson Valley_sp | 13194971.8681 | 13194971.8681 | 13194971.8681 | 13194971.8681 | 13194971.8681 | 13194971.8681 | 13194971.8681 | 13194971.8681 | 13194971.8681 | 13194971.8681 | 13194971.8681 | 13194971.8681 | 13194971.8681 | 13194971.8681 | 13194971.8681 | 13194971.8681 | 13194971.8681 | 13194971.8681 | 13194971.8681 | 13194971.8681 | 13194971.8681 | 13194971.8681 | 13194971.8681 | 13194971.8681 | 13194971.8681 | 13194971.8681 | 13194971.8681 | 13194971.8681 | 13194971.8681 | 13194971.8681 | 13194971.8681 | 13194971.8681 | 13194971.8681 | 13194971.8681 | 13194971.8681 | 13194971.8681 | 13194971.8681 | 13194971.8681 | 13194971.8681 | 13194971.8681 | 13194971.8681 | 13194971.8681 | 13194971.8681
SA_Police and Fire Department | Long Island/Hudson Valley_sp | 1802609.1839 | 1802609.1839 | 1802609.1839 | 1802609.1839 | 1802609.1839 | 1802609.1839 | 1802609.1839 | 1802609.1839 | 1802609.1839 | 1802609.1839 | 1802609.1839 | 1802609.1839 | 1802609.1839 | 1802609.1839 | 1802609.1839 | 1802609.1839 | 1802609.1839 | 1802609.1839 | 1802609.1839 | 1802609.1839 | 1802609.1839 | 1802609.1839 | 1802609.1839 | 1802609.1839 | 1802609.1839 | 1802609.1839 | 1802609.1839 | 1802609.1839 | 1802609.1839 | 1802609.1839 | 1802609.1839 | 1802609.1839 | 1802609.1839 | 1802609.1839 | 1802609.1839 | 1802609.1839 | 1802609.1839 | 1802609.1839 | 1802609.1839 | 1802609.1839 | 1802609.1839 | 1802609.1839 | 1802609.1839
SA_Recreational | Long Island/Hudson Valley_sp | 5339305.8345 | 5339305.8345 | 5339305.8345 | 5339305.8345 | 5339305.8345 | 5339305.8345 | 5339305.8345 | 5339305.8345 | 5339305.8345 | 5339305.8345 | 5339305.8345 | 5339305.8345 | 5339305.8345 | 5339305.8345 | 5339305.8345 | 5339305.8345 | 5339305.8345 | 5339305.8345 | 5339305.8345 | 5339305.8345 | 5339305.8345 | 5339305.8345 | 5339305.8345 | 5339305.8345 | 5339305.8345 | 5339305.8345 | 5339305.8345 | 5339305.8345 | 5339305.8345 | 5339305.8345 | 5339305.8345 | 5339305.8345 | 5339305.8345 | 5339305.8345 | 5339305.8345 | 5339305.8345 | 5339305.8345 | 5339305.8345 | 5339305.8345 | 5339305.8345 | 5339305.8345 | 5339305.8345 | 5339305.8345
SA_Water Supply & Waste Water | Long Island/Hudson Valley_sp | 2250077.0811 | 2250077.0811 | 2250077.0811 | 2250077.0811 | 2250077.0811 | 2250077.0811 | 2250077.0811 | 2250077.0811 | 2250077.0811 | 2250077.0811 | 2250077.0811 | 2250077.0811 | 2250077.0811 | 2250077.0811 | 2250077.0811 | 2250077.0811 | 2250077.0811 | 2250077.0811 | 2250077.0811 | 2250077.0811 | 2250077.0811 | 2250077.0811 | 2250077.0811 | 2250077.0811 | 2250077.0811 | 2250077.0811 | 2250077.0811 | 2250077.0811 | 2250077.0811 | 2250077.0811 | 2250077.0811 | 2250077.0811 | 2250077.0811 | 2250077.0811 | 2250077.0811 | 2250077.0811 | 2250077.0811 | 2250077.0811 | 2250077.0811 | 2250077.0811 | 2250077.0811 | 2250077.0811 | 2250077.0811
Higher Education | Upstate_sp | 2737444560.5376 | 2737444560.5376 | 2737444560.5376 | 2737444560.5376 | 2737444560.5376 | 2737444560.5376 | 2737444560.5376 | 2737444560.5376 | 2737444560.5376 | 2737444560.5376 | 2737444560.5376 | 2737444560.5376 | 2737444560.5376 | 2737444560.5376 | 2737444560.5376 | 2737444560.5376 | 2737444560.5376 | 2737444560.5376 | 2737444560.5376 | 2737444560.5376 | 2737444560.5376 | 2737444560.5376 | 2737444560.5376 | 2737444560.5376 | 2737444560.5376 | 2737444560.5376 | 2737444560.5376 | 2737444560.5376 | 2737444560.5376 | 2737444560.5376 | 2737444560.5376 | 2737444560.5376 | 2737444560.5376 | 2737444560.5376 | 2737444560.5376 | 2737444560.5376 | 2737444560.5376 | 2737444560.5376 | 2737444560.5376 | 2737444560.5376 | 2737444560.5376 | 2737444560.5376 | 2737444560.5376
Hospitals | Upstate_sp | 990566091.8264 | 990566091.8264 | 990566091.8264 | 990566091.8264 | 990566091.8264 | 990566091.8264 | 990566091.8264 | 990566091.8264 | 990566091.8264 | 990566091.8264 | 990566091.8264 | 990566091.8264 | 990566091.8264 | 990566091.8264 | 990566091.8264 | 990566091.8264 | 990566091.8264 | 990566091.8264 | 990566091.8264 | 990566091.8264 | 990566091.8264 | 990566091.8264 | 990566091.8264 | 990566091.8264 | 990566091.8264 | 990566091.8264 | 990566091.8264 | 990566091.8264 | 990566091.8264 | 990566091.8264 | 990566091.8264 | 990566091.8264 | 990566091.8264 | 990566091.8264 | 990566091.8264 | 990566091.8264 | 990566091.8264 | 990566091.8264 | 990566091.8264 | 990566091.8264 | 990566091.8264 | 990566091.8264 | 990566091.8264
K-12 | Upstate_sp | 1089754803.5821 | 1089754803.5821 | 1089754803.5821 | 1089754803.5821 | 1089754803.5821 | 1089754803.5821 | 1089754803.5821 | 1089754803.5821 | 1089754803.5821 | 1089754803.5821 | 1089754803.5821 | 1089754803.5821 | 1089754803.5821 | 1089754803.5821 | 1089754803.5821 | 1089754803.5821 | 1089754803.5821 | 1089754803.5821 | 1089754803.5821 | 1089754803.5821 | 1089754803.5821 | 1089754803.5821 | 1089754803.5821 | 1089754803.5821 | 1089754803.5821 | 1089754803.5821 | 1089754803.5821 | 1089754803.5821 | 1089754803.5821 | 1089754803.5821 | 1089754803.5821 | 1089754803.5821 | 1089754803.5821 | 1089754803.5821 | 1089754803.5821 | 1089754803.5821 | 1089754803.5821 | 1089754803.5821 | 1089754803.5821 | 1089754803.5821 | 1089754803.5821 | 1089754803.5821 | 1089754803.5821
LG_Air Transportation | Upstate_sp | 168623685.7806 | 168623685.7806 | 168623685.7806 | 168623685.7806 | 168623685.7806 | 168623685.7806 | 168623685.7806 | 168623685.7806 | 168623685.7806 | 168623685.7806 | 168623685.7806 | 168623685.7806 | 168623685.7806 | 168623685.7806 | 168623685.7806 | 168623685.7806 | 168623685.7806 | 168623685.7806 | 168623685.7806 | 168623685.7806 | 168623685.7806 | 168623685.7806 | 168623685.7806 | 168623685.7806 | 168623685.7806 | 168623685.7806 | 168623685.7806 | 168623685.7806 | 168623685.7806 | 168623685.7806 | 168623685.7806 | 168623685.7806 | 168623685.7806 | 168623685.7806 | 168623685.7806 | 168623685.7806 | 168623685.7806 | 168623685.7806 | 168623685.7806 | 168623685.7806 | 168623685.7806 | 168623685.7806 | 168623685.7806
LG_Art_Museum | Upstate_sp | 19366289.0725 | 19366289.0725 | 19366289.0725 | 19366289.0725 | 19366289.0725 | 19366289.0725 | 19366289.0725 | 19366289.0725 | 19366289.0725 | 19366289.0725 | 19366289.0725 | 19366289.0725 | 19366289.0725 | 19366289.0725 | 19366289.0725 | 19366289.0725 | 19366289.0725 | 19366289.0725 | 19366289.0725 | 19366289.0725 | 19366289.0725 | 19366289.0725 | 19366289.0725 | 19366289.0725 | 19366289.0725 | 19366289.0725 | 19366289.0725 | 19366289.0725 | 19366289.0725 | 19366289.0725 | 19366289.0725 | 19366289.0725 | 19366289.0725 | 19366289.0725 | 19366289.0725 | 19366289.0725 | 19366289.0725 | 19366289.0725 | 19366289.0725 | 19366289.0725 | 19366289.0725 | 19366289.0725 | 19366289.0725
LG_Assisted Living | Upstate_sp | 25049431.9598 | 25049431.9598 | 25049431.9598 | 25049431.9598 | 25049431.9598 | 25049431.9598 | 25049431.9598 | 25049431.9598 | 25049431.9598 | 25049431.9598 | 25049431.9598 | 25049431.9598 | 25049431.9598 | 25049431.9598 | 25049431.9598 | 25049431.9598 | 25049431.9598 | 25049431.9598 | 25049431.9598 | 25049431.9598 | 25049431.9598 | 25049431.9598 | 25049431.9598 | 25049431.9598 | 25049431.9598 | 25049431.9598 | 25049431.9598 | 25049431.9598 | 25049431.9598 | 25049431.9598 | 25049431.9598 | 25049431.9598 | 25049431.9598 | 25049431.9598 | 25049431.9598 | 25049431.9598 | 25049431.9598 | 25049431.9598 | 25049431.9598 | 25049431.9598 | 25049431.9598 | 25049431.9598 | 25049431.9598
LG_Community services | Upstate_sp | 6447704.2093 | 6447704.2093 | 6447704.2093 | 6447704.2093 | 6447704.2093 | 6447704.2093 | 6447704.2093 | 6447704.2093 | 6447704.2093 | 6447704.2093 | 6447704.2093 | 6447704.2093 | 6447704.2093 | 6447704.2093 | 6447704.2093 | 6447704.2093 | 6447704.2093 | 6447704.2093 | 6447704.2093 | 6447704.2093 | 6447704.2093 | 6447704.2093 | 6447704.2093 | 6447704.2093 | 6447704.2093 | 6447704.2093 | 6447704.2093 | 6447704.2093 | 6447704.2093 | 6447704.2093 | 6447704.2093 | 6447704.2093 | 6447704.2093 | 6447704.2093 | 6447704.2093 | 6447704.2093 | 6447704.2093 | 6447704.2093 | 6447704.2093 | 6447704.2093 | 6447704.2093 | 6447704.2093 | 6447704.2093
LG_Correctional Facility | Upstate_sp | 82259975.2824 | 82259975.2824 | 82259975.2824 | 82259975.2824 | 82259975.2824 | 82259975.2824 | 82259975.2824 | 82259975.2824 | 82259975.2824 | 82259975.2824 | 82259975.2824 | 82259975.2824 | 82259975.2824 | 82259975.2824 | 82259975.2824 | 82259975.2824 | 82259975.2824 | 82259975.2824 | 82259975.2824 | 82259975.2824 | 82259975.2824 | 82259975.2824 | 82259975.2824 | 82259975.2824 | 82259975.2824 | 82259975.2824 | 82259975.2824 | 82259975.2824 | 82259975.2824 | 82259975.2824 | 82259975.2824 | 82259975.2824 | 82259975.2824 | 82259975.2824 | 82259975.2824 | 82259975.2824 | 82259975.2824 | 82259975.2824 | 82259975.2824 | 82259975.2824 | 82259975.2824 | 82259975.2824 | 82259975.2824
LG_Unique Education | Upstate_sp | 23410237.813 | 23410237.813 | 23410237.813 | 23410237.813 | 23410237.813 | 23410237.813 | 23410237.813 | 23410237.813 | 23410237.813 | 23410237.813 | 23410237.813 | 23410237.813 | 23410237.813 | 23410237.813 | 23410237.813 | 23410237.813 | 23410237.813 | 23410237.813 | 23410237.813 | 23410237.813 | 23410237.813 | 23410237.813 | 23410237.813 | 23410237.813 | 23410237.813 | 23410237.813 | 23410237.813 | 23410237.813 | 23410237.813 | 23410237.813 | 23410237.813 | 23410237.813 | 23410237.813 | 23410237.813 | 23410237.813 | 23410237.813 | 23410237.813 | 23410237.813 | 23410237.813 | 23410237.813 | 23410237.813 | 23410237.813 | 23410237.813
LG_Government_Office | Upstate_sp | 708275616.5925 | 708275616.5925 | 708275616.5925 | 708275616.5925 | 708275616.5925 | 708275616.5925 | 708275616.5925 | 708275616.5925 | 708275616.5925 | 708275616.5925 | 708275616.5925 | 708275616.5925 | 708275616.5925 | 708275616.5925 | 708275616.5925 | 708275616.5925 | 708275616.5925 | 708275616.5925 | 708275616.5925 | 708275616.5925 | 708275616.5925 | 708275616.5925 | 708275616.5925 | 708275616.5925 | 708275616.5925 | 708275616.5925 | 708275616.5925 | 708275616.5925 | 708275616.5925 | 708275616.5925 | 708275616.5925 | 708275616.5925 | 708275616.5925 | 708275616.5925 | 708275616.5925 | 708275616.5925 | 708275616.5925 | 708275616.5925 | 708275616.5925 | 708275616.5925 | 708275616.5925 | 708275616.5925 | 708275616.5925
LG_Housing | Upstate_sp | 32298599.0508 | 32298599.0508 | 32298599.0508 | 32298599.0508 | 32298599.0508 | 32298599.0508 | 32298599.0508 | 32298599.0508 | 32298599.0508 | 32298599.0508 | 32298599.0508 | 32298599.0508 | 32298599.0508 | 32298599.0508 | 32298599.0508 | 32298599.0508 | 32298599.0508 | 32298599.0508 | 32298599.0508 | 32298599.0508 | 32298599.0508 | 32298599.0508 | 32298599.0508 | 32298599.0508 | 32298599.0508 | 32298599.0508 | 32298599.0508 | 32298599.0508 | 32298599.0508 | 32298599.0508 | 32298599.0508 | 32298599.0508 | 32298599.0508 | 32298599.0508 | 32298599.0508 | 32298599.0508 | 32298599.0508 | 32298599.0508 | 32298599.0508 | 32298599.0508 | 32298599.0508 | 32298599.0508 | 32298599.0508
LG_Library | Upstate_sp | 32035708.8104 | 32035708.8104 | 32035708.8104 | 32035708.8104 | 32035708.8104 | 32035708.8104 | 32035708.8104 | 32035708.8104 | 32035708.8104 | 32035708.8104 | 32035708.8104 | 32035708.8104 | 32035708.8104 | 32035708.8104 | 32035708.8104 | 32035708.8104 | 32035708.8104 | 32035708.8104 | 32035708.8104 | 32035708.8104 | 32035708.8104 | 32035708.8104 | 32035708.8104 | 32035708.8104 | 32035708.8104 | 32035708.8104 | 32035708.8104 | 32035708.8104 | 32035708.8104 | 32035708.8104 | 32035708.8104 | 32035708.8104 | 32035708.8104 | 32035708.8104 | 32035708.8104 | 32035708.8104 | 32035708.8104 | 32035708.8104 | 32035708.8104 | 32035708.8104 | 32035708.8104 | 32035708.8104 | 32035708.8104
LG_Other Transportation | Upstate_sp | 326163.2644 | 326163.2644 | 326163.2644 | 326163.2644 | 326163.2644 | 326163.2644 | 326163.2644 | 326163.2644 | 326163.2644 | 326163.2644 | 326163.2644 | 326163.2644 | 326163.2644 | 326163.2644 | 326163.2644 | 326163.2644 | 326163.2644 | 326163.2644 | 326163.2644 | 326163.2644 | 326163.2644 | 326163.2644 | 326163.2644 | 326163.2644 | 326163.2644 | 326163.2644 | 326163.2644 | 326163.2644 | 326163.2644 | 326163.2644 | 326163.2644 | 326163.2644 | 326163.2644 | 326163.2644 | 326163.2644 | 326163.2644 | 326163.2644 | 326163.2644 | 326163.2644 | 326163.2644 | 326163.2644 | 326163.2644 | 326163.2644
LG_Police and Fire Department | Upstate_sp | 35906816.9888 | 35906816.9888 | 35906816.9888 | 35906816.9888 | 35906816.9888 | 35906816.9888 | 35906816.9888 | 35906816.9888 | 35906816.9888 | 35906816.9888 | 35906816.9888 | 35906816.9888 | 35906816.9888 | 35906816.9888 | 35906816.9888 | 35906816.9888 | 35906816.9888 | 35906816.9888 | 35906816.9888 | 35906816.9888 | 35906816.9888 | 35906816.9888 | 35906816.9888 | 35906816.9888 | 35906816.9888 | 35906816.9888 | 35906816.9888 | 35906816.9888 | 35906816.9888 | 35906816.9888 | 35906816.9888 | 35906816.9888 | 35906816.9888 | 35906816.9888 | 35906816.9888 | 35906816.9888 | 35906816.9888 | 35906816.9888 | 35906816.9888 | 35906816.9888 | 35906816.9888 | 35906816.9888 | 35906816.9888
LG_Recreational | Upstate_sp | 33396433.679 | 33396433.679 | 33396433.679 | 33396433.679 | 33396433.679 | 33396433.679 | 33396433.679 | 33396433.679 | 33396433.679 | 33396433.679 | 33396433.679 | 33396433.679 | 33396433.679 | 33396433.679 | 33396433.679 | 33396433.679 | 33396433.679 | 33396433.679 | 33396433.679 | 33396433.679 | 33396433.679 | 33396433.679 | 33396433.679 | 33396433.679 | 33396433.679 | 33396433.679 | 33396433.679 | 33396433.679 | 33396433.679 | 33396433.679 | 33396433.679 | 33396433.679 | 33396433.679 | 33396433.679 | 33396433.679 | 33396433.679 | 33396433.679 | 33396433.679 | 33396433.679 | 33396433.679 | 33396433.679 | 33396433.679 | 33396433.679
LG_Water Supply & Waste Water | Upstate_sp | 1147405791.6121 | 1147405791.6121 | 1147405791.6121 | 1147405791.6121 | 1147405791.6121 | 1147405791.6121 | 1147405791.6121 | 1147405791.6121 | 1147405791.6121 | 1147405791.6121 | 1147405791.6121 | 1147405791.6121 | 1147405791.6121 | 1147405791.6121 | 1147405791.6121 | 1147405791.6121 | 1147405791.6121 | 1147405791.6121 | 1147405791.6121 | 1147405791.6121 | 1147405791.6121 | 1147405791.6121 | 1147405791.6121 | 1147405791.6121 | 1147405791.6121 | 1147405791.6121 | 1147405791.6121 | 1147405791.6121 | 1147405791.6121 | 1147405791.6121 | 1147405791.6121 | 1147405791.6121 | 1147405791.6121 | 1147405791.6121 | 1147405791.6121 | 1147405791.6121 | 1147405791.6121 | 1147405791.6121 | 1147405791.6121 | 1147405791.6121 | 1147405791.6121 | 1147405791.6121 | 1147405791.6121
SA_Air Transportation | Upstate_sp | 16374458.8799 | 16374458.8799 | 16374458.8799 | 16374458.8799 | 16374458.8799 | 16374458.8799 | 16374458.8799 | 16374458.8799 | 16374458.8799 | 16374458.8799 | 16374458.8799 | 16374458.8799 | 16374458.8799 | 16374458.8799 | 16374458.8799 | 16374458.8799 | 16374458.8799 | 16374458.8799 | 16374458.8799 | 16374458.8799 | 16374458.8799 | 16374458.8799 | 16374458.8799 | 16374458.8799 | 16374458.8799 | 16374458.8799 | 16374458.8799 | 16374458.8799 | 16374458.8799 | 16374458.8799 | 16374458.8799 | 16374458.8799 | 16374458.8799 | 16374458.8799 | 16374458.8799 | 16374458.8799 | 16374458.8799 | 16374458.8799 | 16374458.8799 | 16374458.8799 | 16374458.8799 | 16374458.8799 | 16374458.8799
SA_Art_Museum | Upstate_sp | 6948723.2866 | 6948723.2866 | 6948723.2866 | 6948723.2866 | 6948723.2866 | 6948723.2866 | 6948723.2866 | 6948723.2866 | 6948723.2866 | 6948723.2866 | 6948723.2866 | 6948723.2866 | 6948723.2866 | 6948723.2866 | 6948723.2866 | 6948723.2866 | 6948723.2866 | 6948723.2866 | 6948723.2866 | 6948723.2866 | 6948723.2866 | 6948723.2866 | 6948723.2866 | 6948723.2866 | 6948723.2866 | 6948723.2866 | 6948723.2866 | 6948723.2866 | 6948723.2866 | 6948723.2866 | 6948723.2866 | 6948723.2866 | 6948723.2866 | 6948723.2866 | 6948723.2866 | 6948723.2866 | 6948723.2866 | 6948723.2866 | 6948723.2866 | 6948723.2866 | 6948723.2866 | 6948723.2866 | 6948723.2866
SA_Assisted Living | Upstate_sp | 8689505.1639 | 8689505.1639 | 8689505.1639 | 8689505.1639 | 8689505.1639 | 8689505.1639 | 8689505.1639 | 8689505.1639 | 8689505.1639 | 8689505.1639 | 8689505.1639 | 8689505.1639 | 8689505.1639 | 8689505.1639 | 8689505.1639 | 8689505.1639 | 8689505.1639 | 8689505.1639 | 8689505.1639 | 8689505.1639 | 8689505.1639 | 8689505.1639 | 8689505.1639 | 8689505.1639 | 8689505.1639 | 8689505.1639 | 8689505.1639 | 8689505.1639 | 8689505.1639 | 8689505.1639 | 8689505.1639 | 8689505.1639 | 8689505.1639 | 8689505.1639 | 8689505.1639 | 8689505.1639 | 8689505.1639 | 8689505.1639 | 8689505.1639 | 8689505.1639 | 8689505.1639 | 8689505.1639 | 8689505.1639
SA_Community services | Upstate_sp | 3911967.4439 | 3911967.4439 | 3911967.4439 | 3911967.4439 | 3911967.4439 | 3911967.4439 | 3911967.4439 | 3911967.4439 | 3911967.4439 | 3911967.4439 | 3911967.4439 | 3911967.4439 | 3911967.4439 | 3911967.4439 | 3911967.4439 | 3911967.4439 | 3911967.4439 | 3911967.4439 | 3911967.4439 | 3911967.4439 | 3911967.4439 | 3911967.4439 | 3911967.4439 | 3911967.4439 | 3911967.4439 | 3911967.4439 | 3911967.4439 | 3911967.4439 | 3911967.4439 | 3911967.4439 | 3911967.4439 | 3911967.4439 | 3911967.4439 | 3911967.4439 | 3911967.4439 | 3911967.4439 | 3911967.4439 | 3911967.4439 | 3911967.4439 | 3911967.4439 | 3911967.4439 | 3911967.4439 | 3911967.4439
SA_Correctional Facility | Upstate_sp | 243673240.2971 | 243673240.2971 | 243673240.2971 | 243673240.2971 | 243673240.2971 | 243673240.2971 | 243673240.2971 | 243673240.2971 | 243673240.2971 | 243673240.2971 | 243673240.2971 | 243673240.2971 | 243673240.2971 | 243673240.2971 | 243673240.2971 | 243673240.2971 | 243673240.2971 | 243673240.2971 | 243673240.2971 | 243673240.2971 | 243673240.2971 | 243673240.2971 | 243673240.2971 | 243673240.2971 | 243673240.2971 | 243673240.2971 | 243673240.2971 | 243673240.2971 | 243673240.2971 | 243673240.2971 | 243673240.2971 | 243673240.2971 | 243673240.2971 | 243673240.2971 | 243673240.2971 | 243673240.2971 | 243673240.2971 | 243673240.2971 | 243673240.2971 | 243673240.2971 | 243673240.2971 | 243673240.2971 | 243673240.2971
SA_Unique Education | Upstate_sp | 8828863.8311 | 8828863.8311 | 8828863.8311 | 8828863.8311 | 8828863.8311 | 8828863.8311 | 8828863.8311 | 8828863.8311 | 8828863.8311 | 8828863.8311 | 8828863.8311 | 8828863.8311 | 8828863.8311 | 8828863.8311 | 8828863.8311 | 8828863.8311 | 8828863.8311 | 8828863.8311 | 8828863.8311 | 8828863.8311 | 8828863.8311 | 8828863.8311 | 8828863.8311 | 8828863.8311 | 8828863.8311 | 8828863.8311 | 8828863.8311 | 8828863.8311 | 8828863.8311 | 8828863.8311 | 8828863.8311 | 8828863.8311 | 8828863.8311 | 8828863.8311 | 8828863.8311 | 8828863.8311 | 8828863.8311 | 8828863.8311 | 8828863.8311 | 8828863.8311 | 8828863.8311 | 8828863.8311 | 8828863.8311
SA_Government_Office | Upstate_sp | 116387909.6809 | 116387909.6809 | 116387909.6809 | 116387909.6809 | 116387909.6809 | 116387909.6809 | 116387909.6809 | 116387909.6809 | 116387909.6809 | 116387909.6809 | 116387909.6809 | 116387909.6809 | 116387909.6809 | 116387909.6809 | 116387909.6809 | 116387909.6809 | 116387909.6809 | 116387909.6809 | 116387909.6809 | 116387909.6809 | 116387909.6809 | 116387909.6809 | 116387909.6809 | 116387909.6809 | 116387909.6809 | 116387909.6809 | 116387909.6809 | 116387909.6809 | 116387909.6809 | 116387909.6809 | 116387909.6809 | 116387909.6809 | 116387909.6809 | 116387909.6809 | 116387909.6809 | 116387909.6809 | 116387909.6809 | 116387909.6809 | 116387909.6809 | 116387909.6809 | 116387909.6809 | 116387909.6809 | 116387909.6809
SA_Housing | Upstate_sp | 15241571.5463 | 15241571.5463 | 15241571.5463 | 15241571.5463 | 15241571.5463 | 15241571.5463 | 15241571.5463 | 15241571.5463 | 15241571.5463 | 15241571.5463 | 15241571.5463 | 15241571.5463 | 15241571.5463 | 15241571.5463 | 15241571.5463 | 15241571.5463 | 15241571.5463 | 15241571.5463 | 15241571.5463 | 15241571.5463 | 15241571.5463 | 15241571.5463 | 15241571.5463 | 15241571.5463 | 15241571.5463 | 15241571.5463 | 15241571.5463 | 15241571.5463 | 15241571.5463 | 15241571.5463 | 15241571.5463 | 15241571.5463 | 15241571.5463 | 15241571.5463 | 15241571.5463 | 15241571.5463 | 15241571.5463 | 15241571.5463 | 15241571.5463 | 15241571.5463 | 15241571.5463 | 15241571.5463 | 15241571.5463
SA_Library | Upstate_sp | 1498431.5107 | 1498431.5107 | 1498431.5107 | 1498431.5107 | 1498431.5107 | 1498431.5107 | 1498431.5107 | 1498431.5107 | 1498431.5107 | 1498431.5107 | 1498431.5107 | 1498431.5107 | 1498431.5107 | 1498431.5107 | 1498431.5107 | 1498431.5107 | 1498431.5107 | 1498431.5107 | 1498431.5107 | 1498431.5107 | 1498431.5107 | 1498431.5107 | 1498431.5107 | 1498431.5107 | 1498431.5107 | 1498431.5107 | 1498431.5107 | 1498431.5107 | 1498431.5107 | 1498431.5107 | 1498431.5107 | 1498431.5107 | 1498431.5107 | 1498431.5107 | 1498431.5107 | 1498431.5107 | 1498431.5107 | 1498431.5107 | 1498431.5107 | 1498431.5107 | 1498431.5107 | 1498431.5107 | 1498431.5107
SA_Other Transportation | Upstate_sp | 585262.5938 | 585262.5938 | 585262.5938 | 585262.5938 | 585262.5938 | 585262.5938 | 585262.5938 | 585262.5938 | 585262.5938 | 585262.5938 | 585262.5938 | 585262.5938 | 585262.5938 | 585262.5938 | 585262.5938 | 585262.5938 | 585262.5938 | 585262.5938 | 585262.5938 | 585262.5938 | 585262.5938 | 585262.5938 | 585262.5938 | 585262.5938 | 585262.5938 | 585262.5938 | 585262.5938 | 585262.5938 | 585262.5938 | 585262.5938 | 585262.5938 | 585262.5938 | 585262.5938 | 585262.5938 | 585262.5938 | 585262.5938 | 585262.5938 | 585262.5938 | 585262.5938 | 585262.5938 | 585262.5938 | 585262.5938 | 585262.5938
SA_Police and Fire Department | Upstate_sp | 2374909.6902 | 2374909.6902 | 2374909.6902 | 2374909.6902 | 2374909.6902 | 2374909.6902 | 2374909.6902 | 2374909.6902 | 2374909.6902 | 2374909.6902 | 2374909.6902 | 2374909.6902 | 2374909.6902 | 2374909.6902 | 2374909.6902 | 2374909.6902 | 2374909.6902 | 2374909.6902 | 2374909.6902 | 2374909.6902 | 2374909.6902 | 2374909.6902 | 2374909.6902 | 2374909.6902 | 2374909.6902 | 2374909.6902 | 2374909.6902 | 2374909.6902 | 2374909.6902 | 2374909.6902 | 2374909.6902 | 2374909.6902 | 2374909.6902 | 2374909.6902 | 2374909.6902 | 2374909.6902 | 2374909.6902 | 2374909.6902 | 2374909.6902 | 2374909.6902 | 2374909.6902 | 2374909.6902 | 2374909.6902
SA_Recreational | Upstate_sp | 14497567.9393 | 14497567.9393 | 14497567.9393 | 14497567.9393 | 14497567.9393 | 14497567.9393 | 14497567.9393 | 14497567.9393 | 14497567.9393 | 14497567.9393 | 14497567.9393 | 14497567.9393 | 14497567.9393 | 14497567.9393 | 14497567.9393 | 14497567.9393 | 14497567.9393 | 14497567.9393 | 14497567.9393 | 14497567.9393 | 14497567.9393 | 14497567.9393 | 14497567.9393 | 14497567.9393 | 14497567.9393 | 14497567.9393 | 14497567.9393 | 14497567.9393 | 14497567.9393 | 14497567.9393 | 14497567.9393 | 14497567.9393 | 14497567.9393 | 14497567.9393 | 14497567.9393 | 14497567.9393 | 14497567.9393 | 14497567.9393 | 14497567.9393 | 14497567.9393 | 14497567.9393 | 14497567.9393 | 14497567.9393
SA_Water Supply & Waste Water | Upstate_sp | 33619924.5058 | 33619924.5058 | 33619924.5058 | 33619924.5058 | 33619924.5058 | 33619924.5058 | 33619924.5058 | 33619924.5058 | 33619924.5058 | 33619924.5058 | 33619924.5058 | 33619924.5058 | 33619924.5058 | 33619924.5058 | 33619924.5058 | 33619924.5058 | 33619924.5058 | 33619924.5058 | 33619924.5058 | 33619924.5058 | 33619924.5058 | 33619924.5058 | 33619924.5058 | 33619924.5058 | 33619924.5058 | 33619924.5058 | 33619924.5058 | 33619924.5058 | 33619924.5058 | 33619924.5058 | 33619924.5058 | 33619924.5058 | 33619924.5058 | 33619924.5058 | 33619924.5058 | 33619924.5058 | 33619924.5058 | 33619924.5058 | 33619924.5058 | 33619924.5058 | 33619924.5058 | 33619924.5058 | 33619924.5058
Higher Education | Statewide
Hospitals | Statewide
K-12 | Statewide
LG_Air Transportation | Statewide
LG_Art_Museum | Statewide
LG_Assisted Living | Statewide
LG_Community services | Statewide
LG_Correctional Facility | Statewide
LG_Unique Education | Statewide
LG_Government_Office | Statewide
LG_Housing | Statewide
LG_Library | Statewide
LG_Other Transportation | Statewide
LG_Police and Fire Department | Statewide
LG_Recreational | Statewide
LG_Water Supply & Waste Water | Statewide
SA_Air Transportation | Statewide
SA_Art_Museum | Statewide
SA_Assisted Living | Statewide
SA_Community services | Statewide
SA_Correctional Facility | Statewide
SA_Courthouse_Probation | Statewide
SA_Unique Education | Statewide
SA_Government_Office | Statewide
SA_Housing | Statewide
SA_Library | Statewide
SA_Other Transportation | Statewide
SA_Police and Fire Department | Statewide
SA_Recreational | Statewide
SA_Water Supply & Waste Water | Statewide
Higher Education | All_Utility
Hospitals | All_Utility
K-12 | All_Utility
LG_Air Transportation | All_Utility
LG_Art_Museum | All_Utility
LG_Assisted Living | All_Utility
LG_Community services | All_Utility
LG_Correctional Facility | All_Utility
LG_Unique Education | All_Utility
LG_Government_Office | All_Utility
LG_Housing | All_Utility
LG_Library | All_Utility
LG_Other Transportation | All_Utility
LG_Police and Fire Department | All_Utility
LG_Recreational | All_Utility
LG_Water Supply & Waste Water | All_Utility
SA_Air Transportation | All_Utility
SA_Art_Museum | All_Utility
SA_Assisted Living | All_Utility
SA_Community services | All_Utility
SA_Correctional Facility | All_Utility
SA_Courthouse_Probation | All_Utility
SA_Unique Education | All_Utility
SA_Government_Office | All_Utility
SA_Housing | All_Utility
SA_Library | All_Utility
SA_Other Transportation | All_Utility
SA_Police and Fire Department | All_Utility
SA_Recreational | All_Utility
SA_Water Supply & Waste Water | All_Utility
Note on B96: Cory Welch: Not sure whether this is actually needed for PV
Note on B125: Cory Welch: Not sure whether this is actually needed for PV

## PV_Init_Adop_Fraction
Title: | PV Initial Adoption Fraction
Units: | Decimal between 0 and 1
Description: | Initial fraction of technical potential (in bldgs or roofspace fraction) at the beginning of the simulation. For use only when historical adoption interconnect data aren't available.
Source: | Derived from SDGE inputs for 2021 forecast
Sectors
Spatial ID â | Higher Education | Hospitals | K-12 | LG_Air Transportation | LG_Art_Museum | LG_Assisted Living | LG_Community services | LG_Correctional Facility | LG_Unique Education | LG_Government_Office | LG_Housing | LG_Library | LG_Other Transportation | LG_Police and Fire Department | LG_Recreational | LG_Water Supply & Waste Water | SA_Air Transportation | SA_Art_Museum | SA_Assisted Living | SA_Community services | SA_Correctional Facility | SA_Courthouse_Probation | SA_Unique Education | SA_Government_Office | SA_Housing | SA_Library | SA_Other Transportation | SA_Police and Fire Department | SA_Recreational | SA_Water Supply & Waste Water
Downstate_sp | 0.05 | 0.05 | 0.05 | 0.05 | 0.05 | 0.05 | 0.05 | 0.05 | 0.05 | 0.05 | 0.05 | 0.05 | 0.05 | 0.05 | 0.05 | 0.05 | 0.05 | 0.05 | 0.05 | 0.05 | 0.05 | 0.05 | 0.05 | 0.05 | 0.05 | 0.05 | 0.05 | 0.05 | 0.05 | 0.05
Long Island/Hudson Valley_sp | 0.05 | 0.05 | 0.05 | 0.05 | 0.05 | 0.05 | 0.05 | 0.05 | 0.05 | 0.05 | 0.05 | 0.05 | 0.05 | 0.05 | 0.05 | 0.05 | 0.05 | 0.05 | 0.05 | 0.05 | 0.05 | 0.05 | 0.05 | 0.05 | 0.05 | 0.05 | 0.05 | 0.05 | 0.05 | 0.05
Upstate_sp | 0.05 | 0.05 | 0.05 | 0.05 | 0.05 | 0.05 | 0.05 | 0.05 | 0.05 | 0.05 | 0.05 | 0.05 | 0.05 | 0.05 | 0.05 | 0.05 | 0.05 | 0.05 | 0.05 | 0.05 | 0.05 | 0.05 | 0.05 | 0.05 | 0.05 | 0.05 | 0.05 | 0.05 | 0.05 | 0.05

## Climate_Zone_Map
Title: | Climate Zone Map
Units: | text
Description: | Maps the climate zones (as indicated in the PV_Climate_Zone index) to each of the spatial IDs.
Source:
All Spatial IDs â | Value
Statewide
All_Utility
Downstate_sp | Downstate_cz
Long Island/Hudson Valley_sp | Long Island/Hudson Valley_cz
Upstate_sp | Upstate_cz

## Total_Roof_Area
Title: | Total Roof Area
Units: | Building roofspace (m2 of Roofspace)
Description: | Total roof area by sector and spatial ID (one-year values)
Source: | "NYPA Rooftop Stock" file
Roof Area Year -->
All_Sectors | Spatial_ID | 2021
Higher Education | Downstate_sp | 833986.7364
Hospitals | Downstate_sp | 1140985.47
K-12 | Downstate_sp | 3567992.3887
LG_Air Transportation | Downstate_sp | 1115570.6123
LG_Art_Museum | Downstate_sp | 102775.5388
LG_Assisted Living | Downstate_sp | 50046.1998
LG_Community services | Downstate_sp | 57557.5979
LG_Correctional Facility | Downstate_sp | 497119.6349
LG_Unique Education | Downstate_sp | 88824.573
LG_Government_Office | Downstate_sp | 90472.2588
LG_Housing | Downstate_sp | 480869.2491
LG_Library | Downstate_sp | 51614.0121
LG_Other Transportation | Downstate_sp | 167782.9012
LG_Police and Fire Department | Downstate_sp | 364872.0022
LG_Recreational | Downstate_sp | 136220.0621
LG_Water Supply & Waste Water | Downstate_sp | 563916.6567
SA_Air Transportation | Downstate_sp | 8154010.1385
SA_Art_Museum | Downstate_sp | 439.7498
SA_Assisted Living | Downstate_sp | 378536.2862
SA_Community services | Downstate_sp | 142.4232
SA_Correctional Facility | Downstate_sp | 15210.7285
SA_Courthouse_Probation | Downstate_sp | 1218.8187
SA_Unique Education | Downstate_sp | 1682.1809
SA_Government_Office | Downstate_sp | 1340775.8059
SA_Housing | Downstate_sp | 53624.6965
SA_Library | Downstate_sp | 1583.8884
SA_Other Transportation | Downstate_sp | 137521.8883
SA_Police and Fire Department | Downstate_sp | 6470.6575
SA_Recreational | Downstate_sp | 377.1622
SA_Water Supply & Waste Water | Downstate_sp | 22397.8829
Higher Education | Long Island/Hudson Valley_sp | 455208.4493
Hospitals | Long Island/Hudson Valley_sp | 907818.5643
K-12 | Long Island/Hudson Valley_sp | 5803028.5195
LG_Air Transportation | Long Island/Hudson Valley_sp | 305197.8786
LG_Art_Museum | Long Island/Hudson Valley_sp | 26513.3021
LG_Assisted Living | Long Island/Hudson Valley_sp | 32734.1123
LG_Community services | Long Island/Hudson Valley_sp | 41215.467
LG_Correctional Facility | Long Island/Hudson Valley_sp | 75158.1806
LG_Unique Education | Long Island/Hudson Valley_sp | 110073.2151
LG_Government_Office | Long Island/Hudson Valley_sp | 1235220.676
LG_Housing | Long Island/Hudson Valley_sp | 202275.7296
LG_Library | Long Island/Hudson Valley_sp | 101773.9797
LG_Other Transportation | Long Island/Hudson Valley_sp | 53.1316
LG_Police and Fire Department | Long Island/Hudson Valley_sp | 139177.0227
LG_Recreational | Long Island/Hudson Valley_sp | 481434.1988
LG_Water Supply & Waste Water | Long Island/Hudson Valley_sp | 174256.105
SA_Air Transportation | Long Island/Hudson Valley_sp | 13815.2359
SA_Art_Museum | Long Island/Hudson Valley_sp | 381344.5989
SA_Assisted Living | Long Island/Hudson Valley_sp | 27846.9433
SA_Community services | Long Island/Hudson Valley_sp | 53155.5099
SA_Correctional Facility | Long Island/Hudson Valley_sp | 111703.3763
SA_Unique Education | Long Island/Hudson Valley_sp | 121125.8359
SA_Government_Office | Long Island/Hudson Valley_sp | 994611.2676
SA_Housing | Long Island/Hudson Valley_sp | 28915.7561
SA_Other Transportation | Long Island/Hudson Valley_sp | 25287.6943
SA_Police and Fire Department | Long Island/Hudson Valley_sp | 41856.2545
SA_Recreational | Long Island/Hudson Valley_sp | 19571.684
SA_Water Supply & Waste Water | Long Island/Hudson Valley_sp | 13.0215
Higher Education | Upstate_sp | 1767626.586
Hospitals | Upstate_sp | 1265638.5854
K-12 | Upstate_sp | 12771495.4239
LG_Air Transportation | Upstate_sp | 206776.8987
LG_Art_Museum | Upstate_sp | 103557.7165
LG_Assisted Living | Upstate_sp | 161152.4902
LG_Community services | Upstate_sp | 125938.0784
LG_Correctional Facility | Upstate_sp | 274914.636
LG_Unique Education | Upstate_sp | 577745.3345
LG_Government_Office | Upstate_sp | 1339403.1199
LG_Housing | Upstate_sp | 270850.9847
LG_Library | Upstate_sp | 86950.035
LG_Other Transportation | Upstate_sp | 80173.9577
LG_Police and Fire Department | Upstate_sp | 384047.0598
LG_Recreational | Upstate_sp | 303649.4046
LG_Water Supply & Waste Water | Upstate_sp | 503362.7249
SA_Air Transportation | Upstate_sp | 33125.5189
SA_Art_Museum | Upstate_sp | 10593.8862
SA_Assisted Living | Upstate_sp | 17984.2396
SA_Community services | Upstate_sp | 38635.6056
SA_Correctional Facility | Upstate_sp | 221105.4754
SA_Unique Education | Upstate_sp | 139844.9322
SA_Government_Office | Upstate_sp | 109627.6253
SA_Housing | Upstate_sp | 445140.2232
SA_Library | Upstate_sp | 1236.4526
SA_Other Transportation | Upstate_sp | 8842.5308
SA_Police and Fire Department | Upstate_sp | 77850.1543
SA_Recreational | Upstate_sp | 71232.7365
SA_Water Supply & Waste Water | Upstate_sp | 333.7191

## Building_Stock
Title: | Building Stocks
Units: | Building accounts (number of actual buildings)
Description: | Building stock totals over time. Values are assumed to be at the end of the input time period. Historical and forecast values are adjusted relative to year 2021 value.
Source: | Number of the buildings calculated from the market characterization summary file (for the year 2021 value). The growth rate is calculated based on "New_York_State_Government_Building_Energy_Use_Intensity_Data__Beginning_State_Fiscal_Year_2010", downloaded from this web link: https://data.ny.gov/Energy-Environment/New-York-State-Government-Building-Energy-Use-Inte/nfvi-5nt4
Building Stock Year -->
All_Sectors | All_Spatial_ID | 1993 | 1994 | 1995 | 1996 | 1997 | 1998 | 1999 | 2000 | 2001 | 2002 | 2003 | 2004 | 2005 | 2006 | 2007 | 2008 | 2009 | 2010 | 2011 | 2012 | 2013 | 2014 | 2015 | 2016 | 2017 | 2018 | 2019 | 2020 | 2021 | 2022 | 2023 | 2024 | 2025 | 2026 | 2027 | 2028 | 2029 | 2030 | 2031 | 2032 | 2033 | 2034 | 2035 | Reference: CAGR for gross floor area from "New_York_State_Government_Building_Energy_Use_Intensity_Data__Beginning_State_Fiscal_Year_2010"
Higher Education | Downstate_sp | 186.1358 | 187.1892 | 188.2486 | 189.314 | 190.3854 | 191.4629 | 192.5465 | 193.6362 | 194.7321 | 195.8342 | 196.9425 | 198.0571 | 199.178 | 200.3052 | 201.4388 | 202.5789 | 203.7254 | 204.8783 | 206.0379 | 207.2039 | 208.3766 | 209.5559 | 210.7419 | 211.9345 | 213.134 | 214.3402 | 215.5533 | 216.7732 | 218 | 219.2338 | 220.4745 | 221.7223 | 222.9771 | 224.239 | 225.5081 | 226.7844 | 228.0679 | 229.3586 | 230.6566 | 231.962 | 233.2748 | 234.595 | 235.9227
Hospitals | Downstate_sp | 164.79 | 165.7226 | 166.6605 | 167.6037 | 168.5522 | 169.5062 | 170.4655 | 171.4302 | 172.4004 | 173.3761 | 174.3573 | 175.3441 | 176.3365 | 177.3344 | 178.3381 | 179.3474 | 180.3624 | 181.3831 | 182.4097 | 183.442 | 184.4802 | 185.5242 | 186.5742 | 187.6301 | 188.692 | 189.7599 | 190.8339 | 191.9139 | 193 | 194.0923 | 195.1907 | 196.2954 | 197.4063 | 198.5236 | 199.6471 | 200.777 | 201.9133 | 203.056 | 204.2052 | 205.3609 | 206.5231 | 207.6919 | 208.8674 | Row Labels | Sum of Gross Floor Area | Year | CHECKER
K-12 | Downstate_sp | 1322.5889 | 1330.074 | 1337.6015 | 1345.1717 | 1352.7846 | 1360.4407 | 1368.14 | 1375.883 | 1383.6698 | 1391.5006 | 1399.3758 | 1407.2955 | 1415.26 | 1423.2697 | 1431.3246 | 1439.4252 | 1447.5715 | 1455.764 | 1464.0029 | 1472.2884 | 1480.6207 | 1489.0003 | 1497.4272 | 1505.9019 | 1514.4245 | 1522.9953 | 1531.6147 | 1540.2828 | 1549 | 1557.7665 | 1566.5827 | 1575.4487 | 1584.3649 | 1593.3316 | 1602.349 | 1611.4174 | 1620.5372 | 1629.7086 | 1638.9319 | 1648.2074 | 1657.5353 | 1666.9161 | 1676.35 | 2010-11 | 212284678 | 2011
LG_Air Transportation | Downstate_sp | 23.0535 | 23.184 | 23.3152 | 23.4471 | 23.5798 | 23.7133 | 23.8475 | 23.9825 | 24.1182 | 24.2547 | 24.392 | 24.53 | 24.6688 | 24.8084 | 24.9488 | 25.09 | 25.232 | 25.3748 | 25.5184 | 25.6629 | 25.8081 | 25.9542 | 26.1011 | 26.2488 | 26.3973 | 26.5467 | 26.697 | 26.8481 | 27 | 27.1528 | 27.3065 | 27.461 | 27.6164 | 27.7727 | 27.9299 | 28.088 | 28.2469 | 28.4068 | 28.5676 | 28.7292 | 28.8918 | 29.0553 | 29.2198 | 2011-12 | 215256397 | 2012 | 213486097.1656
LG_Art_Museum | Downstate_sp | 31.5919 | 31.7707 | 31.9505 | 32.1313 | 32.3131 | 32.496 | 32.6799 | 32.8649 | 33.0509 | 33.2379 | 33.426 | 33.6152 | 33.8054 | 33.9968 | 34.1892 | 34.3827 | 34.5772 | 34.7729 | 34.9697 | 35.1676 | 35.3667 | 35.5668 | 35.7681 | 35.9705 | 36.1741 | 36.3788 | 36.5847 | 36.7918 | 37 | 37.2094 | 37.42 | 37.6318 | 37.8447 | 38.0589 | 38.2743 | 38.4909 | 38.7088 | 38.9278 | 39.1481 | 39.3697 | 39.5925 | 39.8166 | 40.0419 | 2012-13 | 215983338 | 2013 | 214694315.7291
LG_Assisted Living | Downstate_sp | 36.7149 | 36.9226 | 37.1316 | 37.3418 | 37.5531 | 37.7656 | 37.9794 | 38.1943 | 38.4105 | 38.6278 | 38.8465 | 39.0663 | 39.2874 | 39.5097 | 39.7333 | 39.9582 | 40.1844 | 40.4118 | 40.6405 | 40.8705 | 41.1018 | 41.3344 | 41.5683 | 41.8036 | 42.0402 | 42.2781 | 42.5174 | 42.758 | 43 | 43.2434 | 43.4881 | 43.7342 | 43.9817 | 44.2306 | 44.481 | 44.7327 | 44.9859 | 45.2405 | 45.4965 | 45.754 | 46.0129 | 46.2733 | 46.5352 | 2013-14 | 216704512 | 2014 | 215909372.1717
LG_Community services | Downstate_sp | 60.6222 | 60.9653 | 61.3103 | 61.6573 | 62.0063 | 62.3572 | 62.7101 | 63.065 | 63.4219 | 63.7809 | 64.1418 | 64.5048 | 64.8699 | 65.237 | 65.6062 | 65.9775 | 66.3509 | 66.7264 | 67.1041 | 67.4838 | 67.8658 | 68.2499 | 68.6361 | 69.0246 | 69.4152 | 69.808 | 70.2031 | 70.6004 | 71 | 71.4018 | 71.8059 | 72.2123 | 72.621 | 73.032 | 73.4453 | 73.861 | 74.279 | 74.6994 | 75.1221 | 75.5473 | 75.9748 | 76.4048 | 76.8372 | 2014-15 | 216270774 | 2015 | 217131305.192
LG_Correctional Facility | Downstate_sp | 7.6845 | 7.728 | 7.7717 | 7.8157 | 7.8599 | 7.9044 | 7.9492 | 7.9942 | 8.0394 | 8.0849 | 8.1307 | 8.1767 | 8.2229 | 8.2695 | 8.3163 | 8.3633 | 8.4107 | 8.4583 | 8.5061 | 8.5543 | 8.6027 | 8.6514 | 8.7004 | 8.7496 | 8.7991 | 8.8489 | 8.899 | 8.9494 | 9 | 9.0509 | 9.1022 | 9.1537 | 9.2055 | 9.2576 | 9.31 | 9.3627 | 9.4156 | 9.4689 | 9.5225 | 9.5764 | 9.6306 | 9.6851 | 9.7399 | 2015-16 | 215855342 | 2016 | 218360153.7078
LG_Unique Education | Downstate_sp | 26.4689 | 26.6187 | 26.7693 | 26.9208 | 27.0732 | 27.2264 | 27.3805 | 27.5354 | 27.6913 | 27.848 | 28.0056 | 28.1641 | 28.3235 | 28.4838 | 28.645 | 28.8071 | 28.9701 | 29.1341 | 29.299 | 29.4648 | 29.6315 | 29.7992 | 29.9679 | 30.1375 | 30.308 | 30.4796 | 30.6521 | 30.8255 | 31 | 31.1754 | 31.3519 | 31.5293 | 31.7078 | 31.8872 | 32.0677 | 32.2492 | 32.4317 | 32.6152 | 32.7998 | 32.9854 | 33.1721 | 33.3598 | 33.5486 | 2016-17 | 220014339 | 2017 | 219595956.8573
LG_Government_Office | Downstate_sp | 89.6526 | 90.16 | 90.6702 | 91.1834 | 91.6994 | 92.2184 | 92.7403 | 93.2651 | 93.793 | 94.3238 | 94.8576 | 95.3945 | 95.9343 | 96.4773 | 97.0233 | 97.5724 | 98.1246 | 98.6799 | 99.2384 | 99.8001 | 100.3649 | 100.9329 | 101.5041 | 102.0786 | 102.6563 | 103.2373 | 103.8215 | 104.4091 | 105 | 105.5942 | 106.1919 | 106.7928 | 107.3972 | 108.005 | 108.6163 | 109.231 | 109.8492 | 110.4709 | 111.0961 | 111.7248 | 112.3571 | 112.993 | 113.6325 | 2017-18 | 220838754 | 2018 | 220838754
LG_Housing | Downstate_sp | 1152.6759 | 1159.1994 | 1165.7599 | 1172.3575 | 1178.9924 | 1185.6649 | 1192.3751 | 1199.1233 | 1205.9097 | 1212.7345 | 1219.598 | 1226.5003 | 1233.4416 | 1240.4222 | 1247.4424 | 1254.5022 | 1261.6021 | 1268.7421 | 1275.9225 | 1283.1435 | 1290.4054 | 1297.7084 | 1305.0528 | 1312.4387 | 1319.8664 | 1327.3362 | 1334.8482 | 1342.4027 | 1350 | 1357.6403 | 1365.3238 | 1373.0508 | 1380.8216 | 1388.6363 | 1396.4952 | 1404.3987 | 1412.3468 | 1420.34 | 1428.3783 | 1436.4622 | 1444.5918 | 1452.7674 | 1460.9893
LG_Library | Downstate_sp | 125.5136 | 126.2239 | 126.9383 | 127.6567 | 128.3792 | 129.1057 | 129.8364 | 130.5712 | 131.3102 | 132.0533 | 132.8007 | 133.5523 | 134.3081 | 135.0682 | 135.8326 | 136.6014 | 137.3744 | 138.1519 | 138.9338 | 139.7201 | 140.5108 | 141.306 | 142.1057 | 142.91 | 143.7188 | 144.5322 | 145.3501 | 146.1727 | 147 | 147.8319 | 148.6686 | 149.51 | 150.3561 | 151.2071 | 152.0628 | 152.9234 | 153.7889 | 154.6592 | 155.5345 | 156.4148 | 157.3 | 158.1902 | 159.0855 | CAGR |  | 0.5659%
LG_Other Transportation | Downstate_sp | 438.0168 | 440.4958 | 442.9888 | 445.4958 | 448.0171 | 450.5527 | 453.1025 | 455.6669 | 458.2457 | 460.8391 | 463.4472 | 466.0701 | 468.7078 | 471.3604 | 474.0281 | 476.7108 | 479.4088 | 482.122 | 484.8505 | 487.5945 | 490.3541 | 493.1292 | 495.9201 | 498.7267 | 501.5492 | 504.3877 | 507.2423 | 510.113 | 513 | 515.9033 | 518.823 | 521.7593 | 524.7122 | 527.6818 | 530.6682 | 533.6715 | 536.6918 | 539.7292 | 542.7838 | 545.8556 | 548.9449 | 552.0516 | 555.1759
LG_Police and Fire Department | Downstate_sp | 365.441 | 367.5092 | 369.5891 | 371.6807 | 373.7843 | 375.8997 | 378.0271 | 380.1665 | 382.318 | 384.4818 | 386.6577 | 388.846 | 391.0467 | 393.2598 | 395.4854 | 397.7237 | 399.9746 | 402.2382 | 404.5147 | 406.804 | 409.1063 | 411.4216 | 413.7501 | 416.0917 | 418.4465 | 420.8147 | 423.1963 | 425.5914 | 428 | 430.4223 | 432.8582 | 435.308 | 437.7716 | 440.2491 | 442.7407 | 445.2464 | 447.7663 | 450.3004 | 452.8488 | 455.4117 | 457.9891 | 460.5811 | 463.1877
LG_Recreational | Downstate_sp | 245.0504 | 246.4372 | 247.8319 | 249.2345 | 250.6451 | 252.0636 | 253.4901 | 254.9247 | 256.3675 | 257.8184 | 259.2775 | 260.7449 | 262.2205 | 263.7046 | 265.197 | 266.6979 | 268.2073 | 269.7252 | 271.2517 | 272.7868 | 274.3306 | 275.8832 | 277.4446 | 279.0147 | 280.5938 | 282.1818 | 283.7788 | 285.3849 | 287 | 288.6243 | 290.2577 | 291.9004 | 293.5524 | 295.2138 | 296.8845 | 298.5648 | 300.2545 | 301.9538 | 303.6627 | 305.3812 | 307.1095 | 308.8476 | 310.5955
LG_Water Supply & Waste Water | Downstate_sp | 171.6206 | 172.5919 | 173.5687 | 174.551 | 175.5389 | 176.5323 | 177.5314 | 178.5361 | 179.5466 | 180.5627 | 181.5846 | 182.6123 | 183.6458 | 184.6851 | 185.7303 | 186.7814 | 187.8385 | 188.9016 | 189.9707 | 191.0458 | 192.127 | 193.2144 | 194.3079 | 195.4075 | 196.5134 | 197.6256 | 198.7441 | 199.8688 | 201 | 202.1376 | 203.2815 | 204.432 | 205.589 | 206.7525 | 207.9226 | 209.0994 | 210.2827 | 211.4728 | 212.6697 | 213.8733 | 215.0837 | 216.3009 | 217.5251
SA_Air Transportation | Downstate_sp | 7.6845 | 7.728 | 7.7717 | 7.8157 | 7.8599 | 7.9044 | 7.9492 | 7.9942 | 8.0394 | 8.0849 | 8.1307 | 8.1767 | 8.2229 | 8.2695 | 8.3163 | 8.3633 | 8.4107 | 8.4583 | 8.5061 | 8.5543 | 8.6027 | 8.6514 | 8.7004 | 8.7496 | 8.7991 | 8.8489 | 8.899 | 8.9494 | 9 | 9.0509 | 9.1022 | 9.1537 | 9.2055 | 9.2576 | 9.31 | 9.3627 | 9.4156 | 9.4689 | 9.5225 | 9.5764 | 9.6306 | 9.6851 | 9.7399
SA_Art_Museum | Downstate_sp | 0.85383 | 0.85867 | 0.86353 | 0.86841 | 0.87333 | 0.87827 | 0.88324 | 0.88824 | 0.89327 | 0.89832 | 0.90341 | 0.90852 | 0.91366 | 0.91883 | 0.92403 | 0.92926 | 0.93452 | 0.93981 | 0.94513 | 0.95048 | 0.95586 | 0.96127 | 0.96671 | 0.97218 | 0.97768 | 0.98321 | 0.98878 | 0.99437 | 1 | 1.0057 | 1.0114 | 1.0171 | 1.0228 | 1.0286 | 1.0344 | 1.0403 | 1.0462 | 1.0521 | 1.0581 | 1.064 | 1.0701 | 1.0761 | 1.0822
SA_Assisted Living | Downstate_sp | 10.246 | 10.304 | 10.3623 | 10.421 | 10.4799 | 10.5392 | 10.5989 | 10.6589 | 10.7192 | 10.7799 | 10.8409 | 10.9022 | 10.9639 | 11.026 | 11.0884 | 11.1511 | 11.2142 | 11.2777 | 11.3415 | 11.4057 | 11.4703 | 11.5352 | 11.6005 | 11.6661 | 11.7321 | 11.7985 | 11.8653 | 11.9325 | 12 | 12.0679 | 12.1362 | 12.2049 | 12.274 | 12.3434 | 12.4133 | 12.4835 | 12.5542 | 12.6252 | 12.6967 | 12.7686 | 12.8408 | 12.9135 | 12.9866
SA_Community services | Downstate_sp | 2.5615 | 2.576 | 2.5906 | 2.6052 | 2.62 | 2.6348 | 2.6497 | 2.6647 | 2.6798 | 2.695 | 2.7102 | 2.7256 | 2.741 | 2.7565 | 2.7721 | 2.7878 | 2.8036 | 2.8194 | 2.8354 | 2.8514 | 2.8676 | 2.8838 | 2.9001 | 2.9165 | 2.933 | 2.9496 | 2.9663 | 2.9831 | 3 | 3.017 | 3.0341 | 3.0512 | 3.0685 | 3.0859 | 3.1033 | 3.1209 | 3.1385 | 3.1563 | 3.1742 | 3.1921 | 3.2102 | 3.2284 | 3.2466
SA_Correctional Facility | Downstate_sp | 16.2228 | 16.3147 | 16.407 | 16.4998 | 16.5932 | 16.6871 | 16.7816 | 16.8766 | 16.9721 | 17.0681 | 17.1647 | 17.2619 | 17.3595 | 17.4578 | 17.5566 | 17.656 | 17.7559 | 17.8564 | 17.9574 | 18.0591 | 18.1613 | 18.264 | 18.3674 | 18.4714 | 18.5759 | 18.681 | 18.7868 | 18.8931 | 19 | 19.1075 | 19.2157 | 19.3244 | 19.4338 | 19.5438 | 19.6544 | 19.7656 | 19.8775 | 19.99 | 20.1031 | 20.2169 | 20.3313 | 20.4464 | 20.5621
SA_Courthouse_Probation | Downstate_sp | 0.85383 | 0.85867 | 0.86353 | 0.86841 | 0.87333 | 0.87827 | 0.88324 | 0.88824 | 0.89327 | 0.89832 | 0.90341 | 0.90852 | 0.91366 | 0.91883 | 0.92403 | 0.92926 | 0.93452 | 0.93981 | 0.94513 | 0.95048 | 0.95586 | 0.96127 | 0.96671 | 0.97218 | 0.97768 | 0.98321 | 0.98878 | 0.99437 | 1 | 1.0057 | 1.0114 | 1.0171 | 1.0228 | 1.0286 | 1.0344 | 1.0403 | 1.0462 | 1.0521 | 1.0581 | 1.064 | 1.0701 | 1.0761 | 1.0822
SA_Unique Education | Downstate_sp | 5.123 | 5.152 | 5.1812 | 5.2105 | 5.24 | 5.2696 | 5.2994 | 5.3294 | 5.3596 | 5.3899 | 5.4204 | 5.4511 | 5.482 | 5.513 | 5.5442 | 5.5756 | 5.6071 | 5.6389 | 5.6708 | 5.7029 | 5.7351 | 5.7676 | 5.8002 | 5.8331 | 5.8661 | 5.8993 | 5.9327 | 5.9662 | 6 | 6.034 | 6.0681 | 6.1024 | 6.137 | 6.1717 | 6.2066 | 6.2418 | 6.2771 | 6.3126 | 6.3483 | 6.3843 | 6.4204 | 6.4567 | 6.4933
SA_Government_Office | Downstate_sp | 9.3922 | 9.4453 | 9.4988 | 9.5525 | 9.6066 | 9.661 | 9.7156 | 9.7706 | 9.8259 | 9.8815 | 9.9375 | 9.9937 | 10.0503 | 10.1071 | 10.1643 | 10.2219 | 10.2797 | 10.3379 | 10.3964 | 10.4552 | 10.5144 | 10.5739 | 10.6338 | 10.6939 | 10.7545 | 10.8153 | 10.8765 | 10.9381 | 11 | 11.0623 | 11.1249 | 11.1878 | 11.2511 | 11.3148 | 11.3789 | 11.4432 | 11.508 | 11.5731 | 11.6386 | 11.7045 | 11.7707 | 11.8374 | 11.9044
SA_Housing | Downstate_sp | 142.5903 | 143.3973 | 144.2088 | 145.025 | 145.8457 | 146.6711 | 147.5012 | 148.336 | 149.1755 | 150.0198 | 150.8688 | 151.7226 | 152.5813 | 153.4448 | 154.3132 | 155.1866 | 156.0648 | 156.9481 | 157.8363 | 158.7296 | 159.6279 | 160.5313 | 161.4399 | 162.3535 | 163.2724 | 164.1964 | 165.1257 | 166.0602 | 167 | 167.9451 | 168.8956 | 169.8515 | 170.8127 | 171.7795 | 172.7516 | 173.7293 | 174.7125 | 175.7013 | 176.6957 | 177.6957 | 178.7014 | 179.7127 | 180.7298
SA_Library | Downstate_sp | 1.7077 | 1.7173 | 1.7271 | 1.7368 | 1.7467 | 1.7565 | 1.7665 | 1.7765 | 1.7865 | 1.7966 | 1.8068 | 1.817 | 1.8273 | 1.8377 | 1.8481 | 1.8585 | 1.869 | 1.8796 | 1.8903 | 1.901 | 1.9117 | 1.9225 | 1.9334 | 1.9444 | 1.9554 | 1.9664 | 1.9776 | 1.9887 | 2 | 2.0113 | 2.0227 | 2.0341 | 2.0457 | 2.0572 | 2.0689 | 2.0806 | 2.0924 | 2.1042 | 2.1161 | 2.1281 | 2.1401 | 2.1522 | 2.1644
SA_Other Transportation | Downstate_sp | 397.0328 | 399.2798 | 401.5395 | 403.812 | 406.0974 | 408.3957 | 410.707 | 413.0314 | 415.3689 | 417.7197 | 420.0837 | 422.4612 | 424.8521 | 427.2565 | 429.6746 | 432.1063 | 434.5518 | 437.0112 | 439.4844 | 441.9717 | 444.473 | 446.9885 | 449.5182 | 452.0622 | 454.6207 | 457.1936 | 459.781 | 462.3832 | 465 | 467.6317 | 470.2782 | 472.9397 | 475.6163 | 478.3081 | 481.015 | 483.7373 | 486.475 | 489.2282 | 491.997 | 494.7814 | 497.5816 | 500.3977 | 503.2297
SA_Police and Fire Department | Downstate_sp | 0.85383 | 0.85867 | 0.86353 | 0.86841 | 0.87333 | 0.87827 | 0.88324 | 0.88824 | 0.89327 | 0.89832 | 0.90341 | 0.90852 | 0.91366 | 0.91883 | 0.92403 | 0.92926 | 0.93452 | 0.93981 | 0.94513 | 0.95048 | 0.95586 | 0.96127 | 0.96671 | 0.97218 | 0.97768 | 0.98321 | 0.98878 | 0.99437 | 1 | 1.0057 | 1.0114 | 1.0171 | 1.0228 | 1.0286 | 1.0344 | 1.0403 | 1.0462 | 1.0521 | 1.0581 | 1.064 | 1.0701 | 1.0761 | 1.0822
SA_Recreational | Downstate_sp | 10.246 | 10.304 | 10.3623 | 10.421 | 10.4799 | 10.5392 | 10.5989 | 10.6589 | 10.7192 | 10.7799 | 10.8409 | 10.9022 | 10.9639 | 11.026 | 11.0884 | 11.1511 | 11.2142 | 11.2777 | 11.3415 | 11.4057 | 11.4703 | 11.5352 | 11.6005 | 11.6661 | 11.7321 | 11.7985 | 11.8653 | 11.9325 | 12 | 12.0679 | 12.1362 | 12.2049 | 12.274 | 12.3434 | 12.4133 | 12.4835 | 12.5542 | 12.6252 | 12.6967 | 12.7686 | 12.8408 | 12.9135 | 12.9866
SA_Water Supply & Waste Water | Downstate_sp | 40.984 | 41.216 | 41.4492 | 41.6838 | 41.9197 | 42.157 | 42.3956 | 42.6355 | 42.8768 | 43.1195 | 43.3635 | 43.6089 | 43.8557 | 44.1039 | 44.3535 | 44.6045 | 44.857 | 45.1108 | 45.3661 | 45.6229 | 45.8811 | 46.1407 | 46.4019 | 46.6645 | 46.9286 | 47.1942 | 47.4613 | 47.7299 | 48 | 48.2717 | 48.5448 | 48.8196 | 49.0959 | 49.3737 | 49.6532 | 49.9342 | 50.2168 | 50.501 | 50.7868 | 51.0742 | 51.3633 | 51.654 | 51.9463
Higher Education | Long Island/Hudson Valley_sp | 221.9968 | 223.2532 | 224.5167 | 225.7874 | 227.0652 | 228.3503 | 229.6426 | 230.9423 | 232.2493 | 233.5637 | 234.8855 | 236.2149 | 237.5517 | 238.8961 | 240.2482 | 241.6078 | 242.9752 | 244.3503 | 245.7332 | 247.1239 | 248.5225 | 249.929 | 251.3435 | 252.766 | 254.1965 | 255.6351 | 257.0819 | 258.5368 | 260 | 261.4715 | 262.9513 | 264.4394 | 265.936 | 267.4411 | 268.9546 | 270.4768 | 272.0075 | 273.547 | 275.0951 | 276.652 | 278.2177 | 279.7922 | 281.3757
Hospitals | Long Island/Hudson Valley_sp | 158.8131 | 159.7119 | 160.6158 | 161.5248 | 162.439 | 163.3583 | 164.2828 | 165.2125 | 166.1476 | 167.0879 | 168.0335 | 168.9845 | 169.9408 | 170.9026 | 171.8698 | 172.8425 | 173.8207 | 174.8045 | 175.7938 | 176.7887 | 177.7892 | 178.7954 | 179.8073 | 180.8249 | 181.8483 | 182.8774 | 183.9124 | 184.9533 | 186 | 187.0527 | 188.1113 | 189.1759 | 190.2465 | 191.3232 | 192.406 | 193.4949 | 194.59 | 195.6913 | 196.7988 | 197.9126 | 199.0326 | 200.1591 | 201.2919
K-12 | Long Island/Hudson Valley_sp | 1034.8468 | 1040.7035 | 1046.5933 | 1052.5165 | 1058.4732 | 1064.4636 | 1070.4879 | 1076.5463 | 1082.639 | 1088.7661 | 1094.928 | 1101.1247 | 1107.3565 | 1113.6235 | 1119.926 | 1126.2642 | 1132.6383 | 1139.0484 | 1145.4948 | 1151.9777 | 1158.4973 | 1165.0538 | 1171.6474 | 1178.2783 | 1184.9467 | 1191.6529 | 1198.397 | 1205.1793 | 1212 | 1218.8593 | 1225.7574 | 1232.6945 | 1239.6709 | 1246.6868 | 1253.7424 | 1260.8379 | 1267.9736 | 1275.1496 | 1282.3663 | 1289.6238 | 1296.9224 | 1304.2623 | 1311.6438
LG_Air Transportation | Long Island/Hudson Valley_sp | 129.7828 | 130.5173 | 131.2559 | 131.9988 | 132.7458 | 133.4971 | 134.2526 | 135.0124 | 135.7765 | 136.5449 | 137.3177 | 138.0948 | 138.8764 | 139.6624 | 140.4528 | 141.2477 | 142.047 | 142.851 | 143.6594 | 144.4725 | 145.2901 | 146.1124 | 146.9393 | 147.7709 | 148.6072 | 149.4482 | 150.294 | 151.1446 | 152 | 152.8602 | 153.7253 | 154.5954 | 155.4703 | 156.3502 | 157.235 | 158.1249 | 159.0198 | 159.9198 | 160.8248 | 161.735 | 162.6503 | 163.5709 | 164.4966
LG_Art_Museum | Long Island/Hudson Valley_sp | 56.353 | 56.672 | 56.9927 | 57.3153 | 57.6396 | 57.9658 | 58.2939 | 58.6238 | 58.9556 | 59.2892 | 59.6248 | 59.9622 | 60.3016 | 60.6429 | 60.9861 | 61.3312 | 61.6783 | 62.0274 | 62.3784 | 62.7315 | 63.0865 | 63.4435 | 63.8026 | 64.1637 | 64.5268 | 64.892 | 65.2592 | 65.6286 | 66 | 66.3735 | 66.7492 | 67.1269 | 67.5068 | 67.8889 | 68.2731 | 68.6595 | 69.0481 | 69.4388 | 69.8318 | 70.227 | 70.6245 | 71.0242 | 71.4261
LG_Assisted Living | Long Island/Hudson Valley_sp | 9.3922 | 9.4453 | 9.4988 | 9.5525 | 9.6066 | 9.661 | 9.7156 | 9.7706 | 9.8259 | 9.8815 | 9.9375 | 9.9937 | 10.0503 | 10.1071 | 10.1643 | 10.2219 | 10.2797 | 10.3379 | 10.3964 | 10.4552 | 10.5144 | 10.5739 | 10.6338 | 10.6939 | 10.7545 | 10.8153 | 10.8765 | 10.9381 | 11 | 11.0623 | 11.1249 | 11.1878 | 11.2511 | 11.3148 | 11.3789 | 11.4432 | 11.508 | 11.5731 | 11.6386 | 11.7045 | 11.7707 | 11.8374 | 11.9044
LG_Community services | Long Island/Hudson Valley_sp | 265.5424 | 267.0452 | 268.5565 | 270.0764 | 271.6049 | 273.1421 | 274.6879 | 276.2425 | 277.8059 | 279.3781 | 280.9592 | 282.5493 | 284.1484 | 285.7565 | 287.3738 | 289.0001 | 290.6357 | 292.2806 | 293.9347 | 295.5982 | 297.2712 | 298.9536 | 300.6455 | 302.347 | 304.0581 | 305.7789 | 307.5095 | 309.2498 | 311 | 312.7601 | 314.5302 | 316.3102 | 318.1004 | 319.9007 | 321.7111 | 323.5318 | 325.3629 | 327.2042 | 329.056 | 330.9183 | 332.7912 | 334.6746 | 336.5687
LG_Correctional Facility | Long Island/Hudson Valley_sp | 29.0304 | 29.1947 | 29.3599 | 29.526 | 29.6931 | 29.8612 | 30.0302 | 30.2001 | 30.3711 | 30.5429 | 30.7158 | 30.8896 | 31.0645 | 31.2403 | 31.4171 | 31.5949 | 31.7737 | 31.9535 | 32.1343 | 32.3162 | 32.4991 | 32.683 | 32.868 | 33.054 | 33.2411 | 33.4292 | 33.6184 | 33.8087 | 34 | 34.1924 | 34.3859 | 34.5805 | 34.7762 | 34.9731 | 35.171 | 35.37 | 35.5702 | 35.7715 | 35.974 | 36.1776 | 36.3823 | 36.5882 | 36.7953
LG_Unique Education | Long Island/Hudson Valley_sp | 57.2069 | 57.5306 | 57.8562 | 58.1837 | 58.513 | 58.8441 | 59.1771 | 59.512 | 59.8489 | 60.1876 | 60.5282 | 60.8708 | 61.2153 | 61.5617 | 61.9101 | 62.2605 | 62.6128 | 62.9672 | 63.3236 | 63.6819 | 64.0423 | 64.4048 | 64.7693 | 65.1358 | 65.5045 | 65.8752 | 66.248 | 66.6229 | 67 | 67.3792 | 67.7605 | 68.144 | 68.5297 | 68.9175 | 69.3075 | 69.6998 | 70.0942 | 70.4909 | 70.8899 | 71.2911 | 71.6946 | 72.1003 | 72.5084
LG_Government_Office | Long Island/Hudson Valley_sp | 1889.5346 | 1900.2284 | 1910.9827 | 1921.7979 | 1932.6742 | 1943.6121 | 1954.6119 | 1965.674 | 1976.7987 | 1987.9863 | 1999.2373 | 2010.5519 | 2021.9306 | 2033.3736 | 2044.8815 | 2056.4544 | 2068.0929 | 2079.7972 | 2091.5677 | 2103.4049 | 2115.309 | 2127.2806 | 2139.3199 | 2151.4273 | 2163.6032 | 2175.8481 | 2188.1622 | 2200.5461 | 2213 | 2225.5244 | 2238.1197 | 2250.7863 | 2263.5245 | 2276.3349 | 2289.2177 | 2302.1735 | 2315.2026 | 2328.3054 | 2341.4824 | 2354.734 | 2368.0605 | 2381.4625 | 2394.9403
LG_Housing | Long Island/Hudson Valley_sp | 780.4043 | 784.821 | 789.2626 | 793.7294 | 798.2215 | 802.739 | 807.2821 | 811.8509 | 816.4456 | 821.0662 | 825.713 | 830.3861 | 835.0857 | 839.8118 | 844.5647 | 849.3445 | 854.1513 | 858.9854 | 863.8468 | 868.7357 | 873.6523 | 878.5967 | 883.5691 | 888.5696 | 893.5984 | 898.6557 | 903.7417 | 908.8564 | 914 | 919.1728 | 924.3748 | 929.6063 | 934.8673 | 940.1582 | 945.479 | 950.8299 | 956.2111 | 961.6228 | 967.065 | 972.5381 | 978.0422 | 983.5774 | 989.1439
LG_Library | Long Island/Hudson Valley_sp | 61.476 | 61.824 | 62.1739 | 62.5257 | 62.8796 | 63.2355 | 63.5933 | 63.9532 | 64.3152 | 64.6792 | 65.0452 | 65.4133 | 65.7836 | 66.1559 | 66.5303 | 66.9068 | 67.2854 | 67.6662 | 68.0492 | 68.4343 | 68.8216 | 69.2111 | 69.6028 | 69.9967 | 70.3929 | 70.7913 | 71.1919 | 71.5948 | 72 | 72.4075 | 72.8173 | 73.2294 | 73.6438 | 74.0606 | 74.4797 | 74.9013 | 75.3252 | 75.7515 | 76.1802 | 76.6113 | 77.0449 | 77.4809 | 77.9194
LG_Other Transportation | Long Island/Hudson Valley_sp | 0.85383 | 0.85867 | 0.86353 | 0.86841 | 0.87333 | 0.87827 | 0.88324 | 0.88824 | 0.89327 | 0.89832 | 0.90341 | 0.90852 | 0.91366 | 0.91883 | 0.92403 | 0.92926 | 0.93452 | 0.93981 | 0.94513 | 0.95048 | 0.95586 | 0.96127 | 0.96671 | 0.97218 | 0.97768 | 0.98321 | 0.98878 | 0.99437 | 1 | 1.0057 | 1.0114 | 1.0171 | 1.0228 | 1.0286 | 1.0344 | 1.0403 | 1.0462 | 1.0521 | 1.0581 | 1.064 | 1.0701 | 1.0761 | 1.0822
LG_Police and Fire Department | Long Island/Hudson Valley_sp | 232.2428 | 233.5572 | 234.879 | 236.2083 | 237.5451 | 238.8895 | 240.2415 | 241.6011 | 242.9685 | 244.3436 | 245.7264 | 247.1171 | 248.5156 | 249.9221 | 251.3365 | 252.759 | 254.1895 | 255.628 | 257.0747 | 258.5297 | 259.9928 | 261.4642 | 262.944 | 264.4321 | 265.9286 | 267.4337 | 268.9472 | 270.4693 | 272 | 273.5394 | 275.0875 | 276.6443 | 278.21 | 279.7845 | 281.3679 | 282.9603 | 284.5617 | 286.1722 | 287.7918 | 289.4205 | 291.0585 | 292.7057 | 294.3623
LG_Recreational | Long Island/Hudson Valley_sp | 425.2093 | 427.6158 | 430.0359 | 432.4696 | 434.9172 | 437.3786 | 439.8539 | 442.3433 | 444.8467 | 447.3643 | 449.8961 | 452.4423 | 455.0029 | 457.578 | 460.1676 | 462.7719 | 465.391 | 468.0248 | 470.6736 | 473.3374 | 476.0162 | 478.7102 | 481.4195 | 484.1441 | 486.8841 | 489.6396 | 492.4107 | 495.1974 | 498 | 500.8184 | 503.6528 | 506.5032 | 509.3697 | 512.2525 | 515.1516 | 518.0671 | 520.999 | 523.9476 | 526.9129 | 529.8949 | 532.8939 | 535.9098 | 538.9427
LG_Water Supply & Waste Water | Long Island/Hudson Valley_sp | 426.0632 | 428.4745 | 430.8994 | 433.3381 | 435.7905 | 438.2569 | 440.7372 | 443.2315 | 445.74 | 448.2626 | 450.7996 | 453.3508 | 455.9166 | 458.4968 | 461.0917 | 463.7012 | 466.3255 | 468.9647 | 471.6187 | 474.2879 | 476.9721 | 479.6715 | 482.3862 | 485.1162 | 487.8617 | 490.6228 | 493.3994 | 496.1918 | 499 | 501.8241 | 504.6641 | 507.5203 | 510.3926 | 513.2811 | 516.186 | 519.1074 | 522.0452 | 524.9997 | 527.971 | 530.959 | 533.9639 | 536.9859 | 540.0249
SA_Air Transportation | Long Island/Hudson Valley_sp | 3.4153 | 3.4347 | 3.4541 | 3.4737 | 3.4933 | 3.5131 | 3.533 | 3.553 | 3.5731 | 3.5933 | 3.6136 | 3.6341 | 3.6546 | 3.6753 | 3.6961 | 3.717 | 3.7381 | 3.7592 | 3.7805 | 3.8019 | 3.8234 | 3.8451 | 3.8668 | 3.8887 | 3.9107 | 3.9328 | 3.9551 | 3.9775 | 4 | 4.0226 | 4.0454 | 4.0683 | 4.0913 | 4.1145 | 4.1378 | 4.1612 | 4.1847 | 4.2084 | 4.2322 | 4.2562 | 4.2803 | 4.3045 | 4.3289
SA_Art_Museum | Long Island/Hudson Valley_sp | 12.8075 | 12.88 | 12.9529 | 13.0262 | 13.0999 | 13.1741 | 13.2486 | 13.3236 | 13.399 | 13.4748 | 13.5511 | 13.6278 | 13.7049 | 13.7825 | 13.8605 | 13.9389 | 14.0178 | 14.0971 | 14.1769 | 14.2572 | 14.3378 | 14.419 | 14.5006 | 14.5827 | 14.6652 | 14.7482 | 14.8316 | 14.9156 | 15 | 15.0849 | 15.1703 | 15.2561 | 15.3425 | 15.4293 | 15.5166 | 15.6044 | 15.6927 | 15.7816 | 15.8709 | 15.9607 | 16.051 | 16.1419 | 16.2332
SA_Assisted Living | Long Island/Hudson Valley_sp | 3.4153 | 3.4347 | 3.4541 | 3.4737 | 3.4933 | 3.5131 | 3.533 | 3.553 | 3.5731 | 3.5933 | 3.6136 | 3.6341 | 3.6546 | 3.6753 | 3.6961 | 3.717 | 3.7381 | 3.7592 | 3.7805 | 3.8019 | 3.8234 | 3.8451 | 3.8668 | 3.8887 | 3.9107 | 3.9328 | 3.9551 | 3.9775 | 4 | 4.0226 | 4.0454 | 4.0683 | 4.0913 | 4.1145 | 4.1378 | 4.1612 | 4.1847 | 4.2084 | 4.2322 | 4.2562 | 4.2803 | 4.3045 | 4.3289
SA_Community services | Long Island/Hudson Valley_sp | 26.4689 | 26.6187 | 26.7693 | 26.9208 | 27.0732 | 27.2264 | 27.3805 | 27.5354 | 27.6913 | 27.848 | 28.0056 | 28.1641 | 28.3235 | 28.4838 | 28.645 | 28.8071 | 28.9701 | 29.1341 | 29.299 | 29.4648 | 29.6315 | 29.7992 | 29.9679 | 30.1375 | 30.308 | 30.4796 | 30.6521 | 30.8255 | 31 | 31.1754 | 31.3519 | 31.5293 | 31.7078 | 31.8872 | 32.0677 | 32.2492 | 32.4317 | 32.6152 | 32.7998 | 32.9854 | 33.1721 | 33.3598 | 33.5486
SA_Correctional Facility | Long Island/Hudson Valley_sp | 60.6222 | 60.9653 | 61.3103 | 61.6573 | 62.0063 | 62.3572 | 62.7101 | 63.065 | 63.4219 | 63.7809 | 64.1418 | 64.5048 | 64.8699 | 65.237 | 65.6062 | 65.9775 | 66.3509 | 66.7264 | 67.1041 | 67.4838 | 67.8658 | 68.2499 | 68.6361 | 69.0246 | 69.4152 | 69.808 | 70.2031 | 70.6004 | 71 | 71.4018 | 71.8059 | 72.2123 | 72.621 | 73.032 | 73.4453 | 73.861 | 74.279 | 74.6994 | 75.1221 | 75.5473 | 75.9748 | 76.4048 | 76.8372
SA_Unique Education | Long Island/Hudson Valley_sp | 38.4225 | 38.64 | 38.8587 | 39.0786 | 39.2997 | 39.5222 | 39.7458 | 39.9708 | 40.197 | 40.4245 | 40.6533 | 40.8833 | 41.1147 | 41.3474 | 41.5814 | 41.8167 | 42.0534 | 42.2914 | 42.5307 | 42.7715 | 43.0135 | 43.2569 | 43.5018 | 43.748 | 43.9955 | 44.2445 | 44.4949 | 44.7468 | 45 | 45.2547 | 45.5108 | 45.7684 | 46.0274 | 46.2879 | 46.5498 | 46.8133 | 47.0782 | 47.3447 | 47.6126 | 47.8821 | 48.1531 | 48.4256 | 48.6996
SA_Government_Office | Long Island/Hudson Valley_sp | 297.1342 | 298.8159 | 300.507 | 302.2077 | 303.918 | 305.6381 | 307.3678 | 309.1073 | 310.8567 | 312.616 | 314.3853 | 316.1645 | 317.9538 | 319.7533 | 321.5629 | 323.3828 | 325.213 | 327.0535 | 328.9045 | 330.7659 | 332.6378 | 334.5204 | 336.4136 | 338.3175 | 340.2322 | 342.1578 | 344.0942 | 346.0416 | 348 | 349.9695 | 351.9501 | 353.942 | 355.9451 | 357.9596 | 359.9854 | 362.0228 | 364.0716 | 366.1321 | 368.2042 | 370.288 | 372.3837 | 374.4912 | 376.6106
SA_Housing | Long Island/Hudson Valley_sp | 176.7436 | 177.7439 | 178.7499 | 179.7615 | 180.7788 | 181.8019 | 182.8309 | 183.8656 | 184.9062 | 185.9526 | 187.005 | 188.0634 | 189.1277 | 190.1981 | 191.2745 | 192.357 | 193.4456 | 194.5404 | 195.6414 | 196.7487 | 197.8622 | 198.982 | 200.1081 | 201.2406 | 202.3795 | 203.5249 | 204.6767 | 205.8351 | 207 | 208.1715 | 209.3497 | 210.5345 | 211.726 | 212.9242 | 214.1293 | 215.3411 | 216.5598 | 217.7855 | 219.018 | 220.2575 | 221.5041 | 222.7577 | 224.0184
SA_Other Transportation | Long Island/Hudson Valley_sp | 64.8914 | 65.2586 | 65.628 | 65.9994 | 66.3729 | 66.7485 | 67.1263 | 67.5062 | 67.8883 | 68.2725 | 68.6588 | 69.0474 | 69.4382 | 69.8312 | 70.2264 | 70.6238 | 71.0235 | 71.4255 | 71.8297 | 72.2362 | 72.645 | 73.0562 | 73.4696 | 73.8854 | 74.3036 | 74.7241 | 75.147 | 75.5723 | 76 | 76.4301 | 76.8627 | 77.2977 | 77.7351 | 78.1751 | 78.6175 | 79.0624 | 79.5099 | 79.9599 | 80.4124 | 80.8675 | 81.3252 | 81.7854 | 82.2483
SA_Police and Fire Department | Long Island/Hudson Valley_sp | 5.9768 | 6.0107 | 6.0447 | 6.0789 | 6.1133 | 6.1479 | 6.1827 | 6.2177 | 6.2529 | 6.2883 | 6.3238 | 6.3596 | 6.3956 | 6.4318 | 6.4682 | 6.5048 | 6.5416 | 6.5787 | 6.6159 | 6.6533 | 6.691 | 6.7289 | 6.7669 | 6.8052 | 6.8438 | 6.8825 | 6.9214 | 6.9606 | 7 | 7.0396 | 7.0795 | 7.1195 | 7.1598 | 7.2003 | 7.2411 | 7.2821 | 7.3233 | 7.3647 | 7.4064 | 7.4483 | 7.4905 | 7.5329 | 7.5755
SA_Recreational | Long Island/Hudson Valley_sp | 27.3227 | 27.4773 | 27.6328 | 27.7892 | 27.9465 | 28.1046 | 28.2637 | 28.4237 | 28.5845 | 28.7463 | 28.909 | 29.0726 | 29.2371 | 29.4026 | 29.569 | 29.7363 | 29.9046 | 30.0739 | 30.2441 | 30.4153 | 30.5874 | 30.7605 | 30.9346 | 31.1097 | 31.2857 | 31.4628 | 31.6408 | 31.8199 | 32 | 32.1811 | 32.3632 | 32.5464 | 32.7306 | 32.9158 | 33.1021 | 33.2894 | 33.4779 | 33.6673 | 33.8579 | 34.0495 | 34.2422 | 34.436 | 34.6309
SA_Water Supply & Waste Water | Long Island/Hudson Valley_sp | 4.2692 | 4.2933 | 4.3176 | 4.3421 | 4.3666 | 4.3914 | 4.4162 | 4.4412 | 4.4663 | 4.4916 | 4.517 | 4.5426 | 4.5683 | 4.5942 | 4.6202 | 4.6463 | 4.6726 | 4.699 | 4.7256 | 4.7524 | 4.7793 | 4.8063 | 4.8335 | 4.8609 | 4.8884 | 4.9161 | 4.9439 | 4.9719 | 5 | 5.0283 | 5.0568 | 5.0854 | 5.1142 | 5.1431 | 5.1722 | 5.2015 | 5.2309 | 5.2605 | 5.2903 | 5.3202 | 5.3503 | 5.3806 | 5.4111
Higher Education | Upstate_sp | 536.2078 | 539.2424 | 542.2942 | 545.3633 | 548.4498 | 551.5537 | 554.6752 | 557.8144 | 560.9713 | 564.1461 | 567.3389 | 570.5498 | 573.7788 | 577.026 | 580.2917 | 583.5759 | 586.8786 | 590.2 | 593.5402 | 596.8994 | 600.2775 | 603.6747 | 607.0912 | 610.527 | 613.9823 | 617.4571 | 620.9516 | 624.4659 | 628 | 631.5541 | 635.1284 | 638.7229 | 642.3377 | 645.973 | 649.6289 | 653.3055 | 657.0028 | 660.7211 | 664.4604 | 668.2209 | 672.0027 | 675.8059 | 679.6306
Hospitals | Upstate_sp | 148.5671 | 149.4079 | 150.2535 | 151.1039 | 151.959 | 152.819 | 153.6839 | 154.5537 | 155.4284 | 156.308 | 157.1926 | 158.0823 | 158.9769 | 159.8766 | 160.7815 | 161.6914 | 162.6065 | 163.5268 | 164.4522 | 165.3829 | 166.3189 | 167.2602 | 168.2068 | 169.1588 | 170.1161 | 171.0789 | 172.0471 | 173.0208 | 174 | 174.9847 | 175.9751 | 176.971 | 177.9726 | 178.9798 | 179.9927 | 181.0114 | 182.0358 | 183.066 | 184.1021 | 185.144 | 186.1918 | 187.2456 | 188.3053
K-12 | Upstate_sp | 1404.5569 | 1412.506 | 1420.5 | 1428.5393 | 1436.6241 | 1444.7546 | 1452.9312 | 1461.154 | 1469.4233 | 1477.7395 | 1486.1027 | 1494.5133 | 1502.9714 | 1511.4775 | 1520.0316 | 1528.6342 | 1537.2855 | 1545.9857 | 1554.7352 | 1563.5341 | 1572.3829 | 1581.2818 | 1590.231 | 1599.2309 | 1608.2817 | 1617.3837 | 1626.5372 | 1635.7426 | 1645 | 1654.3098 | 1663.6724 | 1673.0879 | 1682.5567 | 1692.079 | 1701.6553 | 1711.2858 | 1720.9708 | 1730.7105 | 1740.5054 | 1750.3558 | 1760.2619 | 1770.224 | 1780.2426
LG_Air Transportation | Upstate_sp | 134.0519 | 134.8106 | 135.5736 | 136.3408 | 137.1124 | 137.8884 | 138.6688 | 139.4536 | 140.2428 | 141.0365 | 141.8347 | 142.6374 | 143.4447 | 144.2565 | 145.0729 | 145.894 | 146.7196 | 147.55 | 148.3851 | 149.2248 | 150.0694 | 150.9187 | 151.7728 | 152.6318 | 153.4956 | 154.3643 | 155.2379 | 156.1165 | 157 | 157.8885 | 158.7821 | 159.6807 | 160.5844 | 161.4933 | 162.4072 | 163.3264 | 164.2507 | 165.1803 | 166.1151 | 167.0552 | 168.0007 | 168.9515 | 169.9076
LG_Art_Museum | Upstate_sp | 129.7828 | 130.5173 | 131.2559 | 131.9988 | 132.7458 | 133.4971 | 134.2526 | 135.0124 | 135.7765 | 136.5449 | 137.3177 | 138.0948 | 138.8764 | 139.6624 | 140.4528 | 141.2477 | 142.047 | 142.851 | 143.6594 | 144.4725 | 145.2901 | 146.1124 | 146.9393 | 147.7709 | 148.6072 | 149.4482 | 150.294 | 151.1446 | 152 | 152.8602 | 153.7253 | 154.5954 | 155.4703 | 156.3502 | 157.235 | 158.1249 | 159.0198 | 159.9198 | 160.8248 | 161.735 | 162.6503 | 163.5709 | 164.4966
LG_Assisted Living | Upstate_sp | 17.9305 | 18.032 | 18.134 | 18.2367 | 18.3399 | 18.4437 | 18.5481 | 18.653 | 18.7586 | 18.8648 | 18.9715 | 19.0789 | 19.1869 | 19.2955 | 19.4047 | 19.5145 | 19.6249 | 19.736 | 19.8477 | 19.96 | 20.073 | 20.1866 | 20.3008 | 20.4157 | 20.5313 | 20.6475 | 20.7643 | 20.8818 | 21 | 21.1188 | 21.2384 | 21.3586 | 21.4794 | 21.601 | 21.7233 | 21.8462 | 21.9698 | 22.0942 | 22.2192 | 22.345 | 22.4714 | 22.5986 | 22.7265
LG_Community services | Upstate_sp | 782.9658 | 787.397 | 791.8532 | 796.3347 | 800.8415 | 805.3738 | 809.9318 | 814.5156 | 819.1254 | 823.7612 | 828.4232 | 833.1117 | 837.8266 | 842.5683 | 847.3368 | 852.1323 | 856.9549 | 861.8048 | 866.6821 | 871.5871 | 876.5198 | 881.4805 | 886.4692 | 891.4861 | 896.5315 | 901.6054 | 906.708 | 911.8395 | 917 | 922.1897 | 927.4088 | 932.6575 | 937.9358 | 943.2441 | 948.5823 | 953.9508 | 959.3497 | 964.7791 | 970.2392 | 975.7302 | 981.2524 | 986.8057 | 992.3905
LG_Correctional Facility | Upstate_sp | 72.5759 | 72.9866 | 73.3997 | 73.8151 | 74.2329 | 74.653 | 75.0755 | 75.5004 | 75.9276 | 76.3574 | 76.7895 | 77.2241 | 77.6611 | 78.1007 | 78.5427 | 78.9872 | 79.4342 | 79.8838 | 80.3359 | 80.7905 | 81.2477 | 81.7076 | 82.17 | 82.635 | 83.1027 | 83.573 | 84.046 | 84.5217 | 85 | 85.4811 | 85.9648 | 86.4513 | 86.9406 | 87.4327 | 87.9275 | 88.4251 | 88.9255 | 89.4288 | 89.9349 | 90.4439 | 90.9558 | 91.4705 | 91.9882
LG_Unique Education | Upstate_sp | 105.0216 | 105.6159 | 106.2137 | 106.8148 | 107.4193 | 108.0272 | 108.6386 | 109.2535 | 109.8718 | 110.4936 | 111.1189 | 111.7478 | 112.3802 | 113.0162 | 113.6559 | 114.2991 | 114.946 | 115.5965 | 116.2507 | 116.9086 | 117.5703 | 118.2357 | 118.9048 | 119.5777 | 120.2545 | 120.9351 | 121.6195 | 122.3078 | 123 | 123.6961 | 124.3962 | 125.1002 | 125.8082 | 126.5202 | 127.2362 | 127.9563 | 128.6805 | 129.4088 | 130.1411 | 130.8777 | 131.6184 | 132.3633 | 133.1124
LG_Government_Office | Upstate_sp | 1230.3748 | 1237.3381 | 1244.3407 | 1251.3831 | 1258.4652 | 1265.5875 | 1272.75 | 1279.9531 | 1287.197 | 1294.4818 | 1301.8079 | 1309.1755 | 1316.5847 | 1324.0359 | 1331.5292 | 1339.065 | 1346.6434 | 1354.2647 | 1361.9291 | 1369.6369 | 1377.3883 | 1385.1836 | 1393.023 | 1400.9068 | 1408.8352 | 1416.8084 | 1424.8268 | 1432.8906 | 1441 | 1449.1553 | 1457.3568 | 1465.6046 | 1473.8992 | 1482.2407 | 1490.6294 | 1499.0655 | 1507.5495 | 1516.0814 | 1524.6616 | 1533.2904 | 1541.968 | 1550.6947 | 1559.4708
LG_Housing | Upstate_sp | 1285.0202 | 1292.2927 | 1299.6064 | 1306.9615 | 1314.3582 | 1321.7968 | 1329.2774 | 1336.8005 | 1344.366 | 1351.9744 | 1359.6259 | 1367.3207 | 1375.059 | 1382.8411 | 1390.6672 | 1398.5377 | 1406.4527 | 1414.4124 | 1422.4173 | 1430.4674 | 1438.5631 | 1446.7046 | 1454.8922 | 1463.1261 | 1471.4066 | 1479.734 | 1488.1085 | 1496.5304 | 1505 | 1513.5175 | 1522.0832 | 1530.6974 | 1539.3603 | 1548.0723 | 1556.8336 | 1565.6444 | 1574.5052 | 1583.416 | 1592.3773 | 1601.3893 | 1610.4524 | 1619.5667 | 1628.7326
LG_Library | Upstate_sp | 167.3515 | 168.2986 | 169.2511 | 170.2089 | 171.1722 | 172.141 | 173.1152 | 174.0949 | 175.0802 | 176.0711 | 177.0676 | 178.0697 | 179.0774 | 180.0909 | 181.1102 | 182.1351 | 183.1659 | 184.2026 | 185.245 | 186.2934 | 187.3478 | 188.408 | 189.4743 | 190.5467 | 191.625 | 192.7095 | 193.8002 | 194.897 | 196 | 197.1093 | 198.2248 | 199.3466 | 200.4748 | 201.6094 | 202.7504 | 203.8979 | 205.0518 | 206.2123 | 207.3794 | 208.553 | 209.7333 | 210.9203 | 212.114
LG_Other Transportation | Upstate_sp | 3.4153 | 3.4347 | 3.4541 | 3.4737 | 3.4933 | 3.5131 | 3.533 | 3.553 | 3.5731 | 3.5933 | 3.6136 | 3.6341 | 3.6546 | 3.6753 | 3.6961 | 3.717 | 3.7381 | 3.7592 | 3.7805 | 3.8019 | 3.8234 | 3.8451 | 3.8668 | 3.8887 | 3.9107 | 3.9328 | 3.9551 | 3.9775 | 4 | 4.0226 | 4.0454 | 4.0683 | 4.0913 | 4.1145 | 4.1378 | 4.1612 | 4.1847 | 4.2084 | 4.2322 | 4.2562 | 4.2803 | 4.3045 | 4.3289
LG_Police and Fire Department | Upstate_sp | 496.9314 | 499.7438 | 502.572 | 505.4163 | 508.2767 | 511.1533 | 514.0462 | 516.9554 | 519.8811 | 522.8233 | 525.7822 | 528.7579 | 531.7504 | 534.7598 | 537.7863 | 540.8299 | 543.8907 | 546.9688 | 550.0644 | 553.1774 | 556.3081 | 559.4565 | 562.6228 | 565.8069 | 569.0091 | 572.2294 | 575.4679 | 578.7247 | 582 | 585.2938 | 588.6063 | 591.9375 | 595.2875 | 598.6565 | 602.0446 | 605.4519 | 608.8784 | 612.3243 | 615.7898 | 619.2748 | 622.7796 | 626.3042 | 629.8487
LG_Recreational | Upstate_sp | 356.9026 | 358.9225 | 360.9538 | 362.9966 | 365.051 | 367.117 | 369.1947 | 371.2841 | 373.3854 | 375.4985 | 377.6237 | 379.7608 | 381.9101 | 384.0715 | 386.2451 | 388.4311 | 390.6294 | 392.8401 | 395.0634 | 397.2993 | 399.5478 | 401.809 | 404.083 | 406.3699 | 408.6697 | 410.9826 | 413.3085 | 415.6477 | 418 | 420.3657 | 422.7447 | 425.1372 | 427.5433 | 429.9629 | 432.3963 | 434.8434 | 437.3044 | 439.7793 | 442.2683 | 444.7713 | 447.2884 | 449.8198 | 452.3656
LG_Water Supply & Waste Water | Upstate_sp | 988.7398 | 994.3355 | 999.9629 | 1005.6222 | 1011.3135 | 1017.037 | 1022.7929 | 1028.5813 | 1034.4026 | 1040.2567 | 1046.144 | 1052.0647 | 1058.0188 | 1064.0066 | 1070.0283 | 1076.0841 | 1082.1742 | 1088.2987 | 1094.4579 | 1100.652 | 1106.8811 | 1113.1455 | 1119.4453 | 1125.7807 | 1132.1521 | 1138.5595 | 1145.0031 | 1151.4832 | 1158 | 1164.5537 | 1171.1444 | 1177.7725 | 1184.4381 | 1191.1414 | 1197.8826 | 1204.662 | 1211.4797 | 1218.336 | 1225.2312 | 1232.1653 | 1239.1388 | 1246.1516 | 1253.2042
SA_Air Transportation | Upstate_sp | 0.85383 | 0.85867 | 0.86353 | 0.86841 | 0.87333 | 0.87827 | 0.88324 | 0.88824 | 0.89327 | 0.89832 | 0.90341 | 0.90852 | 0.91366 | 0.91883 | 0.92403 | 0.92926 | 0.93452 | 0.93981 | 0.94513 | 0.95048 | 0.95586 | 0.96127 | 0.96671 | 0.97218 | 0.97768 | 0.98321 | 0.98878 | 0.99437 | 1 | 1.0057 | 1.0114 | 1.0171 | 1.0228 | 1.0286 | 1.0344 | 1.0403 | 1.0462 | 1.0521 | 1.0581 | 1.064 | 1.0701 | 1.0761 | 1.0822
SA_Art_Museum | Upstate_sp | 12.8075 | 12.88 | 12.9529 | 13.0262 | 13.0999 | 13.1741 | 13.2486 | 13.3236 | 13.399 | 13.4748 | 13.5511 | 13.6278 | 13.7049 | 13.7825 | 13.8605 | 13.9389 | 14.0178 | 14.0971 | 14.1769 | 14.2572 | 14.3378 | 14.419 | 14.5006 | 14.5827 | 14.6652 | 14.7482 | 14.8316 | 14.9156 | 15 | 15.0849 | 15.1703 | 15.2561 | 15.3425 | 15.4293 | 15.5166 | 15.6044 | 15.6927 | 15.7816 | 15.8709 | 15.9607 | 16.051 | 16.1419 | 16.2332
SA_Assisted Living | Upstate_sp | 7.6845 | 7.728 | 7.7717 | 7.8157 | 7.8599 | 7.9044 | 7.9492 | 7.9942 | 8.0394 | 8.0849 | 8.1307 | 8.1767 | 8.2229 | 8.2695 | 8.3163 | 8.3633 | 8.4107 | 8.4583 | 8.5061 | 8.5543 | 8.6027 | 8.6514 | 8.7004 | 8.7496 | 8.7991 | 8.8489 | 8.899 | 8.9494 | 9 | 9.0509 | 9.1022 | 9.1537 | 9.2055 | 9.2576 | 9.31 | 9.3627 | 9.4156 | 9.4689 | 9.5225 | 9.5764 | 9.6306 | 9.6851 | 9.7399
SA_Community services | Upstate_sp | 42.6917 | 42.9333 | 43.1763 | 43.4206 | 43.6664 | 43.9135 | 44.162 | 44.412 | 44.6633 | 44.9161 | 45.1703 | 45.4259 | 45.683 | 45.9416 | 46.2016 | 46.463 | 46.726 | 46.9904 | 47.2564 | 47.5238 | 47.7928 | 48.0633 | 48.3353 | 48.6088 | 48.8839 | 49.1606 | 49.4388 | 49.7186 | 50 | 50.283 | 50.5675 | 50.8537 | 51.1415 | 51.431 | 51.722 | 52.0148 | 52.3091 | 52.6052 | 52.9029 | 53.2023 | 53.5034 | 53.8062 | 54.1107
SA_Correctional Facility | Upstate_sp | 80.2604 | 80.7146 | 81.1714 | 81.6308 | 82.0928 | 82.5574 | 83.0246 | 83.4945 | 83.967 | 84.4423 | 84.9202 | 85.4008 | 85.8841 | 86.3701 | 86.859 | 87.3505 | 87.8449 | 88.342 | 88.842 | 89.3448 | 89.8505 | 90.359 | 90.8703 | 91.3846 | 91.9018 | 92.4219 | 92.945 | 93.471 | 94 | 94.532 | 95.067 | 95.605 | 96.1461 | 96.6902 | 97.2374 | 97.7878 | 98.3412 | 98.8977 | 99.4575 | 100.0203 | 100.5864 | 101.1557 | 101.7281
SA_Unique Education | Upstate_sp | 107.5831 | 108.1919 | 108.8043 | 109.42 | 110.0393 | 110.6621 | 111.2883 | 111.9182 | 112.5516 | 113.1886 | 113.8291 | 114.4734 | 115.1212 | 115.7727 | 116.428 | 117.0869 | 117.7495 | 118.4159 | 119.0861 | 119.7601 | 120.4378 | 121.1195 | 121.8049 | 122.4943 | 123.1875 | 123.8847 | 124.5858 | 125.2909 | 126 | 126.7131 | 127.4302 | 128.1514 | 128.8767 | 129.6061 | 130.3396 | 131.0772 | 131.819 | 132.5651 | 133.3153 | 134.0698 | 134.8286 | 135.5916 | 136.359
SA_Government_Office | Upstate_sp | 68.3067 | 68.6933 | 69.0821 | 69.473 | 69.8662 | 70.2616 | 70.6593 | 71.0592 | 71.4613 | 71.8658 | 72.2725 | 72.6815 | 73.0928 | 73.5065 | 73.9225 | 74.3409 | 74.7616 | 75.1847 | 75.6102 | 76.0381 | 76.4685 | 76.9012 | 77.3365 | 77.7741 | 78.2143 | 78.657 | 79.1021 | 79.5498 | 80 | 80.4528 | 80.9081 | 81.366 | 81.8265 | 82.2896 | 82.7553 | 83.2236 | 83.6946 | 84.1683 | 84.6446 | 85.1237 | 85.6054 | 86.0899 | 86.5771
SA_Housing | Upstate_sp | 393.6175 | 395.8451 | 398.0854 | 400.3384 | 402.6041 | 404.8826 | 407.174 | 409.4784 | 411.7958 | 414.1264 | 416.4701 | 418.8271 | 421.1975 | 423.5812 | 425.9785 | 428.3893 | 430.8137 | 433.2519 | 435.7039 | 438.1697 | 440.6496 | 443.1434 | 445.6514 | 448.1735 | 450.7099 | 453.2607 | 455.8259 | 458.4057 | 461 | 463.609 | 466.2328 | 468.8714 | 471.525 | 474.1936 | 476.8773 | 479.5761 | 482.2903 | 485.0198 | 487.7647 | 490.5252 | 493.3014 | 496.0932 | 498.9008
SA_Library | Upstate_sp | 2.5615 | 2.576 | 2.5906 | 2.6052 | 2.62 | 2.6348 | 2.6497 | 2.6647 | 2.6798 | 2.695 | 2.7102 | 2.7256 | 2.741 | 2.7565 | 2.7721 | 2.7878 | 2.8036 | 2.8194 | 2.8354 | 2.8514 | 2.8676 | 2.8838 | 2.9001 | 2.9165 | 2.933 | 2.9496 | 2.9663 | 2.9831 | 3 | 3.017 | 3.0341 | 3.0512 | 3.0685 | 3.0859 | 3.1033 | 3.1209 | 3.1385 | 3.1563 | 3.1742 | 3.1921 | 3.2102 | 3.2284 | 3.2466
SA_Other Transportation | Upstate_sp | 4.2692 | 4.2933 | 4.3176 | 4.3421 | 4.3666 | 4.3914 | 4.4162 | 4.4412 | 4.4663 | 4.4916 | 4.517 | 4.5426 | 4.5683 | 4.5942 | 4.6202 | 4.6463 | 4.6726 | 4.699 | 4.7256 | 4.7524 | 4.7793 | 4.8063 | 4.8335 | 4.8609 | 4.8884 | 4.9161 | 4.9439 | 4.9719 | 5 | 5.0283 | 5.0568 | 5.0854 | 5.1142 | 5.1431 | 5.1722 | 5.2015 | 5.2309 | 5.2605 | 5.2903 | 5.3202 | 5.3503 | 5.3806 | 5.4111
SA_Police and Fire Department | Upstate_sp | 11.9537 | 12.0213 | 12.0894 | 12.1578 | 12.2266 | 12.2958 | 12.3654 | 12.4354 | 12.5057 | 12.5765 | 12.6477 | 12.7193 | 12.7912 | 12.8636 | 12.9364 | 13.0097 | 13.0833 | 13.1573 | 13.2318 | 13.3067 | 13.382 | 13.4577 | 13.5339 | 13.6105 | 13.6875 | 13.765 | 13.8429 | 13.9212 | 14 | 14.0792 | 14.1589 | 14.239 | 14.3196 | 14.4007 | 14.4822 | 14.5641 | 14.6466 | 14.7295 | 14.8128 | 14.8966 | 14.981 | 15.0657 | 15.151
SA_Recreational | Upstate_sp | 75.9912 | 76.4213 | 76.8538 | 77.2888 | 77.7262 | 78.1661 | 78.6084 | 79.0533 | 79.5007 | 79.9506 | 80.4031 | 80.8582 | 81.3158 | 81.776 | 82.2388 | 82.7042 | 83.1723 | 83.643 | 84.1164 | 84.5924 | 85.0712 | 85.5526 | 86.0368 | 86.5237 | 87.0134 | 87.5059 | 88.0011 | 88.4991 | 89 | 89.5037 | 90.0102 | 90.5196 | 91.0319 | 91.5471 | 92.0652 | 92.5863 | 93.1103 | 93.6372 | 94.1672 | 94.7001 | 95.2361 | 95.775 | 96.3171
SA_Water Supply & Waste Water | Upstate_sp | 10.246 | 10.304 | 10.3623 | 10.421 | 10.4799 | 10.5392 | 10.5989 | 10.6589 | 10.7192 | 10.7799 | 10.8409 | 10.9022 | 10.9639 | 11.026 | 11.0884 | 11.1511 | 11.2142 | 11.2777 | 11.3415 | 11.4057 | 11.4703 | 11.5352 | 11.6005 | 11.6661 | 11.7321 | 11.7985 | 11.8653 | 11.9325 | 12 | 12.0679 | 12.1362 | 12.2049 | 12.274 | 12.3434 | 12.4133 | 12.4835 | 12.5542 | 12.6252 | 12.6967 | 12.7686 | 12.8408 | 12.9135 | 12.9866
Higher Education | Statewide
Hospitals | Statewide
K-12 | Statewide
LG_Air Transportation | Statewide
LG_Art_Museum | Statewide
LG_Assisted Living | Statewide
LG_Community services | Statewide
LG_Correctional Facility | Statewide
LG_Unique Education | Statewide
LG_Government_Office | Statewide
LG_Housing | Statewide
LG_Library | Statewide
LG_Other Transportation | Statewide
LG_Police and Fire Department | Statewide
LG_Recreational | Statewide
LG_Water Supply & Waste Water | Statewide
SA_Air Transportation | Statewide
SA_Art_Museum | Statewide
SA_Assisted Living | Statewide
SA_Community services | Statewide
SA_Correctional Facility | Statewide
SA_Courthouse_Probation | Statewide
SA_Unique Education | Statewide
SA_Government_Office | Statewide
SA_Housing | Statewide
SA_Library | Statewide
SA_Other Transportation | Statewide
SA_Police and Fire Department | Statewide
SA_Recreational | Statewide
SA_Water Supply & Waste Water | Statewide
Higher Education | All_Utility
Hospitals | All_Utility
K-12 | All_Utility
LG_Air Transportation | All_Utility
LG_Art_Museum | All_Utility
LG_Assisted Living | All_Utility
LG_Community services | All_Utility
LG_Correctional Facility | All_Utility
LG_Unique Education | All_Utility
LG_Government_Office | All_Utility
LG_Housing | All_Utility
LG_Library | All_Utility
LG_Other Transportation | All_Utility
LG_Police and Fire Department | All_Utility
LG_Recreational | All_Utility
LG_Water Supply & Waste Water | All_Utility
SA_Air Transportation | All_Utility
SA_Art_Museum | All_Utility
SA_Assisted Living | All_Utility
SA_Community services | All_Utility
SA_Correctional Facility | All_Utility
SA_Courthouse_Probation | All_Utility
SA_Unique Education | All_Utility
SA_Government_Office | All_Utility
SA_Housing | All_Utility
SA_Library | All_Utility
SA_Other Transportation | All_Utility
SA_Police and Fire Department | All_Utility
SA_Recreational | All_Utility
SA_Water Supply & Waste Water | All_Utility

## Fed_ITC
Title: | Federal Investment Tax Credit
Units: | % of installation price
Description: | Applicable to solar PV and storage whose stored energy comes primarily from solar PV.
Source:
All Sectors à
ITC Scenario â | Static PV Time â | Higher Education | Hospitals | K-12 | LG_Air Transportation | LG_Art_Museum | LG_Assisted Living | LG_Community services | LG_Correctional Facility | LG_Unique Education | LG_Government_Office | LG_Housing | LG_Library | LG_Other Transportation | LG_Police and Fire Department | LG_Recreational | LG_Water Supply & Waste Water | SA_Air Transportation | SA_Art_Museum | SA_Assisted Living | SA_Community services | SA_Correctional Facility | SA_Courthouse_Probation | SA_Unique Education | SA_Government_Office | SA_Housing | SA_Library | SA_Other Transportation | SA_Police and Fire Department | SA_Recreational | SA_Water Supply & Waste Water
Extended | 2009 | 0% | 0% | 0% | 0% | 0% | 0% | 0% | 0% | 0% | 0% | 0% | 0% | 0% | 0% | 0% | 0% | 0% | 0% | 0% | 0% | 0% | 0% | 0% | 0% | 0% | 0% | 0% | 0% | 0% | 0%
Extended | 2010 | 0% | 0% | 0% | 0% | 0% | 0% | 0% | 0% | 0% | 0% | 0% | 0% | 0% | 0% | 0% | 0% | 0% | 0% | 0% | 0% | 0% | 0% | 0% | 0% | 0% | 0% | 0% | 0% | 0% | 0%
Extended | 2011 | 0% | 0% | 0% | 0% | 0% | 0% | 0% | 0% | 0% | 0% | 0% | 0% | 0% | 0% | 0% | 0% | 0% | 0% | 0% | 0% | 0% | 0% | 0% | 0% | 0% | 0% | 0% | 0% | 0% | 0%
Extended | 2012 | 0% | 0% | 0% | 0% | 0% | 0% | 0% | 0% | 0% | 0% | 0% | 0% | 0% | 0% | 0% | 0% | 0% | 0% | 0% | 0% | 0% | 0% | 0% | 0% | 0% | 0% | 0% | 0% | 0% | 0%
Extended | 2013 | 0% | 0% | 0% | 0% | 0% | 0% | 0% | 0% | 0% | 0% | 0% | 0% | 0% | 0% | 0% | 0% | 0% | 0% | 0% | 0% | 0% | 0% | 0% | 0% | 0% | 0% | 0% | 0% | 0% | 0%
Extended | 2014 | 0% | 0% | 0% | 0% | 0% | 0% | 0% | 0% | 0% | 0% | 0% | 0% | 0% | 0% | 0% | 0% | 0% | 0% | 0% | 0% | 0% | 0% | 0% | 0% | 0% | 0% | 0% | 0% | 0% | 0%
Extended | 2015 | 0% | 0% | 0% | 0% | 0% | 0% | 0% | 0% | 0% | 0% | 0% | 0% | 0% | 0% | 0% | 0% | 0% | 0% | 0% | 0% | 0% | 0% | 0% | 0% | 0% | 0% | 0% | 0% | 0% | 0%
Extended | 2016 | 0% | 0% | 0% | 0% | 0% | 0% | 0% | 0% | 0% | 0% | 0% | 0% | 0% | 0% | 0% | 0% | 0% | 0% | 0% | 0% | 0% | 0% | 0% | 0% | 0% | 0% | 0% | 0% | 0% | 0%
Extended | 2017 | 0% | 0% | 0% | 0% | 0% | 0% | 0% | 0% | 0% | 0% | 0% | 0% | 0% | 0% | 0% | 0% | 0% | 0% | 0% | 0% | 0% | 0% | 0% | 0% | 0% | 0% | 0% | 0% | 0% | 0%
Extended | 2018 | 0% | 0% | 0% | 0% | 0% | 0% | 0% | 0% | 0% | 0% | 0% | 0% | 0% | 0% | 0% | 0% | 0% | 0% | 0% | 0% | 0% | 0% | 0% | 0% | 0% | 0% | 0% | 0% | 0% | 0%
Extended | 2019 | 0% | 0% | 0% | 0% | 0% | 0% | 0% | 0% | 0% | 0% | 0% | 0% | 0% | 0% | 0% | 0% | 0% | 0% | 0% | 0% | 0% | 0% | 0% | 0% | 0% | 0% | 0% | 0% | 0% | 0%
Extended | 2020 | 0% | 0% | 0% | 0% | 0% | 0% | 0% | 0% | 0% | 0% | 0% | 0% | 0% | 0% | 0% | 0% | 0% | 0% | 0% | 0% | 0% | 0% | 0% | 0% | 0% | 0% | 0% | 0% | 0% | 0%
Extended | 2021 | 0% | 0% | 0% | 0% | 0% | 0% | 0% | 0% | 0% | 0% | 0% | 0% | 0% | 0% | 0% | 0% | 0% | 0% | 0% | 0% | 0% | 0% | 0% | 0% | 0% | 0% | 0% | 0% | 0% | 0%
Extended | 2022 | 0% | 0% | 0% | 0% | 0% | 0% | 0% | 0% | 0% | 0% | 0% | 0% | 0% | 0% | 0% | 0% | 0% | 0% | 0% | 0% | 0% | 0% | 0% | 0% | 0% | 0% | 0% | 0% | 0% | 0%
Extended | 2023 | 0% | 0% | 0% | 0% | 0% | 0% | 0% | 0% | 0% | 0% | 0% | 0% | 0% | 0% | 0% | 0% | 0% | 0% | 0% | 0% | 0% | 0% | 0% | 0% | 0% | 0% | 0% | 0% | 0% | 0%
Extended | 2024 | 0% | 0% | 0% | 0% | 0% | 0% | 0% | 0% | 0% | 0% | 0% | 0% | 0% | 0% | 0% | 0% | 0% | 0% | 0% | 0% | 0% | 0% | 0% | 0% | 0% | 0% | 0% | 0% | 0% | 0%
Extended | 2025 | 0% | 0% | 0% | 0% | 0% | 0% | 0% | 0% | 0% | 0% | 0% | 0% | 0% | 0% | 0% | 0% | 0% | 0% | 0% | 0% | 0% | 0% | 0% | 0% | 0% | 0% | 0% | 0% | 0% | 0%
Extended | 2026 | 0% | 0% | 0% | 0% | 0% | 0% | 0% | 0% | 0% | 0% | 0% | 0% | 0% | 0% | 0% | 0% | 0% | 0% | 0% | 0% | 0% | 0% | 0% | 0% | 0% | 0% | 0% | 0% | 0% | 0%
Extended | 2027 | 0% | 0% | 0% | 0% | 0% | 0% | 0% | 0% | 0% | 0% | 0% | 0% | 0% | 0% | 0% | 0% | 0% | 0% | 0% | 0% | 0% | 0% | 0% | 0% | 0% | 0% | 0% | 0% | 0% | 0%
Extended | 2028 | 0% | 0% | 0% | 0% | 0% | 0% | 0% | 0% | 0% | 0% | 0% | 0% | 0% | 0% | 0% | 0% | 0% | 0% | 0% | 0% | 0% | 0% | 0% | 0% | 0% | 0% | 0% | 0% | 0% | 0%
Extended | 2029 | 0% | 0% | 0% | 0% | 0% | 0% | 0% | 0% | 0% | 0% | 0% | 0% | 0% | 0% | 0% | 0% | 0% | 0% | 0% | 0% | 0% | 0% | 0% | 0% | 0% | 0% | 0% | 0% | 0% | 0%
Extended | 2030 | 0% | 0% | 0% | 0% | 0% | 0% | 0% | 0% | 0% | 0% | 0% | 0% | 0% | 0% | 0% | 0% | 0% | 0% | 0% | 0% | 0% | 0% | 0% | 0% | 0% | 0% | 0% | 0% | 0% | 0%
Extended | 2031 | 0% | 0% | 0% | 0% | 0% | 0% | 0% | 0% | 0% | 0% | 0% | 0% | 0% | 0% | 0% | 0% | 0% | 0% | 0% | 0% | 0% | 0% | 0% | 0% | 0% | 0% | 0% | 0% | 0% | 0%
Extended | 2032 | 0% | 0% | 0% | 0% | 0% | 0% | 0% | 0% | 0% | 0% | 0% | 0% | 0% | 0% | 0% | 0% | 0% | 0% | 0% | 0% | 0% | 0% | 0% | 0% | 0% | 0% | 0% | 0% | 0% | 0%
Extended | 2033 | 0% | 0% | 0% | 0% | 0% | 0% | 0% | 0% | 0% | 0% | 0% | 0% | 0% | 0% | 0% | 0% | 0% | 0% | 0% | 0% | 0% | 0% | 0% | 0% | 0% | 0% | 0% | 0% | 0% | 0%
Extended | 2034 | 0% | 0% | 0% | 0% | 0% | 0% | 0% | 0% | 0% | 0% | 0% | 0% | 0% | 0% | 0% | 0% | 0% | 0% | 0% | 0% | 0% | 0% | 0% | 0% | 0% | 0% | 0% | 0% | 0% | 0%
Extended | 2035 | 0% | 0% | 0% | 0% | 0% | 0% | 0% | 0% | 0% | 0% | 0% | 0% | 0% | 0% | 0% | 0% | 0% | 0% | 0% | 0% | 0% | 0% | 0% | 0% | 0% | 0% | 0% | 0% | 0% | 0%
Baseline | 2009 | 0% | 0% | 0% | 0% | 0% | 0% | 0% | 0% | 0% | 0% | 0% | 0% | 0% | 0% | 0% | 0% | 0% | 0% | 0% | 0% | 0% | 0% | 0% | 0% | 0% | 0% | 0% | 0% | 0% | 0%
Baseline | 2010 | 0% | 0% | 0% | 0% | 0% | 0% | 0% | 0% | 0% | 0% | 0% | 0% | 0% | 0% | 0% | 0% | 0% | 0% | 0% | 0% | 0% | 0% | 0% | 0% | 0% | 0% | 0% | 0% | 0% | 0%
Baseline | 2011 | 0% | 0% | 0% | 0% | 0% | 0% | 0% | 0% | 0% | 0% | 0% | 0% | 0% | 0% | 0% | 0% | 0% | 0% | 0% | 0% | 0% | 0% | 0% | 0% | 0% | 0% | 0% | 0% | 0% | 0%
Baseline | 2012 | 0% | 0% | 0% | 0% | 0% | 0% | 0% | 0% | 0% | 0% | 0% | 0% | 0% | 0% | 0% | 0% | 0% | 0% | 0% | 0% | 0% | 0% | 0% | 0% | 0% | 0% | 0% | 0% | 0% | 0%
Baseline | 2013 | 0% | 0% | 0% | 0% | 0% | 0% | 0% | 0% | 0% | 0% | 0% | 0% | 0% | 0% | 0% | 0% | 0% | 0% | 0% | 0% | 0% | 0% | 0% | 0% | 0% | 0% | 0% | 0% | 0% | 0%
Baseline | 2014 | 0% | 0% | 0% | 0% | 0% | 0% | 0% | 0% | 0% | 0% | 0% | 0% | 0% | 0% | 0% | 0% | 0% | 0% | 0% | 0% | 0% | 0% | 0% | 0% | 0% | 0% | 0% | 0% | 0% | 0%
Baseline | 2015 | 0% | 0% | 0% | 0% | 0% | 0% | 0% | 0% | 0% | 0% | 0% | 0% | 0% | 0% | 0% | 0% | 0% | 0% | 0% | 0% | 0% | 0% | 0% | 0% | 0% | 0% | 0% | 0% | 0% | 0%
Baseline | 2016 | 0% | 0% | 0% | 0% | 0% | 0% | 0% | 0% | 0% | 0% | 0% | 0% | 0% | 0% | 0% | 0% | 0% | 0% | 0% | 0% | 0% | 0% | 0% | 0% | 0% | 0% | 0% | 0% | 0% | 0%
Baseline | 2017 | 0% | 0% | 0% | 0% | 0% | 0% | 0% | 0% | 0% | 0% | 0% | 0% | 0% | 0% | 0% | 0% | 0% | 0% | 0% | 0% | 0% | 0% | 0% | 0% | 0% | 0% | 0% | 0% | 0% | 0%
Baseline | 2018 | 0% | 0% | 0% | 0% | 0% | 0% | 0% | 0% | 0% | 0% | 0% | 0% | 0% | 0% | 0% | 0% | 0% | 0% | 0% | 0% | 0% | 0% | 0% | 0% | 0% | 0% | 0% | 0% | 0% | 0%
Baseline | 2019 | 0% | 0% | 0% | 0% | 0% | 0% | 0% | 0% | 0% | 0% | 0% | 0% | 0% | 0% | 0% | 0% | 0% | 0% | 0% | 0% | 0% | 0% | 0% | 0% | 0% | 0% | 0% | 0% | 0% | 0%
Baseline | 2020 | 0% | 0% | 0% | 0% | 0% | 0% | 0% | 0% | 0% | 0% | 0% | 0% | 0% | 0% | 0% | 0% | 0% | 0% | 0% | 0% | 0% | 0% | 0% | 0% | 0% | 0% | 0% | 0% | 0% | 0%
Baseline | 2021 | 0% | 0% | 0% | 0% | 0% | 0% | 0% | 0% | 0% | 0% | 0% | 0% | 0% | 0% | 0% | 0% | 0% | 0% | 0% | 0% | 0% | 0% | 0% | 0% | 0% | 0% | 0% | 0% | 0% | 0%
Baseline | 2022 | 0% | 0% | 0% | 0% | 0% | 0% | 0% | 0% | 0% | 0% | 0% | 0% | 0% | 0% | 0% | 0% | 0% | 0% | 0% | 0% | 0% | 0% | 0% | 0% | 0% | 0% | 0% | 0% | 0% | 0%
Baseline | 2023 | 0% | 0% | 0% | 0% | 0% | 0% | 0% | 0% | 0% | 0% | 0% | 0% | 0% | 0% | 0% | 0% | 0% | 0% | 0% | 0% | 0% | 0% | 0% | 0% | 0% | 0% | 0% | 0% | 0% | 0%
Baseline | 2024 | 0% | 0% | 0% | 0% | 0% | 0% | 0% | 0% | 0% | 0% | 0% | 0% | 0% | 0% | 0% | 0% | 0% | 0% | 0% | 0% | 0% | 0% | 0% | 0% | 0% | 0% | 0% | 0% | 0% | 0%
Baseline | 2025 | 0% | 0% | 0% | 0% | 0% | 0% | 0% | 0% | 0% | 0% | 0% | 0% | 0% | 0% | 0% | 0% | 0% | 0% | 0% | 0% | 0% | 0% | 0% | 0% | 0% | 0% | 0% | 0% | 0% | 0%
Baseline | 2026 | 0% | 0% | 0% | 0% | 0% | 0% | 0% | 0% | 0% | 0% | 0% | 0% | 0% | 0% | 0% | 0% | 0% | 0% | 0% | 0% | 0% | 0% | 0% | 0% | 0% | 0% | 0% | 0% | 0% | 0%
Baseline | 2027 | 0% | 0% | 0% | 0% | 0% | 0% | 0% | 0% | 0% | 0% | 0% | 0% | 0% | 0% | 0% | 0% | 0% | 0% | 0% | 0% | 0% | 0% | 0% | 0% | 0% | 0% | 0% | 0% | 0% | 0%
Baseline | 2028 | 0% | 0% | 0% | 0% | 0% | 0% | 0% | 0% | 0% | 0% | 0% | 0% | 0% | 0% | 0% | 0% | 0% | 0% | 0% | 0% | 0% | 0% | 0% | 0% | 0% | 0% | 0% | 0% | 0% | 0%
Baseline | 2029 | 0% | 0% | 0% | 0% | 0% | 0% | 0% | 0% | 0% | 0% | 0% | 0% | 0% | 0% | 0% | 0% | 0% | 0% | 0% | 0% | 0% | 0% | 0% | 0% | 0% | 0% | 0% | 0% | 0% | 0%
Baseline | 2030 | 0% | 0% | 0% | 0% | 0% | 0% | 0% | 0% | 0% | 0% | 0% | 0% | 0% | 0% | 0% | 0% | 0% | 0% | 0% | 0% | 0% | 0% | 0% | 0% | 0% | 0% | 0% | 0% | 0% | 0%
Baseline | 2031 | 0% | 0% | 0% | 0% | 0% | 0% | 0% | 0% | 0% | 0% | 0% | 0% | 0% | 0% | 0% | 0% | 0% | 0% | 0% | 0% | 0% | 0% | 0% | 0% | 0% | 0% | 0% | 0% | 0% | 0%
Baseline | 2032 | 0% | 0% | 0% | 0% | 0% | 0% | 0% | 0% | 0% | 0% | 0% | 0% | 0% | 0% | 0% | 0% | 0% | 0% | 0% | 0% | 0% | 0% | 0% | 0% | 0% | 0% | 0% | 0% | 0% | 0%
Baseline | 2033 | 0% | 0% | 0% | 0% | 0% | 0% | 0% | 0% | 0% | 0% | 0% | 0% | 0% | 0% | 0% | 0% | 0% | 0% | 0% | 0% | 0% | 0% | 0% | 0% | 0% | 0% | 0% | 0% | 0% | 0%
Baseline | 2034 | 0% | 0% | 0% | 0% | 0% | 0% | 0% | 0% | 0% | 0% | 0% | 0% | 0% | 0% | 0% | 0% | 0% | 0% | 0% | 0% | 0% | 0% | 0% | 0% | 0% | 0% | 0% | 0% | 0% | 0%
Baseline | 2035 | 0% | 0% | 0% | 0% | 0% | 0% | 0% | 0% | 0% | 0% | 0% | 0% | 0% | 0% | 0% | 0% | 0% | 0% | 0% | 0% | 0% | 0% | 0% | 0% | 0% | 0% | 0% | 0% | 0% | 0%
Reduced | 2009 | 0% | 0% | 0% | 0% | 0% | 0% | 0% | 0% | 0% | 0% | 0% | 0% | 0% | 0% | 0% | 0% | 0% | 0% | 0% | 0% | 0% | 0% | 0% | 0% | 0% | 0% | 0% | 0% | 0% | 0%
Reduced | 2010 | 0% | 0% | 0% | 0% | 0% | 0% | 0% | 0% | 0% | 0% | 0% | 0% | 0% | 0% | 0% | 0% | 0% | 0% | 0% | 0% | 0% | 0% | 0% | 0% | 0% | 0% | 0% | 0% | 0% | 0%
Reduced | 2011 | 0% | 0% | 0% | 0% | 0% | 0% | 0% | 0% | 0% | 0% | 0% | 0% | 0% | 0% | 0% | 0% | 0% | 0% | 0% | 0% | 0% | 0% | 0% | 0% | 0% | 0% | 0% | 0% | 0% | 0%
Reduced | 2012 | 0% | 0% | 0% | 0% | 0% | 0% | 0% | 0% | 0% | 0% | 0% | 0% | 0% | 0% | 0% | 0% | 0% | 0% | 0% | 0% | 0% | 0% | 0% | 0% | 0% | 0% | 0% | 0% | 0% | 0%
Reduced | 2013 | 0% | 0% | 0% | 0% | 0% | 0% | 0% | 0% | 0% | 0% | 0% | 0% | 0% | 0% | 0% | 0% | 0% | 0% | 0% | 0% | 0% | 0% | 0% | 0% | 0% | 0% | 0% | 0% | 0% | 0%
Reduced | 2014 | 0% | 0% | 0% | 0% | 0% | 0% | 0% | 0% | 0% | 0% | 0% | 0% | 0% | 0% | 0% | 0% | 0% | 0% | 0% | 0% | 0% | 0% | 0% | 0% | 0% | 0% | 0% | 0% | 0% | 0%
Reduced | 2015 | 0% | 0% | 0% | 0% | 0% | 0% | 0% | 0% | 0% | 0% | 0% | 0% | 0% | 0% | 0% | 0% | 0% | 0% | 0% | 0% | 0% | 0% | 0% | 0% | 0% | 0% | 0% | 0% | 0% | 0%
Reduced | 2016 | 0% | 0% | 0% | 0% | 0% | 0% | 0% | 0% | 0% | 0% | 0% | 0% | 0% | 0% | 0% | 0% | 0% | 0% | 0% | 0% | 0% | 0% | 0% | 0% | 0% | 0% | 0% | 0% | 0% | 0%
Reduced | 2017 | 0% | 0% | 0% | 0% | 0% | 0% | 0% | 0% | 0% | 0% | 0% | 0% | 0% | 0% | 0% | 0% | 0% | 0% | 0% | 0% | 0% | 0% | 0% | 0% | 0% | 0% | 0% | 0% | 0% | 0%
Reduced | 2018 | 0% | 0% | 0% | 0% | 0% | 0% | 0% | 0% | 0% | 0% | 0% | 0% | 0% | 0% | 0% | 0% | 0% | 0% | 0% | 0% | 0% | 0% | 0% | 0% | 0% | 0% | 0% | 0% | 0% | 0%
Reduced | 2019 | 0% | 0% | 0% | 0% | 0% | 0% | 0% | 0% | 0% | 0% | 0% | 0% | 0% | 0% | 0% | 0% | 0% | 0% | 0% | 0% | 0% | 0% | 0% | 0% | 0% | 0% | 0% | 0% | 0% | 0%
Reduced | 2020 | 0% | 0% | 0% | 0% | 0% | 0% | 0% | 0% | 0% | 0% | 0% | 0% | 0% | 0% | 0% | 0% | 0% | 0% | 0% | 0% | 0% | 0% | 0% | 0% | 0% | 0% | 0% | 0% | 0% | 0%
Reduced | 2021 | 0% | 0% | 0% | 0% | 0% | 0% | 0% | 0% | 0% | 0% | 0% | 0% | 0% | 0% | 0% | 0% | 0% | 0% | 0% | 0% | 0% | 0% | 0% | 0% | 0% | 0% | 0% | 0% | 0% | 0%
Reduced | 2022 | 0% | 0% | 0% | 0% | 0% | 0% | 0% | 0% | 0% | 0% | 0% | 0% | 0% | 0% | 0% | 0% | 0% | 0% | 0% | 0% | 0% | 0% | 0% | 0% | 0% | 0% | 0% | 0% | 0% | 0%
Reduced | 2023 | 0% | 0% | 0% | 0% | 0% | 0% | 0% | 0% | 0% | 0% | 0% | 0% | 0% | 0% | 0% | 0% | 0% | 0% | 0% | 0% | 0% | 0% | 0% | 0% | 0% | 0% | 0% | 0% | 0% | 0%
Reduced | 2024 | 0% | 0% | 0% | 0% | 0% | 0% | 0% | 0% | 0% | 0% | 0% | 0% | 0% | 0% | 0% | 0% | 0% | 0% | 0% | 0% | 0% | 0% | 0% | 0% | 0% | 0% | 0% | 0% | 0% | 0%
Reduced | 2025 | 0% | 0% | 0% | 0% | 0% | 0% | 0% | 0% | 0% | 0% | 0% | 0% | 0% | 0% | 0% | 0% | 0% | 0% | 0% | 0% | 0% | 0% | 0% | 0% | 0% | 0% | 0% | 0% | 0% | 0%
Reduced | 2026 | 0% | 0% | 0% | 0% | 0% | 0% | 0% | 0% | 0% | 0% | 0% | 0% | 0% | 0% | 0% | 0% | 0% | 0% | 0% | 0% | 0% | 0% | 0% | 0% | 0% | 0% | 0% | 0% | 0% | 0%
Reduced | 2027 | 0% | 0% | 0% | 0% | 0% | 0% | 0% | 0% | 0% | 0% | 0% | 0% | 0% | 0% | 0% | 0% | 0% | 0% | 0% | 0% | 0% | 0% | 0% | 0% | 0% | 0% | 0% | 0% | 0% | 0%
Reduced | 2028 | 0% | 0% | 0% | 0% | 0% | 0% | 0% | 0% | 0% | 0% | 0% | 0% | 0% | 0% | 0% | 0% | 0% | 0% | 0% | 0% | 0% | 0% | 0% | 0% | 0% | 0% | 0% | 0% | 0% | 0%
Reduced | 2029 | 0% | 0% | 0% | 0% | 0% | 0% | 0% | 0% | 0% | 0% | 0% | 0% | 0% | 0% | 0% | 0% | 0% | 0% | 0% | 0% | 0% | 0% | 0% | 0% | 0% | 0% | 0% | 0% | 0% | 0%
Reduced | 2030 | 0% | 0% | 0% | 0% | 0% | 0% | 0% | 0% | 0% | 0% | 0% | 0% | 0% | 0% | 0% | 0% | 0% | 0% | 0% | 0% | 0% | 0% | 0% | 0% | 0% | 0% | 0% | 0% | 0% | 0%
Reduced | 2031 | 0% | 0% | 0% | 0% | 0% | 0% | 0% | 0% | 0% | 0% | 0% | 0% | 0% | 0% | 0% | 0% | 0% | 0% | 0% | 0% | 0% | 0% | 0% | 0% | 0% | 0% | 0% | 0% | 0% | 0%
Reduced | 2032 | 0% | 0% | 0% | 0% | 0% | 0% | 0% | 0% | 0% | 0% | 0% | 0% | 0% | 0% | 0% | 0% | 0% | 0% | 0% | 0% | 0% | 0% | 0% | 0% | 0% | 0% | 0% | 0% | 0% | 0%
Reduced | 2033 | 0% | 0% | 0% | 0% | 0% | 0% | 0% | 0% | 0% | 0% | 0% | 0% | 0% | 0% | 0% | 0% | 0% | 0% | 0% | 0% | 0% | 0% | 0% | 0% | 0% | 0% | 0% | 0% | 0% | 0%
Reduced | 2034 | 0% | 0% | 0% | 0% | 0% | 0% | 0% | 0% | 0% | 0% | 0% | 0% | 0% | 0% | 0% | 0% | 0% | 0% | 0% | 0% | 0% | 0% | 0% | 0% | 0% | 0% | 0% | 0% | 0% | 0%
Reduced | 2035 | 0% | 0% | 0% | 0% | 0% | 0% | 0% | 0% | 0% | 0% | 0% | 0% | 0% | 0% | 0% | 0% | 0% | 0% | 0% | 0% | 0% | 0% | 0% | 0% | 0% | 0% | 0% | 0% | 0% | 0%

## Finance_Rates
Title: | Debt and Equity Rates for Project Financing
Units: | %/year
Description: | For residential systems, the equity rate is used as a consumer discount rate.
Source:
| All Sectors à |  | EV Combined
Debt or Equity â | Higher Education | Hospitals | K-12 | LG_Air Transportation | LG_Art_Museum | LG_Assisted Living | LG_Community services | LG_Correctional Facility | LG_Unique Education | LG_Government_Office | LG_Housing | LG_Library | LG_Other Transportation | LG_Police and Fire Department | LG_Recreational | LG_Water Supply & Waste Water | SA_Air Transportation | SA_Art_Museum | SA_Assisted Living | SA_Community services | SA_Correctional Facility | SA_Courthouse_Probation | SA_Unique Education | SA_Government_Office | SA_Housing | SA_Library | SA_Other Transportation | SA_Police and Fire Department | SA_Recreational | SA_Water Supply & Waste Water | EV Combined
Debt | 6% | 6% | 6% | 6% | 6% | 6% | 6% | 6% | 6% | 6% | 6% | 6% | 6% | 6% | 6% | 6% | 6% | 6% | 6% | 6% | 6% | 6% | 6% | 6% | 6% | 6% | 6% | 6% | 6% | 6% | 6%
Equity | 0% | 0% | 0% | 0% | 0% | 0% | 0% | 0% | 0% | 0% | 0% | 0% | 0% | 0% | 0% | 0% | 0% | 0% | 0% | 0% | 0% | 0% | 0% | 0% | 0% | 0% | 0% | 0% | 0% | 0% | 0%

## MACRS
Title: | MACRS Depreciation Schedules
Units: | fraction
Description: | The MACRS depreciation schedules applied to solar and storage equipment.
Source: | IRS
All Sectors à
Operating Year â | Higher Education | Hospitals | K-12 | LG_Air Transportation | LG_Art_Museum | LG_Assisted Living | LG_Community services | LG_Correctional Facility | LG_Unique Education | LG_Government_Office | LG_Housing | LG_Library | LG_Other Transportation | LG_Police and Fire Department | LG_Recreational | LG_Water Supply & Waste Water | SA_Air Transportation | SA_Art_Museum | SA_Assisted Living | SA_Community services | SA_Correctional Facility | SA_Courthouse_Probation | SA_Unique Education | SA_Government_Office | SA_Housing | SA_Library | SA_Other Transportation | SA_Police and Fire Department | SA_Recreational | SA_Water Supply & Waste Water | EV Combined
1 | 0.2 | 0.2 | 0.2 | 0.2 | 0.2 | 0.2 | 0.2 | 0.2 | 0.2 | 0.2 | 0.2 | 0.2 | 0.2 | 0.2 | 0.2 | 0.2 | 0.2 | 0.2 | 0.2 | 0.2 | 0.2 | 0.2 | 0.2 | 0.2 | 0.2 | 0.2 | 0.2 | 0.2 | 0.2 | 0.2 | 0.2
2 | 0.32 | 0.32 | 0.32 | 0.32 | 0.32 | 0.32 | 0.32 | 0.32 | 0.32 | 0.32 | 0.32 | 0.32 | 0.32 | 0.32 | 0.32 | 0.32 | 0.32 | 0.32 | 0.32 | 0.32 | 0.32 | 0.32 | 0.32 | 0.32 | 0.32 | 0.32 | 0.32 | 0.32 | 0.32 | 0.32 | 0.32
3 | 0.192 | 0.192 | 0.192 | 0.192 | 0.192 | 0.192 | 0.192 | 0.192 | 0.192 | 0.192 | 0.192 | 0.192 | 0.192 | 0.192 | 0.192 | 0.192 | 0.192 | 0.192 | 0.192 | 0.192 | 0.192 | 0.192 | 0.192 | 0.192 | 0.192 | 0.192 | 0.192 | 0.192 | 0.192 | 0.192 | 0.192
4 | 0.1152 | 0.1152 | 0.1152 | 0.1152 | 0.1152 | 0.1152 | 0.1152 | 0.1152 | 0.1152 | 0.1152 | 0.1152 | 0.1152 | 0.1152 | 0.1152 | 0.1152 | 0.1152 | 0.1152 | 0.1152 | 0.1152 | 0.1152 | 0.1152 | 0.1152 | 0.1152 | 0.1152 | 0.1152 | 0.1152 | 0.1152 | 0.1152 | 0.1152 | 0.1152 | 0.1152
5 | 0.1152 | 0.1152 | 0.1152 | 0.1152 | 0.1152 | 0.1152 | 0.1152 | 0.1152 | 0.1152 | 0.1152 | 0.1152 | 0.1152 | 0.1152 | 0.1152 | 0.1152 | 0.1152 | 0.1152 | 0.1152 | 0.1152 | 0.1152 | 0.1152 | 0.1152 | 0.1152 | 0.1152 | 0.1152 | 0.1152 | 0.1152 | 0.1152 | 0.1152 | 0.1152 | 0.1152
6 | 0.0576 | 0.0576 | 0.0576 | 0.0576 | 0.0576 | 0.0576 | 0.0576 | 0.0576 | 0.0576 | 0.0576 | 0.0576 | 0.0576 | 0.0576 | 0.0576 | 0.0576 | 0.0576 | 0.0576 | 0.0576 | 0.0576 | 0.0576 | 0.0576 | 0.0576 | 0.0576 | 0.0576 | 0.0576 | 0.0576 | 0.0576 | 0.0576 | 0.0576 | 0.0576 | 0.0576
7 | 0 | 0 | 0 | 0 | 0 | 0 | 0 | 0 | 0 | 0 | 0 | 0 | 0 | 0 | 0 | 0 | 0 | 0 | 0 | 0 | 0 | 0 | 0 | 0 | 0 | 0 | 0 | 0 | 0 | 0 | 0
8 | 0 | 0 | 0 | 0 | 0 | 0 | 0 | 0 | 0 | 0 | 0 | 0 | 0 | 0 | 0 | 0 | 0 | 0 | 0 | 0 | 0 | 0 | 0 | 0 | 0 | 0 | 0 | 0 | 0 | 0 | 0
9 | 0 | 0 | 0 | 0 | 0 | 0 | 0 | 0 | 0 | 0 | 0 | 0 | 0 | 0 | 0 | 0 | 0 | 0 | 0 | 0 | 0 | 0 | 0 | 0 | 0 | 0 | 0 | 0 | 0 | 0 | 0
10 | 0 | 0 | 0 | 0 | 0 | 0 | 0 | 0 | 0 | 0 | 0 | 0 | 0 | 0 | 0 | 0 | 0 | 0 | 0 | 0 | 0 | 0 | 0 | 0 | 0 | 0 | 0 | 0 | 0 | 0 | 0
11 | 0 | 0 | 0 | 0 | 0 | 0 | 0 | 0 | 0 | 0 | 0 | 0 | 0 | 0 | 0 | 0 | 0 | 0 | 0 | 0 | 0 | 0 | 0 | 0 | 0 | 0 | 0 | 0 | 0 | 0 | 0
12 | 0 | 0 | 0 | 0 | 0 | 0 | 0 | 0 | 0 | 0 | 0 | 0 | 0 | 0 | 0 | 0 | 0 | 0 | 0 | 0 | 0 | 0 | 0 | 0 | 0 | 0 | 0 | 0 | 0 | 0 | 0
13 | 0 | 0 | 0 | 0 | 0 | 0 | 0 | 0 | 0 | 0 | 0 | 0 | 0 | 0 | 0 | 0 | 0 | 0 | 0 | 0 | 0 | 0 | 0 | 0 | 0 | 0 | 0 | 0 | 0 | 0 | 0
14 | 0 | 0 | 0 | 0 | 0 | 0 | 0 | 0 | 0 | 0 | 0 | 0 | 0 | 0 | 0 | 0 | 0 | 0 | 0 | 0 | 0 | 0 | 0 | 0 | 0 | 0 | 0 | 0 | 0 | 0 | 0
15 | 0 | 0 | 0 | 0 | 0 | 0 | 0 | 0 | 0 | 0 | 0 | 0 | 0 | 0 | 0 | 0 | 0 | 0 | 0 | 0 | 0 | 0 | 0 | 0 | 0 | 0 | 0 | 0 | 0 | 0 | 0
16 | 0 | 0 | 0 | 0 | 0 | 0 | 0 | 0 | 0 | 0 | 0 | 0 | 0 | 0 | 0 | 0 | 0 | 0 | 0 | 0 | 0 | 0 | 0 | 0 | 0 | 0 | 0 | 0 | 0 | 0 | 0
17 | 0 | 0 | 0 | 0 | 0 | 0 | 0 | 0 | 0 | 0 | 0 | 0 | 0 | 0 | 0 | 0 | 0 | 0 | 0 | 0 | 0 | 0 | 0 | 0 | 0 | 0 | 0 | 0 | 0 | 0 | 0
18 | 0 | 0 | 0 | 0 | 0 | 0 | 0 | 0 | 0 | 0 | 0 | 0 | 0 | 0 | 0 | 0 | 0 | 0 | 0 | 0 | 0 | 0 | 0 | 0 | 0 | 0 | 0 | 0 | 0 | 0 | 0
19 | 0 | 0 | 0 | 0 | 0 | 0 | 0 | 0 | 0 | 0 | 0 | 0 | 0 | 0 | 0 | 0 | 0 | 0 | 0 | 0 | 0 | 0 | 0 | 0 | 0 | 0 | 0 | 0 | 0 | 0 | 0
20 | 0 | 0 | 0 | 0 | 0 | 0 | 0 | 0 | 0 | 0 | 0 | 0 | 0 | 0 | 0 | 0 | 0 | 0 | 0 | 0 | 0 | 0 | 0 | 0 | 0 | 0 | 0 | 0 | 0 | 0 | 0

## Tax_Rates
Title: | Corporate Tax Rates
Units: | fraction
Description: | State and federal corporate tax rates.
Source: | [State]: https://www.cdtfa.ca.gov/taxes-and-fees/sales-use-tax-rates-history.htm. https://files.taxfoundation.org/legacy/docs/State%20Corporate%20Income%20Tax%20Rates%2C%202000-2014.xlsx. https://taxfoundation.org/state-corporate-income-tax-rates-brackets-2017/. https://en.wikipedia.org/wiki/Corporate_tax_in_the_United_States. [Federal]: https://tradingeconomics.com/united-states/corporate-tax-rate.
Tax Entity à
Static PV Time â | State | Federal
2009 | 0.0884 | 0.35
2010 | 0.0884 | 0.35
2011 | 0.0884 | 0.35
2012 | 0.0884 | 0.35
2013 | 0.0884 | 0.35
2014 | 0.0884 | 0.35
2015 | 0.0884 | 0.35
2016 | 0.0884 | 0.35
2017 | 0.0884 | 0.35
2018 | 0.0884 | 0.21
2019 | 0.0884 | 0.21
2020 | 0.0884 | 0.21
2021 | 0.0884 | 0.21
2022 | 0.0884 | 0.21
2023 | 0.0884 | 0.21
2024 | 0.0884 | 0.21
2025 | 0.0884 | 0.21
2026 | 0.0884 | 0.21
2027 | 0.0884 | 0.21
2028 | 0.0884 | 0.21
2029 | 0.0884 | 0.21
2030 | 0.0884 | 0.21
2031 | 0.0884 | 0.21
2032 | 0.0884 | 0.21
2033 | 0.0884 | 0.21
2034 | 0.0884 | 0.21
2035 | 0.0884 | 0.21

## Bonus_Deprec
Title: | Bonus Depreciation Schedule
Units: | fraction
Description: | The bonus depreciation schedule for PV and storage systems.
Source: | IRS
Static PV Time â | Depreciation
2009 | 50%
2010 | 100%
2011 | 100%
2012 | 50%
2013 | 50%
2014 | 50%
2015 | 50%
2016 | 50%
2017 | 50%
2018 | 40%
2019 | 30%
2020 | 0%
2021 | 0%
2022 | 0%
2023 | 0%
2024 | 0%
2025 | 0%
2026 | 0%
2027 | 0%
2028 | 0%
2029 | 0%
2030 | 0%
2031 | 0%
2032 | 0%
2033 | 0%
2034 | 0%
2035 | 0%

## Load_Profiles
Title: | Load Profiles (hourly)
Units: | kWh for each of 8784 (or 8760) hours per year
Description: | Load profiles for each sector. These values will later be normalized, so these inputs can either be normalized or non-normalized. Only the shape matters. Either 8784 or 8760 data can be input here, as long as it aligns with the specified start date of the profile.
Source: | DOE prototype building load shape: "Facility 8760 Load Shapes.xlsx" posted on Sharepoint. Original reference: https://data.openei.org/s3_viewer?bucket=oedi-data-lake&limit=100&prefix=nrel-pds-building-stock%2Fend-use-load-profiles-for-us-building-stock%2F2021
Note: | It is important to specify a start date/year correctly such that the day of the week for the starting point of hour 1 is correct. This format enables use of actual load profile data from a given year. If data are modeled, simply choose any start date that aligns the first day of the week with the output of the modeled data.
All Sectors à
Loadshape Rows (hour of year) â | Higher Education | Hospitals | K-12 | LG_Air Transportation | LG_Art_Museum | LG_Assisted Living | LG_Community services | LG_Correctional Facility | LG_Government_Office | LG_Housing | LG_Library | LG_Other Transportation | LG_Police and Fire Department | LG_Recreational | LG_Water Supply & Waste Water | SA_Air Transportation | SA_Art_Museum | SA_Assisted Living | SA_Community services | SA_Correctional Facility | SA_Courthouse_Probation | SA_Government_Office | SA_Housing | SA_Library | SA_Other Transportation | SA_Police and Fire Department | SA_Recreational | SA_Water Supply & Waste Water | LG_Unique Education | SA_Unique Education
Start Date (eg, 1/1/2019) | 2018-01-01 | 2018-01-01 | 2018-01-01 | 2018-01-01 | 2018-01-01 | 2018-01-01 | 2018-01-01 | 2018-01-01 | 2018-01-01 | 2018-01-01 | 2018-01-01 | 2018-01-01 | 2018-01-01 | 2018-01-01 | 2018-01-01 | 2018-01-01 | 2018-01-01 | 2018-01-01 | 2018-01-01 | 2018-01-01 | 2018-01-01 | 2018-01-01 | 2018-01-01 | 2018-01-01 | 2018-01-01 | 2018-01-01 | 2018-01-01 | 2018-01-01 | 2018-01-01 | 2018-01-01
1 | 0.008301% | 0.007905% | 0.007407% | 0.007019% | 0.009337% | 0.01285% | 0.009993% | 0.009567% | 0.009447% | 0.009567% | 0.009337% | 0.007019% | 0.009337% | 0.006016% | 0.009017% | 0.007019% | 0.009337% | 0.01285% | 0.009993% | 0.009567% | 0.009447% | 0.009447% | 0.009567% | 0.009337% | 0.007019% | 0.009337% | 0.006016% | 0.009017% | 0.008301% | 0.008301%
2 | 0.008448% | 0.007913% | 0.007521% | 0.006529% | 0.009308% | 0.01298% | 0.00994% | 0.008388% | 0.009468% | 0.008388% | 0.009308% | 0.006529% | 0.009308% | 0.00597% | 0.008839% | 0.006529% | 0.009308% | 0.01298% | 0.00994% | 0.008388% | 0.009468% | 0.009468% | 0.008388% | 0.009308% | 0.006529% | 0.009308% | 0.00597% | 0.008839% | 0.008448% | 0.008448%
3 | 0.008476% | 0.007823% | 0.007536% | 0.006484% | 0.009332% | 0.01299% | 0.01003% | 0.007396% | 0.009579% | 0.007396% | 0.009332% | 0.006484% | 0.009332% | 0.006096% | 0.008986% | 0.006484% | 0.009332% | 0.01299% | 0.01003% | 0.007396% | 0.009579% | 0.009579% | 0.007396% | 0.009332% | 0.006484% | 0.009332% | 0.006096% | 0.008986% | 0.008476% | 0.008476%
4 | 0.008898% | 0.007874% | 0.007641% | 0.006518% | 0.009523% | 0.01302% | 0.01018% | 0.006657% | 0.009868% | 0.006657% | 0.009523% | 0.006518% | 0.009523% | 0.006516% | 0.009324% | 0.006518% | 0.009523% | 0.01302% | 0.01018% | 0.006657% | 0.009868% | 0.009868% | 0.006657% | 0.009523% | 0.006518% | 0.009523% | 0.006516% | 0.009324% | 0.008898% | 0.008898%
5 | 0.009944% | 0.00786% | 0.007806% | 0.006724% | 0.0101% | 0.01309% | 0.01067% | 0.006622% | 0.01038% | 0.006622% | 0.0101% | 0.006724% | 0.0101% | 0.00705% | 0.01012% | 0.006724% | 0.0101% | 0.01309% | 0.01067% | 0.006622% | 0.01038% | 0.01038% | 0.006622% | 0.0101% | 0.006724% | 0.0101% | 0.00705% | 0.01012% | 0.009944% | 0.009944%
6 | 0.01208% | 0.007868% | 0.008288% | 0.00795% | 0.0112% | 0.01312% | 0.0116% | 0.00771% | 0.01148% | 0.00771% | 0.0112% | 0.00795% | 0.0112% | 0.007929% | 0.01164% | 0.00795% | 0.0112% | 0.01312% | 0.0116% | 0.00771% | 0.01148% | 0.01148% | 0.00771% | 0.0112% | 0.00795% | 0.0112% | 0.007929% | 0.01164% | 0.01208% | 0.01208%
7 | 0.01877% | 0.008335% | 0.01535% | 0.008798% | 0.01267% | 0.01327% | 0.01308% | 0.009567% | 0.01256% | 0.009567% | 0.01267% | 0.008798% | 0.01267% | 0.009619% | 0.01408% | 0.008798% | 0.01267% | 0.01327% | 0.01308% | 0.009567% | 0.01256% | 0.01256% | 0.009567% | 0.01267% | 0.008798% | 0.01267% | 0.009619% | 0.01408% | 0.01877% | 0.01877%
8 | 0.01878% | 0.009412% | 0.01706% | 0.009807% | 0.01366% | 0.0128% | 0.01355% | 0.01197% | 0.01342% | 0.01197% | 0.01366% | 0.009807% | 0.01366% | 0.01116% | 0.0153% | 0.009807% | 0.01366% | 0.0128% | 0.01355% | 0.01197% | 0.01342% | 0.01342% | 0.01197% | 0.01366% | 0.009807% | 0.01366% | 0.01116% | 0.0153% | 0.01878% | 0.01878%
9 | 0.01974% | 0.01211% | 0.01828% | 0.01162% | 0.01447% | 0.01208% | 0.01406% | 0.01411% | 0.01412% | 0.01411% | 0.01447% | 0.01162% | 0.01447% | 0.01341% | 0.01645% | 0.01162% | 0.01447% | 0.01208% | 0.01406% | 0.01411% | 0.01412% | 0.01412% | 0.01411% | 0.01447% | 0.01162% | 0.01447% | 0.01341% | 0.01645% | 0.01974% | 0.01974%
10 | 0.02069% | 0.01514% | 0.01878% | 0.01299% | 0.01541% | 0.01178% | 0.01522% | 0.01439% | 0.01469% | 0.01439% | 0.01541% | 0.01299% | 0.01541% | 0.01458% | 0.01811% | 0.01299% | 0.01541% | 0.01178% | 0.01522% | 0.01439% | 0.01469% | 0.01469% | 0.01439% | 0.01541% | 0.01299% | 0.01541% | 0.01458% | 0.01811% | 0.02069% | 0.02069%
11 | 0.02102% | 0.01749% | 0.01938% | 0.01384% | 0.01584% | 0.01151% | 0.01607% | 0.01471% | 0.01487% | 0.01471% | 0.01584% | 0.01384% | 0.01584% | 0.01496% | 0.01937% | 0.01384% | 0.01584% | 0.01151% | 0.01607% | 0.01471% | 0.01487% | 0.01487% | 0.01471% | 0.01584% | 0.01384% | 0.01584% | 0.01496% | 0.01937% | 0.02102% | 0.02102%
12 | 0.02075% | 0.01817% | 0.01937% | 0.01426% | 0.01556% | 0.01104% | 0.01635% | 0.01434% | 0.01451% | 0.01434% | 0.01556% | 0.01426% | 0.01556% | 0.01508% | 0.02014% | 0.01426% | 0.01556% | 0.01104% | 0.01635% | 0.01434% | 0.01451% | 0.01451% | 0.01434% | 0.01556% | 0.01426% | 0.01556% | 0.01508% | 0.02014% | 0.02075% | 0.02075%
13 | 0.01978% | 0.01782% | 0.01941% | 0.01452% | 0.01487% | 0.01009% | 0.01611% | 0.01334% | 0.01403% | 0.01334% | 0.01487% | 0.01452% | 0.01487% | 0.0151% | 0.02037% | 0.01452% | 0.01487% | 0.01009% | 0.01611% | 0.01334% | 0.01403% | 0.01403% | 0.01334% | 0.01487% | 0.01452% | 0.01487% | 0.0151% | 0.02037% | 0.01978% | 0.01978%
14 | 0.01811% | 0.0171% | 0.0193% | 0.01464% | 0.01382% | 0.00892% | 0.01553% | 0.0124% | 0.01338% | 0.0124% | 0.01382% | 0.01464% | 0.01382% | 0.01513% | 0.02025% | 0.01464% | 0.01382% | 0.00892% | 0.01553% | 0.0124% | 0.01338% | 0.01338% | 0.0124% | 0.01382% | 0.01464% | 0.01382% | 0.01513% | 0.02025% | 0.01811% | 0.01811%
15 | 0.0159% | 0.0145% | 0.01824% | 0.01465% | 0.01259% | 0.008047% | 0.01457% | 0.01186% | 0.01236% | 0.01186% | 0.01259% | 0.01465% | 0.01259% | 0.01505% | 0.01985% | 0.01465% | 0.01259% | 0.008047% | 0.01457% | 0.01186% | 0.01236% | 0.01236% | 0.01186% | 0.01259% | 0.01465% | 0.01259% | 0.01505% | 0.01985% | 0.0159% | 0.0159%
16 | 0.01401% | 0.01202% | 0.01778% | 0.01458% | 0.01163% | 0.007728% | 0.01335% | 0.01218% | 0.01155% | 0.01218% | 0.01163% | 0.01458% | 0.01163% | 0.01475% | 0.0188% | 0.01458% | 0.01163% | 0.007728% | 0.01335% | 0.01218% | 0.01155% | 0.01155% | 0.01218% | 0.01163% | 0.01458% | 0.01163% | 0.01475% | 0.0188% | 0.01401% | 0.01401%
17 | 0.01355% | 0.01076% | 0.01741% | 0.01513% | 0.01156% | 0.008924% | 0.0134% | 0.01073% | 0.01127% | 0.01073% | 0.01156% | 0.01513% | 0.01156% | 0.01517% | 0.0183% | 0.01513% | 0.01156% | 0.008924% | 0.0134% | 0.01073% | 0.01127% | 0.01127% | 0.01073% | 0.01156% | 0.01513% | 0.01156% | 0.01517% | 0.0183% | 0.01355% | 0.01355%
18 | 0.01317% | 0.009113% | 0.01794% | 0.01544% | 0.01147% | 0.01014% | 0.01348% | 0.01074% | 0.01113% | 0.01074% | 0.01147% | 0.01544% | 0.01147% | 0.0153% | 0.01697% | 0.01544% | 0.01147% | 0.01014% | 0.01348% | 0.01074% | 0.01113% | 0.01113% | 0.01074% | 0.01147% | 0.01544% | 0.01147% | 0.0153% | 0.01697% | 0.01317% | 0.01317%
19 | 0.0122% | 0.008454% | 0.01777% | 0.01498% | 0.01083% | 0.01125% | 0.01296% | 0.01071% | 0.01064% | 0.01071% | 0.01083% | 0.01498% | 0.01083% | 0.0147% | 0.01439% | 0.01498% | 0.01083% | 0.01125% | 0.01296% | 0.01071% | 0.01064% | 0.01064% | 0.01071% | 0.01083% | 0.01498% | 0.01083% | 0.0147% | 0.01439% | 0.0122% | 0.0122%
20 | 0.01153% | 0.008162% | 0.01541% | 0.01422% | 0.01014% | 0.01228% | 0.01251% | 0.01074% | 0.01011% | 0.01074% | 0.01014% | 0.01422% | 0.01014% | 0.01403% | 0.01251% | 0.01422% | 0.01014% | 0.01228% | 0.01251% | 0.01074% | 0.01011% | 0.01011% | 0.01074% | 0.01014% | 0.01422% | 0.01014% | 0.01403% | 0.01251% | 0.01153% | 0.01153%
21 | 0.0112% | 0.008009% | 0.0118% | 0.01327% | 0.009645% | 0.01268% | 0.01182% | 0.0109% | 0.009659% | 0.0109% | 0.009645% | 0.01327% | 0.009645% | 0.0132% | 0.01128% | 0.01327% | 0.009645% | 0.01268% | 0.01182% | 0.0109% | 0.009659% | 0.009659% | 0.0109% | 0.009645% | 0.01327% | 0.009645% | 0.0132% | 0.01128% | 0.0112% | 0.0112%
22 | 0.008012% | 0.007929% | 0.007769% | 0.01171% | 0.009366% | 0.01288% | 0.0112% | 0.01119% | 0.009459% | 0.01119% | 0.009366% | 0.01171% | 0.009366% | 0.01144% | 0.01054% | 0.01171% | 0.009366% | 0.01288% | 0.0112% | 0.01119% | 0.009459% | 0.009459% | 0.01119% | 0.009366% | 0.01171% | 0.009366% | 0.01144% | 0.01054% | 0.008012% | 0.008012%
23 | 0.008168% | 0.007961% | 0.007391% | 0.009494% | 0.009366% | 0.01293% | 0.01065% | 0.01145% | 0.009442% | 0.01145% | 0.009366% | 0.009494% | 0.009366% | 0.008425% | 0.01004% | 0.009494% | 0.009366% | 0.01293% | 0.01065% | 0.01145% | 0.009442% | 0.009442% | 0.01145% | 0.009366% | 0.009494% | 0.009366% | 0.008425% | 0.01004% | 0.008168% | 0.008168%
24 | 0.008361% | 0.007968% | 0.007664% | 0.008028% | 0.00941% | 0.01288% | 0.01041% | 0.01133% | 0.009424% | 0.01133% | 0.00941% | 0.008028% | 0.00941% | 0.006553% | 0.009757% | 0.008028% | 0.00941% | 0.01288% | 0.01041% | 0.01133% | 0.009424% | 0.009424% | 0.01133% | 0.00941% | 0.008028% | 0.00941% | 0.006553% | 0.009757% | 0.008361% | 0.008361%
25 | 0.008505% | 0.007905% | 0.00756% | 0.007136% | 0.009393% | 0.01285% | 0.01019% | 0.00971% | 0.009475% | 0.00971% | 0.009393% | 0.007136% | 0.009393% | 0.006092% | 0.009216% | 0.007136% | 0.009393% | 0.01285% | 0.01019% | 0.00971% | 0.009475% | 0.009475% | 0.00971% | 0.009393% | 0.007136% | 0.009393% | 0.006092% | 0.009216% | 0.008505% | 0.008505%
26 | 0.008746% | 0.007866% | 0.00773% | 0.006617% | 0.009375% | 0.01291% | 0.01015% | 0.00839% | 0.009488% | 0.00839% | 0.009375% | 0.006617% | 0.009375% | 0.006079% | 0.009138% | 0.006617% | 0.009375% | 0.01291% | 0.01015% | 0.00839% | 0.009488% | 0.009488% | 0.00839% | 0.009375% | 0.006617% | 0.009375% | 0.006079% | 0.009138% | 0.008746% | 0.008746%
27 | 0.008835% | 0.007849% | 0.00771% | 0.006527% | 0.009468% | 0.01301% | 0.01025% | 0.007409% | 0.009692% | 0.007409% | 0.009468% | 0.006527% | 0.009468% | 0.006203% | 0.009315% | 0.006527% | 0.009468% | 0.01301% | 0.01025% | 0.007409% | 0.009692% | 0.009692% | 0.007409% | 0.009468% | 0.006527% | 0.009468% | 0.006203% | 0.009315% | 0.008835% | 0.008835%
28 | 0.009225% | 0.007804% | 0.007716% | 0.006573% | 0.009644% | 0.01312% | 0.01035% | 0.006816% | 0.01009% | 0.006816% | 0.009644% | 0.006573% | 0.009644% | 0.006586% | 0.009675% | 0.006573% | 0.009644% | 0.01312% | 0.01035% | 0.006816% | 0.01009% | 0.01009% | 0.006816% | 0.009644% | 0.006573% | 0.009644% | 0.006586% | 0.009675% | 0.009225% | 0.009225%
29 | 0.01028% | 0.007801% | 0.007823% | 0.006805% | 0.01018% | 0.01319% | 0.0108% | 0.006783% | 0.01054% | 0.006783% | 0.01018% | 0.006805% | 0.01018% | 0.007135% | 0.01041% | 0.006805% | 0.01018% | 0.01319% | 0.0108% | 0.006783% | 0.01054% | 0.01054% | 0.006783% | 0.01018% | 0.006805% | 0.01018% | 0.007135% | 0.01041% | 0.01028% | 0.01028%
30 | 0.01253% | 0.008313% | 0.008114% | 0.007983% | 0.01128% | 0.01321% | 0.01178% | 0.007928% | 0.01158% | 0.007928% | 0.01128% | 0.007983% | 0.01128% | 0.008041% | 0.012% | 0.007983% | 0.01128% | 0.01321% | 0.01178% | 0.007928% | 0.01158% | 0.01158% | 0.007928% | 0.01128% | 0.007983% | 0.01128% | 0.008041% | 0.012% | 0.01253% | 0.01253%
31 | 0.01972% | 0.00848% | 0.01538% | 0.00896% | 0.01299% | 0.01338% | 0.01342% | 0.009988% | 0.01292% | 0.009988% | 0.01299% | 0.00896% | 0.01299% | 0.009814% | 0.01463% | 0.00896% | 0.01299% | 0.01338% | 0.01342% | 0.009988% | 0.01292% | 0.01292% | 0.009988% | 0.01299% | 0.00896% | 0.01299% | 0.009814% | 0.01463% | 0.01972% | 0.01972%
32 | 0.01951% | 0.009537% | 0.01726% | 0.01001% | 0.014% | 0.01291% | 0.01386% | 0.01242% | 0.0137% | 0.01242% | 0.014% | 0.01001% | 0.014% | 0.01138% | 0.01592% | 0.01001% | 0.014% | 0.01291% | 0.01386% | 0.01242% | 0.0137% | 0.0137% | 0.01242% | 0.014% | 0.01001% | 0.014% | 0.01138% | 0.01592% | 0.01951% | 0.01951%
33 | 0.02024% | 0.01244% | 0.01857% | 0.01177% | 0.01477% | 0.01226% | 0.01429% | 0.01444% | 0.01425% | 0.01444% | 0.01477% | 0.01177% | 0.01477% | 0.0136% | 0.01692% | 0.01177% | 0.01477% | 0.01226% | 0.01429% | 0.01444% | 0.01425% | 0.01425% | 0.01444% | 0.01477% | 0.01177% | 0.01477% | 0.0136% | 0.01692% | 0.02024% | 0.02024%
34 | 0.02103% | 0.01525% | 0.01903% | 0.01313% | 0.01563% | 0.01183% | 0.01533% | 0.01463% | 0.01476% | 0.01463% | 0.01563% | 0.01313% | 0.01563% | 0.01469% | 0.01838% | 0.01313% | 0.01563% | 0.01183% | 0.01533% | 0.01463% | 0.01476% | 0.01476% | 0.01463% | 0.01563% | 0.01313% | 0.01563% | 0.01469% | 0.01838% | 0.02103% | 0.02103%
35 | 0.0213% | 0.01754% | 0.01955% | 0.01388% | 0.01596% | 0.01147% | 0.01616% | 0.01469% | 0.01484% | 0.01469% | 0.01596% | 0.01388% | 0.01596% | 0.01502% | 0.01945% | 0.01388% | 0.01596% | 0.01147% | 0.01616% | 0.01469% | 0.01484% | 0.01484% | 0.01469% | 0.01596% | 0.01388% | 0.01596% | 0.01502% | 0.01945% | 0.0213% | 0.0213%
36 | 0.021% | 0.01829% | 0.01954% | 0.01433% | 0.01569% | 0.01098% | 0.01643% | 0.01433% | 0.01451% | 0.01433% | 0.01569% | 0.01433% | 0.01569% | 0.01514% | 0.02016% | 0.01433% | 0.01569% | 0.01098% | 0.01643% | 0.01433% | 0.01451% | 0.01451% | 0.01433% | 0.01569% | 0.01433% | 0.01569% | 0.01514% | 0.02016% | 0.021% | 0.021%
37 | 0.02013% | 0.01793% | 0.01963% | 0.01462% | 0.01502% | 0.01012% | 0.01619% | 0.0135% | 0.01408% | 0.0135% | 0.01502% | 0.01462% | 0.01502% | 0.01518% | 0.0204% | 0.01462% | 0.01502% | 0.01012% | 0.01619% | 0.0135% | 0.01408% | 0.01408% | 0.0135% | 0.01502% | 0.01462% | 0.01502% | 0.01518% | 0.0204% | 0.02013% | 0.02013%
38 | 0.01852% | 0.01717% | 0.01954% | 0.01477% | 0.014% | 0.009054% | 0.01564% | 0.01261% | 0.0134% | 0.01261% | 0.014% | 0.01477% | 0.014% | 0.01523% | 0.02029% | 0.01477% | 0.014% | 0.009054% | 0.01564% | 0.01261% | 0.0134% | 0.0134% | 0.01261% | 0.014% | 0.01477% | 0.014% | 0.01523% | 0.02029% | 0.01852% | 0.01852%
39 | 0.01621% | 0.01459% | 0.01846% | 0.01477% | 0.01277% | 0.008318% | 0.01471% | 0.01212% | 0.01235% | 0.01212% | 0.01277% | 0.01477% | 0.01277% | 0.01515% | 0.0199% | 0.01477% | 0.01277% | 0.008318% | 0.01471% | 0.01212% | 0.01235% | 0.01235% | 0.01212% | 0.01277% | 0.01477% | 0.01277% | 0.01515% | 0.0199% | 0.01621% | 0.01621%
40 | 0.01432% | 0.01208% | 0.01797% | 0.01467% | 0.01177% | 0.008028% | 0.01346% | 0.01243% | 0.01153% | 0.01243% | 0.01177% | 0.01467% | 0.01177% | 0.01487% | 0.01887% | 0.01467% | 0.01177% | 0.008028% | 0.01346% | 0.01243% | 0.01153% | 0.01153% | 0.01243% | 0.01177% | 0.01467% | 0.01177% | 0.01487% | 0.01887% | 0.01432% | 0.01432%
41 | 0.01373% | 0.01078% | 0.01745% | 0.01511% | 0.01164% | 0.009021% | 0.01333% | 0.01081% | 0.01126% | 0.01081% | 0.01164% | 0.01511% | 0.01164% | 0.01518% | 0.01825% | 0.01511% | 0.01164% | 0.009021% | 0.01333% | 0.01081% | 0.01126% | 0.01126% | 0.01081% | 0.01164% | 0.01511% | 0.01164% | 0.01518% | 0.01825% | 0.01373% | 0.01373%
42 | 0.01337% | 0.00915% | 0.01798% | 0.01544% | 0.01151% | 0.01016% | 0.01345% | 0.01078% | 0.01112% | 0.01078% | 0.01151% | 0.01544% | 0.01151% | 0.01531% | 0.017% | 0.01544% | 0.01151% | 0.01016% | 0.01345% | 0.01078% | 0.01112% | 0.01112% | 0.01078% | 0.01151% | 0.01544% | 0.01151% | 0.01531% | 0.017% | 0.01337% | 0.01337%
43 | 0.01244% | 0.008515% | 0.01782% | 0.01493% | 0.01083% | 0.0112% | 0.0129% | 0.01067% | 0.0106% | 0.01067% | 0.01083% | 0.01493% | 0.01083% | 0.01468% | 0.01438% | 0.01493% | 0.01083% | 0.0112% | 0.0129% | 0.01067% | 0.0106% | 0.0106% | 0.01067% | 0.01083% | 0.01493% | 0.01083% | 0.01468% | 0.01438% | 0.01244% | 0.01244%
44 | 0.01176% | 0.008197% | 0.01551% | 0.01418% | 0.01012% | 0.0122% | 0.0124% | 0.01065% | 0.01002% | 0.01065% | 0.01012% | 0.01418% | 0.01012% | 0.014% | 0.01251% | 0.01418% | 0.01012% | 0.0122% | 0.0124% | 0.01065% | 0.01002% | 0.01002% | 0.01065% | 0.01012% | 0.01418% | 0.01012% | 0.014% | 0.01251% | 0.01176% | 0.01176%
45 | 0.01147% | 0.008048% | 0.01197% | 0.01323% | 0.009632% | 0.01259% | 0.01172% | 0.0107% | 0.009495% | 0.0107% | 0.009632% | 0.01323% | 0.009632% | 0.01316% | 0.01128% | 0.01323% | 0.009632% | 0.01259% | 0.01172% | 0.0107% | 0.009495% | 0.009495% | 0.0107% | 0.009632% | 0.01323% | 0.009632% | 0.01316% | 0.01128% | 0.01147% | 0.01147%
46 | 0.007999% | 0.00799% | 0.007841% | 0.01168% | 0.009436% | 0.01281% | 0.01115% | 0.01102% | 0.009343% | 0.01102% | 0.009436% | 0.01168% | 0.009436% | 0.01144% | 0.01065% | 0.01168% | 0.009436% | 0.01281% | 0.01115% | 0.01102% | 0.009343% | 0.009343% | 0.01102% | 0.009436% | 0.01168% | 0.009436% | 0.01144% | 0.01065% | 0.007999% | 0.007999%
47 | 0.008073% | 0.007954% | 0.007423% | 0.00943% | 0.009392% | 0.0129% | 0.01056% | 0.01118% | 0.00928% | 0.01118% | 0.009392% | 0.00943% | 0.009392% | 0.008409% | 0.01005% | 0.00943% | 0.009392% | 0.0129% | 0.01056% | 0.01118% | 0.00928% | 0.00928% | 0.01118% | 0.009392% | 0.00943% | 0.009392% | 0.008409% | 0.01005% | 0.008073% | 0.008073%
48 | 0.008171% | 0.007922% | 0.007542% | 0.007945% | 0.009332% | 0.01289% | 0.01028% | 0.01109% | 0.009225% | 0.01109% | 0.009332% | 0.007945% | 0.009332% | 0.006475% | 0.009577% | 0.007945% | 0.009332% | 0.01289% | 0.01028% | 0.01109% | 0.009225% | 0.009225% | 0.01109% | 0.009332% | 0.007945% | 0.009332% | 0.006475% | 0.009577% | 0.008171% | 0.008171%
49 | 0.008267% | 0.007883% | 0.007633% | 0.007072% | 0.00928% | 0.01292% | 0.0101% | 0.009391% | 0.009062% | 0.009391% | 0.00928% | 0.007072% | 0.00928% | 0.006103% | 0.009047% | 0.007072% | 0.00928% | 0.01292% | 0.0101% | 0.009391% | 0.009062% | 0.009062% | 0.009391% | 0.00928% | 0.007072% | 0.00928% | 0.006103% | 0.009047% | 0.008267% | 0.008267%
50 | 0.008374% | 0.007891% | 0.007834% | 0.006549% | 0.009295% | 0.01297% | 0.01004% | 0.008087% | 0.009119% | 0.008087% | 0.009295% | 0.006549% | 0.009295% | 0.006087% | 0.008949% | 0.006549% | 0.009295% | 0.01297% | 0.01004% | 0.008087% | 0.009119% | 0.009119% | 0.008087% | 0.009295% | 0.006549% | 0.009295% | 0.006087% | 0.008949% | 0.008374% | 0.008374%
51 | 0.008459% | 0.00786% | 0.00781% | 0.006441% | 0.009325% | 0.01297% | 0.01013% | 0.007136% | 0.009325% | 0.007136% | 0.009325% | 0.006441% | 0.009325% | 0.006185% | 0.009045% | 0.006441% | 0.009325% | 0.01297% | 0.01013% | 0.007136% | 0.009325% | 0.009325% | 0.007136% | 0.009325% | 0.006441% | 0.009325% | 0.006185% | 0.009045% | 0.008459% | 0.008459%
52 | 0.008763% | 0.007862% | 0.007814% | 0.006483% | 0.009465% | 0.013% | 0.01027% | 0.006471% | 0.009692% | 0.006471% | 0.009465% | 0.006483% | 0.009465% | 0.006584% | 0.009389% | 0.006483% | 0.009465% | 0.013% | 0.01027% | 0.006471% | 0.009692% | 0.009692% | 0.006471% | 0.009465% | 0.006483% | 0.009465% | 0.006584% | 0.009389% | 0.008763% | 0.008763%
53 | 0.009776% | 0.007868% | 0.007902% | 0.00671% | 0.01001% | 0.01305% | 0.01071% | 0.006452% | 0.01022% | 0.006452% | 0.01001% | 0.00671% | 0.01001% | 0.007101% | 0.01015% | 0.00671% | 0.01001% | 0.01305% | 0.01071% | 0.006452% | 0.01022% | 0.01022% | 0.006452% | 0.01001% | 0.00671% | 0.01001% | 0.007101% | 0.01015% | 0.009776% | 0.009776%
54 | 0.0119% | 0.008046% | 0.008034% | 0.007793% | 0.01104% | 0.01308% | 0.01157% | 0.007415% | 0.01081% | 0.007415% | 0.01104% | 0.007793% | 0.01104% | 0.007931% | 0.01152% | 0.007793% | 0.01104% | 0.01308% | 0.01157% | 0.007415% | 0.01081% | 0.01081% | 0.007415% | 0.01104% | 0.007793% | 0.01104% | 0.007931% | 0.01152% | 0.0119% | 0.0119%
55 | 0.01831% | 0.008427% | 0.01522% | 0.008644% | 0.01258% | 0.01319% | 0.01308% | 0.009256% | 0.01244% | 0.009256% | 0.01258% | 0.008644% | 0.01258% | 0.009498% | 0.01391% | 0.008644% | 0.01258% | 0.01319% | 0.01308% | 0.009256% | 0.01244% | 0.01244% | 0.009256% | 0.01258% | 0.008644% | 0.01258% | 0.009498% | 0.01391% | 0.01831% | 0.01831%
56 | 0.01831% | 0.009482% | 0.01713% | 0.009581% | 0.01357% | 0.0127% | 0.01352% | 0.01157% | 0.01324% | 0.01157% | 0.01357% | 0.009581% | 0.01357% | 0.01098% | 0.01515% | 0.009581% | 0.01357% | 0.0127% | 0.01352% | 0.01157% | 0.01324% | 0.01324% | 0.01157% | 0.01357% | 0.009581% | 0.01357% | 0.01098% | 0.01515% | 0.01831% | 0.01831%
57 | 0.01929% | 0.01234% | 0.01837% | 0.01138% | 0.0145% | 0.01208% | 0.01406% | 0.0138% | 0.01403% | 0.0138% | 0.0145% | 0.01138% | 0.0145% | 0.01324% | 0.01643% | 0.01138% | 0.0145% | 0.01208% | 0.01406% | 0.0138% | 0.01403% | 0.01403% | 0.0138% | 0.0145% | 0.01138% | 0.0145% | 0.01324% | 0.01643% | 0.01929% | 0.01929%
58 | 0.02034% | 0.01533% | 0.0189% | 0.01289% | 0.01554% | 0.01176% | 0.01525% | 0.01421% | 0.01477% | 0.01421% | 0.01554% | 0.01289% | 0.01554% | 0.01454% | 0.01827% | 0.01289% | 0.01554% | 0.01176% | 0.01525% | 0.01421% | 0.01477% | 0.01477% | 0.01421% | 0.01554% | 0.01289% | 0.01554% | 0.01454% | 0.01827% | 0.02034% | 0.02034%
59 | 0.02081% | 0.01772% | 0.0195% | 0.01373% | 0.01592% | 0.01142% | 0.01609% | 0.01443% | 0.01485% | 0.01443% | 0.01592% | 0.01373% | 0.01592% | 0.01495% | 0.01952% | 0.01373% | 0.01592% | 0.01142% | 0.01609% | 0.01443% | 0.01485% | 0.01485% | 0.01443% | 0.01592% | 0.01373% | 0.01592% | 0.01495% | 0.01952% | 0.02081% | 0.02081%
60 | 0.02072% | 0.01846% | 0.01954% | 0.01422% | 0.01563% | 0.01089% | 0.01638% | 0.0142% | 0.01451% | 0.0142% | 0.01563% | 0.01422% | 0.01563% | 0.01508% | 0.02029% | 0.01422% | 0.01563% | 0.01089% | 0.01638% | 0.0142% | 0.01451% | 0.01451% | 0.0142% | 0.01563% | 0.01422% | 0.01563% | 0.01508% | 0.02029% | 0.02072% | 0.02072%
61 | 0.01991% | 0.01807% | 0.01968% | 0.01454% | 0.01495% | 0.01002% | 0.01618% | 0.01337% | 0.01401% | 0.01337% | 0.01495% | 0.01454% | 0.01495% | 0.01514% | 0.02056% | 0.01454% | 0.01495% | 0.01002% | 0.01618% | 0.01337% | 0.01401% | 0.01401% | 0.01337% | 0.01495% | 0.01454% | 0.01495% | 0.01514% | 0.02056% | 0.01991% | 0.01991%
62 | 0.01827% | 0.01731% | 0.01957% | 0.01468% | 0.01389% | 0.008889% | 0.01563% | 0.01243% | 0.01327% | 0.01243% | 0.01389% | 0.01468% | 0.01389% | 0.01518% | 0.02044% | 0.01468% | 0.01389% | 0.008889% | 0.01563% | 0.01243% | 0.01327% | 0.01327% | 0.01243% | 0.01389% | 0.01468% | 0.01389% | 0.01518% | 0.02044% | 0.01827% | 0.01827%
63 | 0.01606% | 0.01469% | 0.01848% | 0.0147% | 0.01267% | 0.008059% | 0.01469% | 0.01193% | 0.01228% | 0.01193% | 0.01267% | 0.0147% | 0.01267% | 0.01512% | 0.02006% | 0.0147% | 0.01267% | 0.008059% | 0.01469% | 0.01193% | 0.01228% | 0.01228% | 0.01193% | 0.01267% | 0.0147% | 0.01267% | 0.01512% | 0.02006% | 0.01606% | 0.01606%
64 | 0.01429% | 0.01217% | 0.01799% | 0.01463% | 0.01175% | 0.007912% | 0.01348% | 0.01221% | 0.01154% | 0.01221% | 0.01175% | 0.01463% | 0.01175% | 0.01491% | 0.01906% | 0.01463% | 0.01175% | 0.007912% | 0.01348% | 0.01221% | 0.01154% | 0.01154% | 0.01221% | 0.01175% | 0.01463% | 0.01175% | 0.01491% | 0.01906% | 0.01429% | 0.01429%
65 | 0.01374% | 0.01085% | 0.01753% | 0.01511% | 0.01168% | 0.008974% | 0.01339% | 0.01066% | 0.01134% | 0.01066% | 0.01168% | 0.01511% | 0.01168% | 0.01525% | 0.01846% | 0.01511% | 0.01168% | 0.008974% | 0.01339% | 0.01066% | 0.01134% | 0.01134% | 0.01066% | 0.01168% | 0.01511% | 0.01168% | 0.01525% | 0.01846% | 0.01374% | 0.01374%
66 | 0.0134% | 0.009243% | 0.01816% | 0.01546% | 0.0116% | 0.0102% | 0.01355% | 0.01077% | 0.01125% | 0.01077% | 0.0116% | 0.01546% | 0.0116% | 0.01547% | 0.01726% | 0.01546% | 0.0116% | 0.0102% | 0.01355% | 0.01077% | 0.01125% | 0.01125% | 0.01077% | 0.0116% | 0.01546% | 0.0116% | 0.01547% | 0.01726% | 0.0134% | 0.0134%
67 | 0.01248% | 0.00859% | 0.01802% | 0.01499% | 0.01094% | 0.0113% | 0.01305% | 0.01072% | 0.01073% | 0.01072% | 0.01094% | 0.01499% | 0.01094% | 0.01491% | 0.0147% | 0.01499% | 0.01094% | 0.0113% | 0.01305% | 0.01072% | 0.01073% | 0.01073% | 0.01072% | 0.01094% | 0.01499% | 0.01094% | 0.01491% | 0.0147% | 0.01248% | 0.01248%
68 | 0.01185% | 0.008271% | 0.01572% | 0.01424% | 0.01022% | 0.01241% | 0.01258% | 0.01068% | 0.01011% | 0.01068% | 0.01022% | 0.01424% | 0.01022% | 0.01424% | 0.0128% | 0.01424% | 0.01022% | 0.01241% | 0.01258% | 0.01068% | 0.01011% | 0.01011% | 0.01068% | 0.01022% | 0.01424% | 0.01022% | 0.01424% | 0.0128% | 0.01185% | 0.01185%
69 | 0.01154% | 0.008159% | 0.01209% | 0.01333% | 0.009771% | 0.01296% | 0.01193% | 0.01082% | 0.00962% | 0.01082% | 0.009771% | 0.01333% | 0.009771% | 0.01344% | 0.01161% | 0.01333% | 0.009771% | 0.01296% | 0.01193% | 0.01082% | 0.00962% | 0.00962% | 0.01082% | 0.009771% | 0.01333% | 0.009771% | 0.01344% | 0.01161% | 0.01154% | 0.01154%
70 | 0.008159% | 0.008068% | 0.007841% | 0.01185% | 0.009498% | 0.01316% | 0.01129% | 0.01118% | 0.009449% | 0.01118% | 0.009498% | 0.01185% | 0.009498% | 0.01181% | 0.01082% | 0.01185% | 0.009498% | 0.01316% | 0.01129% | 0.01118% | 0.009449% | 0.009449% | 0.01118% | 0.009498% | 0.01185% | 0.009498% | 0.01181% | 0.01082% | 0.008159% | 0.008159%
71 | 0.008241% | 0.008011% | 0.00748% | 0.009626% | 0.009414% | 0.01328% | 0.01068% | 0.01145% | 0.009381% | 0.01145% | 0.009414% | 0.009626% | 0.009414% | 0.008801% | 0.01019% | 0.009626% | 0.009414% | 0.01328% | 0.01068% | 0.01145% | 0.009381% | 0.009381% | 0.01145% | 0.009414% | 0.009626% | 0.009414% | 0.008801% | 0.01019% | 0.008241% | 0.008241%
72 | 0.00826% | 0.007981% | 0.007613% | 0.008067% | 0.009365% | 0.01323% | 0.01037% | 0.01132% | 0.009303% | 0.01132% | 0.009365% | 0.008067% | 0.009365% | 0.006708% | 0.009705% | 0.008067% | 0.009365% | 0.01323% | 0.01037% | 0.01132% | 0.009303% | 0.009303% | 0.01132% | 0.009365% | 0.008067% | 0.009365% | 0.006708% | 0.009705% | 0.00826% | 0.00826%
73 | 0.008477% | 0.007961% | 0.007792% | 0.007166% | 0.009435% | 0.01343% | 0.01029% | 0.009664% | 0.009302% | 0.009664% | 0.009435% | 0.007166% | 0.009435% | 0.006234% | 0.00939% | 0.007166% | 0.009435% | 0.01343% | 0.01029% | 0.009664% | 0.009302% | 0.009302% | 0.009664% | 0.009435% | 0.007166% | 0.009435% | 0.006234% | 0.00939% | 0.008477% | 0.008477%
74 | 0.008646% | 0.007947% | 0.008021% | 0.006627% | 0.0094% | 0.01346% | 0.01023% | 0.008282% | 0.009292% | 0.008282% | 0.0094% | 0.006627% | 0.0094% | 0.00626% | 0.009349% | 0.006627% | 0.0094% | 0.01346% | 0.01023% | 0.008282% | 0.009292% | 0.009292% | 0.008282% | 0.0094% | 0.006627% | 0.0094% | 0.00626% | 0.009349% | 0.008646% | 0.008646%
75 | 0.008768% | 0.008012% | 0.008021% | 0.006563% | 0.009483% | 0.01338% | 0.01037% | 0.007399% | 0.009566% | 0.007399% | 0.009483% | 0.006563% | 0.009483% | 0.006364% | 0.009605% | 0.006563% | 0.009483% | 0.01338% | 0.01037% | 0.007399% | 0.009566% | 0.009566% | 0.007399% | 0.009483% | 0.006563% | 0.009483% | 0.006364% | 0.009605% | 0.008768% | 0.008768%
76 | 0.009179% | 0.008028% | 0.008143% | 0.006674% | 0.009775% | 0.01339% | 0.01054% | 0.006887% | 0.01004% | 0.006887% | 0.009775% | 0.006674% | 0.009775% | 0.006765% | 0.01017% | 0.006674% | 0.009775% | 0.01339% | 0.01054% | 0.006887% | 0.01004% | 0.01004% | 0.006887% | 0.009775% | 0.006674% | 0.009775% | 0.006765% | 0.01017% | 0.009179% | 0.009179%
77 | 0.01024% | 0.008048% | 0.008429% | 0.006969% | 0.01041% | 0.01344% | 0.01105% | 0.006973% | 0.01063% | 0.006973% | 0.01041% | 0.006969% | 0.01041% | 0.007352% | 0.0111% | 0.006969% | 0.01041% | 0.01344% | 0.01105% | 0.006973% | 0.01063% | 0.01063% | 0.006973% | 0.01041% | 0.006969% | 0.01041% | 0.007352% | 0.0111% | 0.01024% | 0.01024%
78 | 0.01251% | 0.008268% | 0.008825% | 0.008264% | 0.01163% | 0.01358% | 0.01207% | 0.00819% | 0.01175% | 0.00819% | 0.01163% | 0.008264% | 0.01163% | 0.008353% | 0.01279% | 0.008264% | 0.01163% | 0.01358% | 0.01207% | 0.00819% | 0.01175% | 0.01175% | 0.00819% | 0.01163% | 0.008264% | 0.01163% | 0.008353% | 0.01279% | 0.01251% | 0.01251%
79 | 0.01926% | 0.008597% | 0.0158% | 0.009206% | 0.01313% | 0.01373% | 0.01364% | 0.01007% | 0.01298% | 0.01007% | 0.01313% | 0.009206% | 0.01313% | 0.01006% | 0.0153% | 0.009206% | 0.01313% | 0.01373% | 0.01364% | 0.01007% | 0.01298% | 0.01298% | 0.01007% | 0.01313% | 0.009206% | 0.01313% | 0.01006% | 0.0153% | 0.01926% | 0.01926%
80 | 0.01924% | 0.009738% | 0.01788% | 0.01025% | 0.01419% | 0.01329% | 0.01413% | 0.01251% | 0.01375% | 0.01251% | 0.01419% | 0.01025% | 0.01419% | 0.01167% | 0.01653% | 0.01025% | 0.01419% | 0.01329% | 0.01413% | 0.01251% | 0.01375% | 0.01375% | 0.01251% | 0.01419% | 0.01025% | 0.01419% | 0.01167% | 0.01653% | 0.01924% | 0.01924%
81 | 0.02018% | 0.01259% | 0.01911% | 0.01201% | 0.01494% | 0.01251% | 0.01455% | 0.01451% | 0.01432% | 0.01451% | 0.01494% | 0.01201% | 0.01494% | 0.01385% | 0.01728% | 0.01201% | 0.01494% | 0.01251% | 0.01455% | 0.01451% | 0.01432% | 0.01432% | 0.01451% | 0.01494% | 0.01201% | 0.01494% | 0.01385% | 0.01728% | 0.02018% | 0.02018%
82 | 0.02109% | 0.01547% | 0.01948% | 0.01335% | 0.01577% | 0.01207% | 0.0156% | 0.01473% | 0.01485% | 0.01473% | 0.01577% | 0.01335% | 0.01577% | 0.01482% | 0.0187% | 0.01335% | 0.01577% | 0.01207% | 0.0156% | 0.01473% | 0.01485% | 0.01485% | 0.01473% | 0.01577% | 0.01335% | 0.01577% | 0.01482% | 0.0187% | 0.02109% | 0.02109%
83 | 0.02146% | 0.01772% | 0.01998% | 0.01407% | 0.01614% | 0.01162% | 0.01636% | 0.01503% | 0.01498% | 0.01503% | 0.01614% | 0.01407% | 0.01614% | 0.01494% | 0.01978% | 0.01407% | 0.01614% | 0.01162% | 0.01636% | 0.01503% | 0.01498% | 0.01498% | 0.01503% | 0.01614% | 0.01407% | 0.01614% | 0.01494% | 0.01978% | 0.02146% | 0.02146%
84 | 0.02115% | 0.01839% | 0.01986% | 0.01444% | 0.01582% | 0.01091% | 0.01656% | 0.01476% | 0.01466% | 0.01476% | 0.01582% | 0.01444% | 0.01582% | 0.01477% | 0.02047% | 0.01444% | 0.01582% | 0.01091% | 0.01656% | 0.01476% | 0.01466% | 0.01466% | 0.01476% | 0.01582% | 0.01444% | 0.01582% | 0.01477% | 0.02047% | 0.02115% | 0.02115%
85 | 0.02023% | 0.018% | 0.01986% | 0.01465% | 0.0151% | 0.009964% | 0.01629% | 0.01391% | 0.0142% | 0.01391% | 0.0151% | 0.01465% | 0.0151% | 0.01462% | 0.02068% | 0.01465% | 0.0151% | 0.009964% | 0.01629% | 0.01391% | 0.0142% | 0.0142% | 0.01391% | 0.0151% | 0.01465% | 0.0151% | 0.01462% | 0.02068% | 0.02023% | 0.02023%
86 | 0.01858% | 0.01723% | 0.01975% | 0.01476% | 0.01407% | 0.008852% | 0.01573% | 0.01303% | 0.01352% | 0.01303% | 0.01407% | 0.01476% | 0.01407% | 0.01463% | 0.02052% | 0.01476% | 0.01407% | 0.008852% | 0.01573% | 0.01303% | 0.01352% | 0.01352% | 0.01303% | 0.01407% | 0.01476% | 0.01407% | 0.01463% | 0.02052% | 0.01858% | 0.01858%
87 | 0.01639% | 0.01461% | 0.0187% | 0.0148% | 0.0129% | 0.008138% | 0.01481% | 0.01255% | 0.01251% | 0.01255% | 0.0129% | 0.0148% | 0.0129% | 0.0147% | 0.02016% | 0.0148% | 0.0129% | 0.008138% | 0.01481% | 0.01255% | 0.01251% | 0.01251% | 0.01255% | 0.0129% | 0.0148% | 0.0129% | 0.0147% | 0.02016% | 0.01639% | 0.01639%
88 | 0.01458% | 0.01215% | 0.01822% | 0.01479% | 0.01203% | 0.007936% | 0.01362% | 0.01287% | 0.01192% | 0.01287% | 0.01203% | 0.01479% | 0.01203% | 0.01462% | 0.01926% | 0.01479% | 0.01203% | 0.007936% | 0.01362% | 0.01287% | 0.01192% | 0.01192% | 0.01287% | 0.01203% | 0.01479% | 0.01203% | 0.01462% | 0.01926% | 0.01458% | 0.01458%
89 | 0.01399% | 0.01089% | 0.01771% | 0.01531% | 0.01195% | 0.009002% | 0.01353% | 0.01119% | 0.01167% | 0.01119% | 0.01195% | 0.01531% | 0.01195% | 0.01511% | 0.01877% | 0.01531% | 0.01195% | 0.009002% | 0.01353% | 0.01119% | 0.01167% | 0.01167% | 0.01119% | 0.01195% | 0.01531% | 0.01195% | 0.01511% | 0.01877% | 0.01399% | 0.01399%
90 | 0.01371% | 0.009286% | 0.0183% | 0.0157% | 0.01191% | 0.01021% | 0.01368% | 0.01122% | 0.0116% | 0.01122% | 0.01191% | 0.0157% | 0.01191% | 0.01545% | 0.01777% | 0.0157% | 0.01191% | 0.01021% | 0.01368% | 0.01122% | 0.0116% | 0.0116% | 0.01122% | 0.01191% | 0.0157% | 0.01191% | 0.01545% | 0.01777% | 0.01371% | 0.01371%
91 | 0.01282% | 0.008685% | 0.01809% | 0.01529% | 0.01127% | 0.01127% | 0.01316% | 0.01117% | 0.01111% | 0.01117% | 0.01127% | 0.01529% | 0.01127% | 0.01498% | 0.01531% | 0.01529% | 0.01127% | 0.01127% | 0.01316% | 0.01117% | 0.01111% | 0.01111% | 0.01117% | 0.01127% | 0.01529% | 0.01127% | 0.01498% | 0.01531% | 0.01282% | 0.01282%
92 | 0.01223% | 0.008396% | 0.01581% | 0.01457% | 0.0106% | 0.01229% | 0.0127% | 0.0112% | 0.01059% | 0.0112% | 0.0106% | 0.01457% | 0.0106% | 0.01438% | 0.01358% | 0.01457% | 0.0106% | 0.01229% | 0.0127% | 0.0112% | 0.01059% | 0.01059% | 0.0112% | 0.0106% | 0.01457% | 0.0106% | 0.01438% | 0.01358% | 0.01223% | 0.01223%
93 | 0.01187% | 0.008249% | 0.01227% | 0.01365% | 0.01014% | 0.01266% | 0.01201% | 0.01132% | 0.01019% | 0.01132% | 0.01014% | 0.01365% | 0.01014% | 0.01356% | 0.01248% | 0.01365% | 0.01014% | 0.01266% | 0.01201% | 0.01132% | 0.01019% | 0.01019% | 0.01132% | 0.01014% | 0.01365% | 0.01014% | 0.01356% | 0.01248% | 0.01187% | 0.01187%
94 | 0.008296% | 0.008167% | 0.007917% | 0.01207% | 0.009843% | 0.01279% | 0.01138% | 0.01158% | 0.009964% | 0.01158% | 0.009843% | 0.01207% | 0.009843% | 0.01177% | 0.01174% | 0.01207% | 0.009843% | 0.01279% | 0.01138% | 0.01158% | 0.009964% | 0.009964% | 0.01158% | 0.009843% | 0.01207% | 0.009843% | 0.01177% | 0.01174% | 0.008296% | 0.008296%
95 | 0.008445% | 0.008142% | 0.007604% | 0.009783% | 0.009778% | 0.01302% | 0.01078% | 0.01178% | 0.009868% | 0.01178% | 0.009778% | 0.009783% | 0.009778% | 0.008632% | 0.01115% | 0.009783% | 0.009778% | 0.01302% | 0.01078% | 0.01178% | 0.009868% | 0.009868% | 0.01178% | 0.009778% | 0.009783% | 0.009778% | 0.008632% | 0.01115% | 0.008445% | 0.008445%
96 | 0.008463% | 0.008103% | 0.007713% | 0.008215% | 0.009663% | 0.01317% | 0.01046% | 0.0116% | 0.009693% | 0.0116% | 0.009663% | 0.008215% | 0.009663% | 0.006594% | 0.0105% | 0.008215% | 0.009663% | 0.01317% | 0.01046% | 0.0116% | 0.009693% | 0.009693% | 0.0116% | 0.009663% | 0.008215% | 0.009663% | 0.006594% | 0.0105% | 0.008463% | 0.008463%
97 | 0.008664% | 0.008121% | 0.007845% | 0.00744% | 0.00985% | 0.013% | 0.01035% | 0.01004% | 0.009888% | 0.01004% | 0.00985% | 0.00744% | 0.00985% | 0.006201% | 0.01049% | 0.00744% | 0.00985% | 0.013% | 0.01035% | 0.01004% | 0.009888% | 0.009888% | 0.01004% | 0.00985% | 0.00744% | 0.00985% | 0.006201% | 0.01049% | 0.008664% | 0.008664%
98 | 0.00873% | 0.008094% | 0.00805% | 0.006812% | 0.009671% | 0.01296% | 0.01022% | 0.008638% | 0.009781% | 0.008638% | 0.009671% | 0.006812% | 0.009671% | 0.006162% | 0.01027% | 0.006812% | 0.009671% | 0.01296% | 0.01022% | 0.008638% | 0.009781% | 0.009781% | 0.008638% | 0.009671% | 0.006812% | 0.009671% | 0.006162% | 0.01027% | 0.00873% | 0.00873%
99 | 0.00884% | 0.008085% | 0.008409% | 0.006726% | 0.009775% | 0.01298% | 0.01038% | 0.007668% | 0.009973% | 0.007668% | 0.009775% | 0.006726% | 0.009775% | 0.006299% | 0.0105% | 0.006726% | 0.009775% | 0.01298% | 0.01038% | 0.007668% | 0.009973% | 0.009973% | 0.007668% | 0.009775% | 0.006726% | 0.009775% | 0.006299% | 0.0105% | 0.00884% | 0.00884%
100 | 0.009268% | 0.00803% | 0.008411% | 0.006784% | 0.009967% | 0.01309% | 0.01055% | 0.006997% | 0.01029% | 0.006997% | 0.009967% | 0.006784% | 0.009967% | 0.006765% | 0.0109% | 0.006784% | 0.009967% | 0.01309% | 0.01055% | 0.006997% | 0.01029% | 0.01029% | 0.006997% | 0.009967% | 0.006784% | 0.009967% | 0.006765% | 0.0109% | 0.009268% | 0.009268%
101 | 0.01028% | 0.008031% | 0.008518% | 0.007056% | 0.01057% | 0.01317% | 0.01102% | 0.007061% | 0.01084% | 0.007061% | 0.01057% | 0.007056% | 0.01057% | 0.007315% | 0.01172% | 0.007056% | 0.01057% | 0.01317% | 0.01102% | 0.007061% | 0.01084% | 0.01084% | 0.007061% | 0.01057% | 0.007056% | 0.01057% | 0.007315% | 0.01172% | 0.01028% | 0.01028%
102 | 0.01252% | 0.008189% | 0.008807% | 0.008299% | 0.01171% | 0.01326% | 0.01195% | 0.008149% | 0.01187% | 0.008149% | 0.01171% | 0.008299% | 0.01171% | 0.008256% | 0.01319% | 0.008299% | 0.01171% | 0.01326% | 0.01195% | 0.008149% | 0.01187% | 0.01187% | 0.008149% | 0.01171% | 0.008299% | 0.01171% | 0.008256% | 0.01319% | 0.01252% | 0.01252%
103 | 0.0195% | 0.008561% | 0.01631% | 0.009232% | 0.01332% | 0.01335% | 0.01352% | 0.01019% | 0.0132% | 0.01019% | 0.01332% | 0.009232% | 0.01332% | 0.009946% | 0.01563% | 0.009232% | 0.01332% | 0.01335% | 0.01352% | 0.01019% | 0.0132% | 0.0132% | 0.01019% | 0.01332% | 0.009232% | 0.01332% | 0.009946% | 0.01563% | 0.0195% | 0.0195%
104 | 0.01937% | 0.009718% | 0.018% | 0.01027% | 0.01435% | 0.01287% | 0.01395% | 0.01267% | 0.014% | 0.01267% | 0.01435% | 0.01027% | 0.01435% | 0.01148% | 0.01681% | 0.01027% | 0.01435% | 0.01287% | 0.01395% | 0.01267% | 0.014% | 0.014% | 0.01267% | 0.01435% | 0.01027% | 0.01435% | 0.01148% | 0.01681% | 0.01937% | 0.01937%
105 | 0.02021% | 0.01259% | 0.0191% | 0.01206% | 0.01508% | 0.01228% | 0.01442% | 0.01474% | 0.0146% | 0.01474% | 0.01508% | 0.01206% | 0.01508% | 0.01367% | 0.01762% | 0.01206% | 0.01508% | 0.01228% | 0.01442% | 0.01474% | 0.0146% | 0.0146% | 0.01474% | 0.01508% | 0.01206% | 0.01508% | 0.01367% | 0.01762% | 0.02021% | 0.02021%
106 | 0.0211% | 0.01544% | 0.01947% | 0.01345% | 0.01595% | 0.01201% | 0.01552% | 0.01506% | 0.01517% | 0.01506% | 0.01595% | 0.01345% | 0.01595% | 0.01475% | 0.01903% | 0.01345% | 0.01595% | 0.01201% | 0.01552% | 0.01506% | 0.01517% | 0.01517% | 0.01506% | 0.01595% | 0.01345% | 0.01595% | 0.01475% | 0.01903% | 0.0211% | 0.0211%
107 | 0.02138% | 0.01771% | 0.02% | 0.01423% | 0.01628% | 0.01166% | 0.01632% | 0.01534% | 0.01529% | 0.01534% | 0.01628% | 0.01423% | 0.01628% | 0.01507% | 0.02012% | 0.01423% | 0.01628% | 0.01166% | 0.01632% | 0.01534% | 0.01529% | 0.01529% | 0.01534% | 0.01628% | 0.01423% | 0.01628% | 0.01507% | 0.02012% | 0.02138% | 0.02138%
108 | 0.02113% | 0.01836% | 0.01999% | 0.01467% | 0.01595% | 0.01114% | 0.01663% | 0.01496% | 0.01483% | 0.01496% | 0.01595% | 0.01467% | 0.01595% | 0.01521% | 0.02084% | 0.01467% | 0.01595% | 0.01114% | 0.01663% | 0.01496% | 0.01483% | 0.01483% | 0.01496% | 0.01595% | 0.01467% | 0.01595% | 0.01521% | 0.02084% | 0.02113% | 0.02113%
109 | 0.02028% | 0.01799% | 0.02001% | 0.01494% | 0.01529% | 0.01035% | 0.01642% | 0.01416% | 0.01434% | 0.01416% | 0.01529% | 0.01494% | 0.01529% | 0.01527% | 0.0211% | 0.01494% | 0.01529% | 0.01035% | 0.01642% | 0.01416% | 0.01434% | 0.01434% | 0.01416% | 0.01529% | 0.01494% | 0.01529% | 0.01527% | 0.0211% | 0.02028% | 0.02028%
110 | 0.01869% | 0.01719% | 0.01988% | 0.01509% | 0.01424% | 0.009321% | 0.01587% | 0.0133% | 0.01362% | 0.0133% | 0.01424% | 0.01509% | 0.01424% | 0.01533% | 0.02089% | 0.01509% | 0.01424% | 0.009321% | 0.01587% | 0.0133% | 0.01362% | 0.01362% | 0.0133% | 0.01424% | 0.01509% | 0.01424% | 0.01533% | 0.02089% | 0.01869% | 0.01869%
111 | 0.01647% | 0.01456% | 0.01889% | 0.01512% | 0.01305% | 0.008582% | 0.01497% | 0.01286% | 0.01263% | 0.01286% | 0.01305% | 0.01512% | 0.01305% | 0.01532% | 0.02051% | 0.01512% | 0.01305% | 0.008582% | 0.01497% | 0.01286% | 0.01263% | 0.01263% | 0.01286% | 0.01305% | 0.01512% | 0.01305% | 0.01532% | 0.02051% | 0.01647% | 0.01647%
112 | 0.0146% | 0.01207% | 0.01848% | 0.01504% | 0.01216% | 0.008394% | 0.01377% | 0.01302% | 0.01193% | 0.01302% | 0.01216% | 0.01504% | 0.01216% | 0.01506% | 0.01953% | 0.01504% | 0.01216% | 0.008394% | 0.01377% | 0.01302% | 0.01193% | 0.01193% | 0.01302% | 0.01216% | 0.01504% | 0.01216% | 0.01506% | 0.01953% | 0.0146% | 0.0146%
113 | 0.01403% | 0.0108% | 0.018% | 0.01548% | 0.01213% | 0.009584% | 0.01375% | 0.01142% | 0.01171% | 0.01142% | 0.01213% | 0.01548% | 0.01213% | 0.01544% | 0.0191% | 0.01548% | 0.01213% | 0.009584% | 0.01375% | 0.01142% | 0.01171% | 0.01171% | 0.01142% | 0.01213% | 0.01548% | 0.01213% | 0.01544% | 0.0191% | 0.01403% | 0.01403%
114 | 0.01386% | 0.009207% | 0.01863% | 0.01584% | 0.01206% | 0.01086% | 0.01391% | 0.01139% | 0.01161% | 0.01139% | 0.01206% | 0.01584% | 0.01206% | 0.01563% | 0.0181% | 0.01584% | 0.01206% | 0.01086% | 0.01391% | 0.01139% | 0.01161% | 0.01161% | 0.01139% | 0.01206% | 0.01584% | 0.01206% | 0.01563% | 0.0181% | 0.01386% | 0.01386%
115 | 0.01297% | 0.008538% | 0.0185% | 0.01531% | 0.01129% | 0.01195% | 0.01333% | 0.01113% | 0.01095% | 0.01113% | 0.01129% | 0.01531% | 0.01129% | 0.01503% | 0.01549% | 0.01531% | 0.01129% | 0.01195% | 0.01333% | 0.01113% | 0.01095% | 0.01095% | 0.01113% | 0.01129% | 0.01531% | 0.01129% | 0.01503% | 0.01549% | 0.01297% | 0.01297%
116 | 0.01239% | 0.00822% | 0.01614% | 0.01457% | 0.01059% | 0.01299% | 0.01286% | 0.01118% | 0.01045% | 0.01118% | 0.01059% | 0.01457% | 0.01059% | 0.01435% | 0.01376% | 0.01457% | 0.01059% | 0.01299% | 0.01286% | 0.01118% | 0.01045% | 0.01045% | 0.01118% | 0.01059% | 0.01457% | 0.01059% | 0.01435% | 0.01376% | 0.01239% | 0.01239%
117 | 0.01205% | 0.008109% | 0.01254% | 0.01363% | 0.01011% | 0.01342% | 0.01215% | 0.01134% | 0.01005% | 0.01134% | 0.01011% | 0.01363% | 0.01011% | 0.0135% | 0.01261% | 0.01363% | 0.01011% | 0.01342% | 0.01215% | 0.01134% | 0.01005% | 0.01005% | 0.01134% | 0.01011% | 0.01363% | 0.01011% | 0.0135% | 0.01261% | 0.01205% | 0.01205%
118 | 0.008281% | 0.007988% | 0.008079% | 0.01201% | 0.009723% | 0.01362% | 0.01149% | 0.01145% | 0.009695% | 0.01145% | 0.009723% | 0.01201% | 0.009723% | 0.01175% | 0.01169% | 0.01201% | 0.009723% | 0.01362% | 0.01149% | 0.01145% | 0.009695% | 0.009695% | 0.01145% | 0.009723% | 0.01201% | 0.009723% | 0.01175% | 0.01169% | 0.008281% | 0.008281%
119 | 0.008505% | 0.007965% | 0.007819% | 0.009765% | 0.009679% | 0.01372% | 0.01091% | 0.01166% | 0.009615% | 0.01166% | 0.009679% | 0.009765% | 0.009679% | 0.008719% | 0.0112% | 0.009765% | 0.009679% | 0.01372% | 0.01091% | 0.01166% | 0.009615% | 0.009615% | 0.01166% | 0.009679% | 0.009765% | 0.009679% | 0.008719% | 0.0112% | 0.008505% | 0.008505%
120 | 0.008614% | 0.00799% | 0.007935% | 0.008291% | 0.009687% | 0.01358% | 0.01059% | 0.01152% | 0.009614% | 0.01152% | 0.009687% | 0.008291% | 0.009687% | 0.006721% | 0.01081% | 0.008291% | 0.009687% | 0.01358% | 0.01059% | 0.01152% | 0.009614% | 0.009614% | 0.01152% | 0.009687% | 0.008291% | 0.009687% | 0.006721% | 0.01081% | 0.008614% | 0.008614%
121 | 0.007794% | 0.009499% | 0.007332% | 0.007183% | 0.01011% | 0.01439% | 0.0104% | 0.008874% | 0.009469% | 0.008874% | 0.01011% | 0.007183% | 0.01011% | 0.007601% | 0.01018% | 0.007183% | 0.01011% | 0.01439% | 0.0104% | 0.008874% | 0.009469% | 0.009469% | 0.008874% | 0.01011% | 0.007183% | 0.01011% | 0.007601% | 0.01018% | 0.007794% | 0.007794%
122 | 0.007798% | 0.009614% | 0.007342% | 0.006636% | 0.009702% | 0.01438% | 0.01049% | 0.008129% | 0.009258% | 0.008129% | 0.009702% | 0.006636% | 0.009702% | 0.006742% | 0.01007% | 0.006636% | 0.009702% | 0.01438% | 0.01049% | 0.008129% | 0.009258% | 0.009258% | 0.008129% | 0.009702% | 0.006636% | 0.009702% | 0.006742% | 0.01007% | 0.007798% | 0.007798%
123 | 0.007804% | 0.009711% | 0.007341% | 0.006638% | 0.009752% | 0.01438% | 0.01056% | 0.007511% | 0.009433% | 0.007511% | 0.009752% | 0.006638% | 0.009752% | 0.006392% | 0.01032% | 0.006638% | 0.009752% | 0.01438% | 0.01056% | 0.007511% | 0.009433% | 0.009433% | 0.007511% | 0.009752% | 0.006638% | 0.009752% | 0.006392% | 0.01032% | 0.007804% | 0.007804%
124 | 0.007783% | 0.00979% | 0.007396% | 0.00673% | 0.01008% | 0.01438% | 0.01062% | 0.007407% | 0.009841% | 0.007407% | 0.01008% | 0.00673% | 0.01008% | 0.006547% | 0.01054% | 0.00673% | 0.01008% | 0.01438% | 0.01062% | 0.007407% | 0.009841% | 0.009841% | 0.007407% | 0.01008% | 0.00673% | 0.01008% | 0.006547% | 0.01054% | 0.007783% | 0.007783%
125 | 0.007804% | 0.009882% | 0.007449% | 0.006958% | 0.01042% | 0.01438% | 0.01066% | 0.007572% | 0.01001% | 0.007572% | 0.01042% | 0.006958% | 0.01042% | 0.006999% | 0.01061% | 0.006958% | 0.01042% | 0.01438% | 0.01066% | 0.007572% | 0.01001% | 0.01001% | 0.007572% | 0.01042% | 0.006958% | 0.01042% | 0.006999% | 0.01061% | 0.007804% | 0.007804%
126 | 0.007756% | 0.01028% | 0.007432% | 0.007825% | 0.01043% | 0.01443% | 0.01065% | 0.008279% | 0.01014% | 0.008279% | 0.01043% | 0.007825% | 0.01043% | 0.007846% | 0.01054% | 0.007825% | 0.01043% | 0.01443% | 0.01065% | 0.008279% | 0.01014% | 0.01014% | 0.008279% | 0.01043% | 0.007825% | 0.01043% | 0.007846% | 0.01054% | 0.007756% | 0.007756%
127 | 0.01331% | 0.01014% | 0.01219% | 0.008585% | 0.01058% | 0.01445% | 0.01079% | 0.009685% | 0.01032% | 0.009685% | 0.01058% | 0.008585% | 0.01058% | 0.009365% | 0.0105% | 0.008585% | 0.01058% | 0.01445% | 0.01079% | 0.009685% | 0.01032% | 0.01032% | 0.009685% | 0.01058% | 0.008585% | 0.01058% | 0.009365% | 0.0105% | 0.01331% | 0.01331%
128 | 0.009831% | 0.01018% | 0.009318% | 0.009588% | 0.01037% | 0.01383% | 0.009754% | 0.01169% | 0.01017% | 0.01169% | 0.01037% | 0.009588% | 0.01037% | 0.01099% | 0.008834% | 0.009588% | 0.01037% | 0.01383% | 0.009754% | 0.01169% | 0.01017% | 0.01017% | 0.01169% | 0.01037% | 0.009588% | 0.01037% | 0.01099% | 0.008834% | 0.009831% | 0.009831%
129 | 0.008419% | 0.01066% | 0.00798% | 0.01133% | 0.01006% | 0.01309% | 0.008988% | 0.01385% | 0.009875% | 0.01385% | 0.01006% | 0.01133% | 0.01006% | 0.01317% | 0.006908% | 0.01133% | 0.01006% | 0.01309% | 0.008988% | 0.01385% | 0.009875% | 0.009875% | 0.01385% | 0.01006% | 0.01133% | 0.01006% | 0.01317% | 0.006908% | 0.008419% | 0.008419%
130 | 0.007925% | 0.01164% | 0.007496% | 0.01273% | 0.0103% | 0.01265% | 0.009104% | 0.01431% | 0.009973% | 0.01431% | 0.0103% | 0.01273% | 0.0103% | 0.01441% | 0.006116% | 0.01273% | 0.0103% | 0.01265% | 0.009104% | 0.01431% | 0.009973% | 0.009973% | 0.01431% | 0.0103% | 0.01273% | 0.0103% | 0.01441% | 0.006116% | 0.007925% | 0.007925%
131 | 0.007586% | 0.0129% | 0.007113% | 0.01356% | 0.01047% | 0.01199% | 0.00942% | 0.01517% | 0.01008% | 0.01517% | 0.01047% | 0.01356% | 0.01047% | 0.01468% | 0.005667% | 0.01356% | 0.01047% | 0.01199% | 0.00942% | 0.01517% | 0.01008% | 0.01008% | 0.01517% | 0.01047% | 0.01356% | 0.01047% | 0.01468% | 0.005667% | 0.007586% | 0.007586%
132 | 0.007515% | 0.01373% | 0.007027% | 0.01407% | 0.0102% | 0.01116% | 0.00975% | 0.01534% | 0.009981% | 0.01534% | 0.0102% | 0.01407% | 0.0102% | 0.01458% | 0.005456% | 0.01407% | 0.0102% | 0.01116% | 0.00975% | 0.01534% | 0.009981% | 0.009981% | 0.01534% | 0.0102% | 0.01407% | 0.0102% | 0.01458% | 0.005456% | 0.007515% | 0.007515%
133 | 0.007334% | 0.01353% | 0.006573% | 0.01443% | 0.009899% | 0.01029% | 0.009755% | 0.01506% | 0.009818% | 0.01506% | 0.009899% | 0.01443% | 0.009899% | 0.01448% | 0.005258% | 0.01443% | 0.009899% | 0.01029% | 0.009755% | 0.01506% | 0.009818% | 0.009818% | 0.01506% | 0.009899% | 0.01443% | 0.009899% | 0.01448% | 0.005258% | 0.007334% | 0.007334%
134 | 0.007182% | 0.01289% | 0.006477% | 0.01466% | 0.009903% | 0.009348% | 0.009555% | 0.01495% | 0.009872% | 0.01495% | 0.009903% | 0.01466% | 0.009903% | 0.01456% | 0.005238% | 0.01466% | 0.009903% | 0.009348% | 0.009555% | 0.01495% | 0.009872% | 0.009872% | 0.01495% | 0.009903% | 0.01466% | 0.009903% | 0.01456% | 0.005238% | 0.007182% | 0.007182%
135 | 0.007182% | 0.01184% | 0.006467% | 0.01464% | 0.009926% | 0.008571% | 0.009256% | 0.01487% | 0.009914% | 0.01487% | 0.009926% | 0.01464% | 0.009926% | 0.01473% | 0.005263% | 0.01464% | 0.009926% | 0.008571% | 0.009256% | 0.01487% | 0.009914% | 0.009914% | 0.01487% | 0.009926% | 0.01464% | 0.009926% | 0.01473% | 0.005263% | 0.007182% | 0.007182%
136 | 0.007266% | 0.01088% | 0.00665% | 0.01453% | 0.009969% | 0.008408% | 0.008972% | 0.01493% | 0.009918% | 0.01493% | 0.009969% | 0.01453% | 0.009969% | 0.01502% | 0.005385% | 0.01453% | 0.009969% | 0.008408% | 0.008972% | 0.01493% | 0.009918% | 0.009918% | 0.01493% | 0.009969% | 0.01453% | 0.009969% | 0.01502% | 0.005385% | 0.007266% | 0.007266%
137 | 0.008432% | 0.01035% | 0.008027% | 0.01502% | 0.01048% | 0.009619% | 0.009784% | 0.01325% | 0.01018% | 0.01325% | 0.01048% | 0.01502% | 0.01048% | 0.01605% | 0.006981% | 0.01502% | 0.01048% | 0.009619% | 0.009784% | 0.01325% | 0.01018% | 0.01018% | 0.01325% | 0.01048% | 0.01502% | 0.01048% | 0.01605% | 0.006981% | 0.008432% | 0.008432%
138 | 0.00977% | 0.009833% | 0.00915% | 0.01541% | 0.01101% | 0.011% | 0.01069% | 0.0131% | 0.01037% | 0.0131% | 0.01101% | 0.01541% | 0.01101% | 0.01701% | 0.008825% | 0.01541% | 0.01101% | 0.011% | 0.01069% | 0.0131% | 0.01037% | 0.01037% | 0.0131% | 0.01101% | 0.01541% | 0.01101% | 0.01701% | 0.008825% | 0.00977% | 0.00977%
139 | 0.01012% | 0.009612% | 0.009555% | 0.01493% | 0.01088% | 0.01217% | 0.01051% | 0.01286% | 0.01028% | 0.01286% | 0.01088% | 0.01493% | 0.01088% | 0.01702% | 0.009251% | 0.01493% | 0.01088% | 0.01217% | 0.01051% | 0.01286% | 0.01028% | 0.01028% | 0.01286% | 0.01088% | 0.01493% | 0.01088% | 0.01702% | 0.009251% | 0.01012% | 0.01012%
140 | 0.01046% | 0.009568% | 0.009859% | 0.01413% | 0.0106% | 0.01342% | 0.01038% | 0.01257% | 0.01021% | 0.01257% | 0.0106% | 0.01413% | 0.0106% | 0.01671% | 0.009518% | 0.01413% | 0.0106% | 0.01342% | 0.01038% | 0.01257% | 0.01021% | 0.01021% | 0.01257% | 0.0106% | 0.01413% | 0.0106% | 0.01671% | 0.009518% | 0.01046% | 0.01046%
141 | 0.01065% | 0.009576% | 0.01002% | 0.01311% | 0.01024% | 0.01377% | 0.01034% | 0.01209% | 0.009984% | 0.01209% | 0.01024% | 0.01311% | 0.01024% | 0.01597% | 0.009653% | 0.01311% | 0.01024% | 0.01377% | 0.01034% | 0.01209% | 0.009984% | 0.009984% | 0.01209% | 0.01024% | 0.01311% | 0.01024% | 0.01597% | 0.009653% | 0.01065% | 0.01065%
142 | 0.00745% | 0.009607% | 0.007262% | 0.01152% | 0.009964% | 0.01398% | 0.01034% | 0.01177% | 0.009704% | 0.01177% | 0.009964% | 0.01152% | 0.009964% | 0.01411% | 0.009844% | 0.01152% | 0.009964% | 0.01398% | 0.01034% | 0.01177% | 0.009704% | 0.009704% | 0.01177% | 0.009964% | 0.01152% | 0.009964% | 0.01411% | 0.009844% | 0.00745% | 0.00745%
143 | 0.007736% | 0.009648% | 0.007521% | 0.009236% | 0.009797% | 0.01411% | 0.01043% | 0.0113% | 0.009449% | 0.0113% | 0.009797% | 0.009236% | 0.009797% | 0.01078% | 0.01001% | 0.009236% | 0.009797% | 0.01411% | 0.01043% | 0.0113% | 0.009449% | 0.009449% | 0.0113% | 0.009797% | 0.009236% | 0.009797% | 0.01078% | 0.01001% | 0.007736% | 0.007736%
144 | 0.007944% | 0.009246% | 0.007653% | 0.007837% | 0.009688% | 0.01401% | 0.01052% | 0.01064% | 0.00937% | 0.01064% | 0.009688% | 0.007837% | 0.009688% | 0.007974% | 0.01022% | 0.007837% | 0.009688% | 0.01401% | 0.01052% | 0.01064% | 0.00937% | 0.00937% | 0.01064% | 0.009688% | 0.007837% | 0.009688% | 0.007974% | 0.01022% | 0.007944% | 0.007944%
145 | 0.006961% | 0.007624% | 0.006739% | 0.00737% | 0.008488% | 0.014% | 0.009219% | 0.009538% | 0.008544% | 0.009538% | 0.008488% | 0.00737% | 0.008488% | 0.006576% | 0.009932% | 0.00737% | 0.008488% | 0.014% | 0.009219% | 0.009538% | 0.008544% | 0.008544% | 0.009538% | 0.008488% | 0.00737% | 0.008488% | 0.006576% | 0.009932% | 0.006961% | 0.006961%
146 | 0.007123% | 0.00763% | 0.006781% | 0.006954% | 0.00874% | 0.01402% | 0.009464% | 0.009213% | 0.008822% | 0.009213% | 0.00874% | 0.006954% | 0.00874% | 0.00619% | 0.0101% | 0.006954% | 0.00874% | 0.01402% | 0.009464% | 0.009213% | 0.008822% | 0.008822% | 0.009213% | 0.00874% | 0.006954% | 0.00874% | 0.00619% | 0.0101% | 0.007123% | 0.007123%
147 | 0.007229% | 0.007619% | 0.006924% | 0.006927% | 0.008989% | 0.01408% | 0.009637% | 0.008742% | 0.009099% | 0.008742% | 0.008989% | 0.006927% | 0.008989% | 0.006039% | 0.01024% | 0.006927% | 0.008989% | 0.01408% | 0.009637% | 0.008742% | 0.009099% | 0.009099% | 0.008742% | 0.008989% | 0.006927% | 0.008989% | 0.006039% | 0.01024% | 0.007229% | 0.007229%
148 | 0.007129% | 0.007588% | 0.006822% | 0.006932% | 0.008912% | 0.01411% | 0.009729% | 0.008313% | 0.008744% | 0.008313% | 0.008912% | 0.006932% | 0.008912% | 0.006154% | 0.01023% | 0.006932% | 0.008912% | 0.01411% | 0.009729% | 0.008313% | 0.008744% | 0.008744% | 0.008313% | 0.008912% | 0.006932% | 0.008912% | 0.006154% | 0.01023% | 0.007129% | 0.007129%
149 | 0.007246% | 0.007549% | 0.007111% | 0.007038% | 0.009011% | 0.01416% | 0.00989% | 0.008406% | 0.008769% | 0.008406% | 0.009011% | 0.007038% | 0.009011% | 0.006724% | 0.01027% | 0.007038% | 0.009011% | 0.01416% | 0.00989% | 0.008406% | 0.008769% | 0.008769% | 0.008406% | 0.009011% | 0.007038% | 0.009011% | 0.006724% | 0.01027% | 0.007246% | 0.007246%
150 | 0.007312% | 0.007558% | 0.007228% | 0.008008% | 0.00927% | 0.01427% | 0.01015% | 0.009192% | 0.008947% | 0.009192% | 0.00927% | 0.008008% | 0.00927% | 0.007766% | 0.01045% | 0.008008% | 0.00927% | 0.01427% | 0.01015% | 0.009192% | 0.008947% | 0.008947% | 0.009192% | 0.00927% | 0.008008% | 0.00927% | 0.007766% | 0.01045% | 0.007312% | 0.007312%
151 | 0.01271% | 0.007667% | 0.01151% | 0.008436% | 0.009222% | 0.01434% | 0.01017% | 0.009725% | 0.008707% | 0.009725% | 0.009222% | 0.008436% | 0.009222% | 0.009416% | 0.01046% | 0.008436% | 0.009222% | 0.01434% | 0.01017% | 0.009725% | 0.008707% | 0.008707% | 0.009725% | 0.009222% | 0.008436% | 0.009222% | 0.009416% | 0.01046% | 0.01271% | 0.01271%
152 | 0.008934% | 0.008102% | 0.008511% | 0.008476% | 0.00862% | 0.01368% | 0.008983% | 0.01097% | 0.0085% | 0.01097% | 0.00862% | 0.008476% | 0.00862% | 0.01037% | 0.008676% | 0.008476% | 0.00862% | 0.01368% | 0.008983% | 0.01097% | 0.0085% | 0.0085% | 0.01097% | 0.00862% | 0.008476% | 0.00862% | 0.01037% | 0.008676% | 0.008934% | 0.008934%
153 | 0.008108% | 0.008172% | 0.007714% | 0.009122% | 0.008527% | 0.01296% | 0.008416% | 0.01311% | 0.008623% | 0.01311% | 0.008527% | 0.009122% | 0.008527% | 0.01172% | 0.007039% | 0.009122% | 0.008527% | 0.01296% | 0.008416% | 0.01311% | 0.008623% | 0.008623% | 0.01311% | 0.008527% | 0.009122% | 0.008527% | 0.01172% | 0.007039% | 0.008108% | 0.008108%
154 | 0.007593% | 0.008749% | 0.007002% | 0.01039% | 0.008469% | 0.01256% | 0.008227% | 0.01409% | 0.008613% | 0.01409% | 0.008469% | 0.01039% | 0.008469% | 0.01328% | 0.006588% | 0.01039% | 0.008469% | 0.01256% | 0.008227% | 0.01409% | 0.008613% | 0.008613% | 0.01409% | 0.008469% | 0.01039% | 0.008469% | 0.01328% | 0.006588% | 0.007593% | 0.007593%
155 | 0.007237% | 0.009461% | 0.006725% | 0.01166% | 0.008111% | 0.01213% | 0.007862% | 0.01444% | 0.008337% | 0.01444% | 0.008111% | 0.01166% | 0.008111% | 0.01426% | 0.006151% | 0.01166% | 0.008111% | 0.01213% | 0.007862% | 0.01444% | 0.008337% | 0.008337% | 0.01444% | 0.008111% | 0.01166% | 0.008111% | 0.01426% | 0.006151% | 0.007237% | 0.007237%
156 | 0.007172% | 0.01038% | 0.006576% | 0.01276% | 0.007826% | 0.01153% | 0.007568% | 0.01454% | 0.007998% | 0.01454% | 0.007826% | 0.01276% | 0.007826% | 0.01472% | 0.005905% | 0.01276% | 0.007826% | 0.01153% | 0.007568% | 0.01454% | 0.007998% | 0.007998% | 0.01454% | 0.007826% | 0.01276% | 0.007826% | 0.01472% | 0.005905% | 0.007172% | 0.007172%
157 | 0.007045% | 0.0108% | 0.006515% | 0.01371% | 0.007831% | 0.01066% | 0.00754% | 0.01467% | 0.00811% | 0.01467% | 0.007831% | 0.01371% | 0.007831% | 0.01486% | 0.005876% | 0.01371% | 0.007831% | 0.01066% | 0.00754% | 0.01467% | 0.00811% | 0.00811% | 0.01467% | 0.007831% | 0.01371% | 0.007831% | 0.01486% | 0.005876% | 0.007045% | 0.007045%
158 | 0.006962% | 0.01079% | 0.006572% | 0.01414% | 0.007746% | 0.009601% | 0.007463% | 0.01471% | 0.00795% | 0.01471% | 0.007746% | 0.01414% | 0.007746% | 0.01488% | 0.005779% | 0.01414% | 0.007746% | 0.009601% | 0.007463% | 0.01471% | 0.00795% | 0.00795% | 0.01471% | 0.007746% | 0.01414% | 0.007746% | 0.01488% | 0.005779% | 0.006962% | 0.006962%
159 | 0.00692% | 0.01022% | 0.006374% | 0.01416% | 0.007701% | 0.008788% | 0.00746% | 0.01465% | 0.007757% | 0.01465% | 0.007701% | 0.01416% | 0.007701% | 0.01494% | 0.005794% | 0.01416% | 0.007701% | 0.008788% | 0.00746% | 0.01465% | 0.007757% | 0.007757% | 0.01465% | 0.007701% | 0.01416% | 0.007701% | 0.01494% | 0.005794% | 0.00692% | 0.00692%
160 | 0.007039% | 0.009307% | 0.006458% | 0.01396% | 0.007769% | 0.00867% | 0.007528% | 0.01464% | 0.007821% | 0.01464% | 0.007769% | 0.01396% | 0.007769% | 0.01499% | 0.006018% | 0.01396% | 0.007769% | 0.00867% | 0.007528% | 0.01464% | 0.007821% | 0.007821% | 0.01464% | 0.007769% | 0.01396% | 0.007769% | 0.01499% | 0.006018% | 0.007039% | 0.007039%
161 | 0.008285% | 0.008651% | 0.00762% | 0.01411% | 0.008142% | 0.009787% | 0.008473% | 0.01263% | 0.007977% | 0.01263% | 0.008142% | 0.01411% | 0.008142% | 0.01557% | 0.007568% | 0.01411% | 0.008142% | 0.009787% | 0.008473% | 0.01263% | 0.007977% | 0.007977% | 0.01263% | 0.008142% | 0.01411% | 0.008142% | 0.01557% | 0.007568% | 0.008285% | 0.008285%
162 | 0.009522% | 0.008122% | 0.008944% | 0.01408% | 0.008507% | 0.01121% | 0.009492% | 0.01215% | 0.008114% | 0.01215% | 0.008507% | 0.01408% | 0.008507% | 0.01593% | 0.009428% | 0.01408% | 0.008507% | 0.01121% | 0.009492% | 0.01215% | 0.008114% | 0.008114% | 0.01215% | 0.008507% | 0.01408% | 0.008507% | 0.01593% | 0.009428% | 0.009522% | 0.009522%
163 | 0.009741% | 0.007824% | 0.009381% | 0.01322% | 0.008387% | 0.01244% | 0.00938% | 0.01202% | 0.008086% | 0.01202% | 0.008387% | 0.01322% | 0.008387% | 0.01519% | 0.00975% | 0.01322% | 0.008387% | 0.01244% | 0.00938% | 0.01202% | 0.008086% | 0.008086% | 0.01202% | 0.008387% | 0.01322% | 0.008387% | 0.01519% | 0.00975% | 0.009741% | 0.009741%
164 | 0.00991% | 0.007763% | 0.009339% | 0.01208% | 0.008281% | 0.01373% | 0.009271% | 0.01181% | 0.008037% | 0.01181% | 0.008281% | 0.01208% | 0.008281% | 0.01411% | 0.009945% | 0.01208% | 0.008281% | 0.01373% | 0.009271% | 0.01181% | 0.008037% | 0.008037% | 0.01181% | 0.008281% | 0.01208% | 0.008281% | 0.01411% | 0.009945% | 0.00991% | 0.00991%
165 | 0.01001% | 0.007734% | 0.00945% | 0.01101% | 0.008289% | 0.01413% | 0.009316% | 0.01147% | 0.008042% | 0.01147% | 0.008289% | 0.01101% | 0.008289% | 0.01279% | 0.01024% | 0.01101% | 0.008289% | 0.01413% | 0.009316% | 0.01147% | 0.008042% | 0.008042% | 0.01147% | 0.008289% | 0.01101% | 0.008289% | 0.01279% | 0.01024% | 0.01001% | 0.01001%
166 | 0.006648% | 0.007699% | 0.006464% | 0.01007% | 0.008415% | 0.01432% | 0.009422% | 0.01121% | 0.008156% | 0.01121% | 0.008415% | 0.01007% | 0.008415% | 0.01125% | 0.01043% | 0.01007% | 0.008415% | 0.01432% | 0.009422% | 0.01121% | 0.008156% | 0.008156% | 0.01121% | 0.008415% | 0.01007% | 0.008415% | 0.01125% | 0.01043% | 0.006648% | 0.006648%
167 | 0.007196% | 0.007687% | 0.006924% | 0.009152% | 0.008567% | 0.01447% | 0.009572% | 0.01096% | 0.008314% | 0.01096% | 0.008567% | 0.009152% | 0.008567% | 0.009638% | 0.01052% | 0.009152% | 0.008567% | 0.01447% | 0.009572% | 0.01096% | 0.008314% | 0.008314% | 0.01096% | 0.008567% | 0.009152% | 0.008567% | 0.009638% | 0.01052% | 0.007196% | 0.007196%
168 | 0.007497% | 0.008189% | 0.007196% | 0.008243% | 0.008931% | 0.01439% | 0.0099% | 0.01005% | 0.008557% | 0.01005% | 0.008931% | 0.008243% | 0.008931% | 0.008117% | 0.01046% | 0.008243% | 0.008931% | 0.01439% | 0.0099% | 0.01005% | 0.008557% | 0.008557% | 0.01005% | 0.008931% | 0.008243% | 0.008931% | 0.008117% | 0.01046% | 0.007497% | 0.007497%
169 | 0.008926% | 0.008079% | 0.008478% | 0.007453% | 0.00977% | 0.01384% | 0.01131% | 0.009454% | 0.009223% | 0.009454% | 0.00977% | 0.007453% | 0.00977% | 0.006508% | 0.01089% | 0.007453% | 0.00977% | 0.01384% | 0.01131% | 0.009454% | 0.009223% | 0.009223% | 0.009454% | 0.00977% | 0.007453% | 0.00977% | 0.006508% | 0.01089% | 0.008926% | 0.008926%
170 | 0.009037% | 0.008132% | 0.008766% | 0.006915% | 0.009704% | 0.01378% | 0.01101% | 0.008142% | 0.009309% | 0.008142% | 0.009704% | 0.006915% | 0.009704% | 0.006523% | 0.01078% | 0.006915% | 0.009704% | 0.01378% | 0.01101% | 0.008142% | 0.009309% | 0.009309% | 0.008142% | 0.009704% | 0.006915% | 0.009704% | 0.006523% | 0.01078% | 0.009037% | 0.009037%
171 | 0.009151% | 0.008121% | 0.008733% | 0.006851% | 0.009764% | 0.01381% | 0.01114% | 0.007153% | 0.009393% | 0.007153% | 0.009764% | 0.006851% | 0.009764% | 0.006717% | 0.01101% | 0.006851% | 0.009764% | 0.01381% | 0.01114% | 0.007153% | 0.009393% | 0.009393% | 0.007153% | 0.009764% | 0.006851% | 0.009764% | 0.006717% | 0.01101% | 0.009151% | 0.009151%
172 | 0.009491% | 0.008067% | 0.00881% | 0.006928% | 0.009901% | 0.01388% | 0.01122% | 0.006513% | 0.009761% | 0.006513% | 0.009901% | 0.006928% | 0.009901% | 0.007202% | 0.01134% | 0.006928% | 0.009901% | 0.01388% | 0.01122% | 0.006513% | 0.009761% | 0.009761% | 0.006513% | 0.009901% | 0.006928% | 0.009901% | 0.007202% | 0.01134% | 0.009491% | 0.009491%
173 | 0.01052% | 0.008064% | 0.0088% | 0.007211% | 0.01057% | 0.01393% | 0.0117% | 0.006607% | 0.0104% | 0.006607% | 0.01057% | 0.007211% | 0.01057% | 0.007759% | 0.01207% | 0.007211% | 0.01057% | 0.01393% | 0.0117% | 0.006607% | 0.0104% | 0.0104% | 0.006607% | 0.01057% | 0.007211% | 0.01057% | 0.007759% | 0.01207% | 0.01052% | 0.01052%
174 | 0.01263% | 0.008099% | 0.009025% | 0.008423% | 0.01173% | 0.01405% | 0.01262% | 0.007656% | 0.01102% | 0.007656% | 0.01173% | 0.008423% | 0.01173% | 0.00873% | 0.01341% | 0.008423% | 0.01173% | 0.01405% | 0.01262% | 0.007656% | 0.01102% | 0.01102% | 0.007656% | 0.01173% | 0.008423% | 0.01173% | 0.00873% | 0.01341% | 0.01263% | 0.01263%
175 | 0.01941% | 0.008613% | 0.01658% | 0.009344% | 0.01324% | 0.01411% | 0.01414% | 0.009602% | 0.01264% | 0.009602% | 0.01324% | 0.009344% | 0.01324% | 0.01033% | 0.01576% | 0.009344% | 0.01324% | 0.01411% | 0.01414% | 0.009602% | 0.01264% | 0.01264% | 0.009602% | 0.01324% | 0.009344% | 0.01324% | 0.01033% | 0.01576% | 0.01941% | 0.01941%
176 | 0.01927% | 0.009729% | 0.01822% | 0.01046% | 0.01435% | 0.01367% | 0.01465% | 0.01213% | 0.01349% | 0.01213% | 0.01435% | 0.01046% | 0.01435% | 0.01198% | 0.01712% | 0.01046% | 0.01435% | 0.01367% | 0.01465% | 0.01213% | 0.01349% | 0.01349% | 0.01213% | 0.01435% | 0.01046% | 0.01435% | 0.01198% | 0.01712% | 0.01927% | 0.01927%
177 | 0.02024% | 0.01262% | 0.01946% | 0.01227% | 0.01515% | 0.01312% | 0.01512% | 0.01424% | 0.01413% | 0.01424% | 0.01515% | 0.01227% | 0.01515% | 0.01434% | 0.01805% | 0.01227% | 0.01515% | 0.01312% | 0.01512% | 0.01424% | 0.01413% | 0.01413% | 0.01424% | 0.01515% | 0.01227% | 0.01515% | 0.01434% | 0.01805% | 0.02024% | 0.02024%
178 | 0.0212% | 0.01558% | 0.01992% | 0.01373% | 0.01614% | 0.01309% | 0.01626% | 0.01456% | 0.01477% | 0.01456% | 0.01614% | 0.01373% | 0.01614% | 0.01552% | 0.01964% | 0.01373% | 0.01614% | 0.01309% | 0.01626% | 0.01456% | 0.01477% | 0.01477% | 0.01456% | 0.01614% | 0.01373% | 0.01614% | 0.01552% | 0.01964% | 0.0212% | 0.0212%
179 | 0.02167% | 0.01781% | 0.02051% | 0.01458% | 0.0166% | 0.01283% | 0.01707% | 0.01495% | 0.01495% | 0.01495% | 0.0166% | 0.01458% | 0.0166% | 0.01587% | 0.02077% | 0.01458% | 0.0166% | 0.01283% | 0.01707% | 0.01495% | 0.01495% | 0.01495% | 0.01495% | 0.0166% | 0.01458% | 0.0166% | 0.01587% | 0.02077% | 0.02167% | 0.02167%
180 | 0.02142% | 0.01848% | 0.02049% | 0.01508% | 0.01632% | 0.01201% | 0.01729% | 0.01476% | 0.01461% | 0.01476% | 0.01632% | 0.01508% | 0.01632% | 0.01591% | 0.02156% | 0.01508% | 0.01632% | 0.01201% | 0.01729% | 0.01476% | 0.01461% | 0.01461% | 0.01476% | 0.01632% | 0.01508% | 0.01632% | 0.01591% | 0.02156% | 0.02142% | 0.02142%
181 | 0.02056% | 0.01814% | 0.02053% | 0.01537% | 0.01568% | 0.01098% | 0.01705% | 0.014% | 0.0142% | 0.014% | 0.01568% | 0.01537% | 0.01568% | 0.0159% | 0.02182% | 0.01537% | 0.01568% | 0.01098% | 0.01705% | 0.014% | 0.0142% | 0.0142% | 0.014% | 0.01568% | 0.01537% | 0.01568% | 0.0159% | 0.02182% | 0.02056% | 0.02056%
182 | 0.01894% | 0.01733% | 0.02038% | 0.01547% | 0.01462% | 0.009758% | 0.01643% | 0.01315% | 0.01351% | 0.01315% | 0.01462% | 0.01547% | 0.01462% | 0.01589% | 0.02157% | 0.01547% | 0.01462% | 0.009758% | 0.01643% | 0.01315% | 0.01351% | 0.01351% | 0.01315% | 0.01462% | 0.01547% | 0.01462% | 0.01589% | 0.02157% | 0.01894% | 0.01894%
183 | 0.01676% | 0.01468% | 0.01925% | 0.01544% | 0.01343% | 0.009032% | 0.01548% | 0.01268% | 0.01255% | 0.01268% | 0.01343% | 0.01544% | 0.01343% | 0.01579% | 0.02113% | 0.01544% | 0.01343% | 0.009032% | 0.01548% | 0.01268% | 0.01255% | 0.01255% | 0.01268% | 0.01343% | 0.01544% | 0.01343% | 0.01579% | 0.02113% | 0.01676% | 0.01676%
184 | 0.0149% | 0.01217% | 0.01877% | 0.01529% | 0.01245% | 0.008843% | 0.01422% | 0.01289% | 0.01186% | 0.01289% | 0.01245% | 0.01529% | 0.01245% | 0.0154% | 0.02002% | 0.01529% | 0.01245% | 0.008843% | 0.01422% | 0.01289% | 0.01186% | 0.01186% | 0.01289% | 0.01245% | 0.01529% | 0.01245% | 0.0154% | 0.02002% | 0.0149% | 0.0149%
185 | 0.01426% | 0.01093% | 0.01823% | 0.01569% | 0.01243% | 0.009965% | 0.01411% | 0.0113% | 0.01169% | 0.0113% | 0.01243% | 0.01569% | 0.01243% | 0.0157% | 0.01965% | 0.01569% | 0.01243% | 0.009965% | 0.01411% | 0.0113% | 0.01169% | 0.01169% | 0.0113% | 0.01243% | 0.01569% | 0.01243% | 0.0157% | 0.01965% | 0.01426% | 0.01426%
186 | 0.01411% | 0.009353% | 0.0189% | 0.01609% | 0.0125% | 0.01135% | 0.01449% | 0.01144% | 0.01166% | 0.01144% | 0.0125% | 0.01609% | 0.0125% | 0.01605% | 0.01915% | 0.01609% | 0.0125% | 0.01135% | 0.01449% | 0.01144% | 0.01166% | 0.01166% | 0.01144% | 0.0125% | 0.01609% | 0.0125% | 0.01605% | 0.01915% | 0.01411% | 0.01411%
187 | 0.01322% | 0.008771% | 0.01878% | 0.01561% | 0.01192% | 0.01242% | 0.01396% | 0.01145% | 0.01123% | 0.01145% | 0.01192% | 0.01561% | 0.01192% | 0.01546% | 0.01686% | 0.01561% | 0.01192% | 0.01242% | 0.01396% | 0.01145% | 0.01123% | 0.01123% | 0.01145% | 0.01192% | 0.01561% | 0.01192% | 0.01546% | 0.01686% | 0.01322% | 0.01322%
188 | 0.0126% | 0.008488% | 0.01642% | 0.01484% | 0.01121% | 0.01346% | 0.01345% | 0.0115% | 0.01075% | 0.0115% | 0.01121% | 0.01484% | 0.01121% | 0.01476% | 0.01517% | 0.01484% | 0.01121% | 0.01346% | 0.01345% | 0.0115% | 0.01075% | 0.01075% | 0.0115% | 0.01121% | 0.01484% | 0.01121% | 0.01476% | 0.01517% | 0.0126% | 0.0126%
189 | 0.01225% | 0.008406% | 0.01282% | 0.0139% | 0.0107% | 0.01387% | 0.01269% | 0.01161% | 0.01034% | 0.01161% | 0.0107% | 0.0139% | 0.0107% | 0.01385% | 0.01402% | 0.0139% | 0.0107% | 0.01387% | 0.01269% | 0.01161% | 0.01034% | 0.01034% | 0.01161% | 0.0107% | 0.0139% | 0.0107% | 0.01385% | 0.01402% | 0.01225% | 0.01225%
190 | 0.008804% | 0.008376% | 0.008305% | 0.01239% | 0.01059% | 0.01402% | 0.01209% | 0.012% | 0.01024% | 0.012% | 0.01059% | 0.01239% | 0.01059% | 0.01214% | 0.01352% | 0.01239% | 0.01059% | 0.01402% | 0.01209% | 0.012% | 0.01024% | 0.01024% | 0.012% | 0.01059% | 0.01239% | 0.01059% | 0.01214% | 0.01352% | 0.008804% | 0.008804%
191 | 0.00909% | 0.008411% | 0.008077% | 0.0102% | 0.0107% | 0.01411% | 0.01157% | 0.01233% | 0.0103% | 0.01233% | 0.0107% | 0.0102% | 0.0107% | 0.009193% | 0.01325% | 0.0102% | 0.0107% | 0.01411% | 0.01157% | 0.01233% | 0.0103% | 0.0103% | 0.01233% | 0.0107% | 0.0102% | 0.0107% | 0.009193% | 0.01325% | 0.00909% | 0.00909%
192 | 0.008806% | 0.008226% | 0.008288% | 0.008685% | 0.01015% | 0.01421% | 0.01089% | 0.01145% | 0.009719% | 0.01145% | 0.01015% | 0.008685% | 0.01015% | 0.007385% | 0.01234% | 0.008685% | 0.01015% | 0.01421% | 0.01089% | 0.01145% | 0.009719% | 0.009719% | 0.01145% | 0.01015% | 0.008685% | 0.01015% | 0.007385% | 0.01234% | 0.008806% | 0.008806%
193 | 0.009341% | 0.008328% | 0.008661% | 0.007782% | 0.01042% | 0.01406% | 0.01099% | 0.01007% | 0.009972% | 0.01007% | 0.01042% | 0.007782% | 0.01042% | 0.006789% | 0.0121% | 0.007782% | 0.01042% | 0.01406% | 0.01099% | 0.01007% | 0.009972% | 0.009972% | 0.01007% | 0.01042% | 0.007782% | 0.01042% | 0.006789% | 0.0121% | 0.009341% | 0.009341%
194 | 0.009452% | 0.008329% | 0.008879% | 0.00718% | 0.01035% | 0.01411% | 0.01093% | 0.008689% | 0.009879% | 0.008689% | 0.01035% | 0.00718% | 0.01035% | 0.006854% | 0.01207% | 0.00718% | 0.01035% | 0.01411% | 0.01093% | 0.008689% | 0.009879% | 0.009879% | 0.008689% | 0.01035% | 0.00718% | 0.01035% | 0.006854% | 0.01207% | 0.009452% | 0.009452%
195 | 0.009571% | 0.008335% | 0.008897% | 0.007148% | 0.01052% | 0.01419% | 0.01111% | 0.007814% | 0.01013% | 0.007814% | 0.01052% | 0.007148% | 0.01052% | 0.007047% | 0.01238% | 0.007148% | 0.01052% | 0.01419% | 0.01111% | 0.007814% | 0.01013% | 0.01013% | 0.007814% | 0.01052% | 0.007148% | 0.01052% | 0.007047% | 0.01238% | 0.009571% | 0.009571%
196 | 0.009924% | 0.008349% | 0.008946% | 0.007268% | 0.01078% | 0.01425% | 0.01125% | 0.007345% | 0.01058% | 0.007345% | 0.01078% | 0.007268% | 0.01078% | 0.007519% | 0.01282% | 0.007268% | 0.01078% | 0.01425% | 0.01125% | 0.007345% | 0.01058% | 0.01058% | 0.007345% | 0.01078% | 0.007268% | 0.01078% | 0.007519% | 0.01282% | 0.009924% | 0.009924%
197 | 0.01095% | 0.008369% | 0.009135% | 0.007588% | 0.01146% | 0.01431% | 0.01179% | 0.007443% | 0.01113% | 0.007443% | 0.01146% | 0.007588% | 0.01146% | 0.008136% | 0.01367% | 0.007588% | 0.01146% | 0.01431% | 0.01179% | 0.007443% | 0.01113% | 0.01113% | 0.007443% | 0.01146% | 0.007588% | 0.01146% | 0.008136% | 0.01367% | 0.01095% | 0.01095%
198 | 0.01311% | 0.008523% | 0.009246% | 0.008862% | 0.0126% | 0.01435% | 0.01278% | 0.008563% | 0.01217% | 0.008563% | 0.0126% | 0.008862% | 0.0126% | 0.009001% | 0.01505% | 0.008862% | 0.0126% | 0.01435% | 0.01278% | 0.008563% | 0.01217% | 0.01217% | 0.008563% | 0.0126% | 0.008862% | 0.0126% | 0.009001% | 0.01505% | 0.01311% | 0.01311%
199 | 0.01991% | 0.008861% | 0.01636% | 0.009782% | 0.0143% | 0.01451% | 0.01434% | 0.01059% | 0.01353% | 0.01059% | 0.0143% | 0.009782% | 0.0143% | 0.01067% | 0.01741% | 0.009782% | 0.0143% | 0.01451% | 0.01434% | 0.01059% | 0.01353% | 0.01353% | 0.01059% | 0.0143% | 0.009782% | 0.0143% | 0.01067% | 0.01741% | 0.01991% | 0.01991%
200 | 0.01978% | 0.009905% | 0.0182% | 0.01081% | 0.0152% | 0.01408% | 0.01474% | 0.01308% | 0.01422% | 0.01308% | 0.0152% | 0.01081% | 0.0152% | 0.01223% | 0.01847% | 0.01081% | 0.0152% | 0.01408% | 0.01474% | 0.01308% | 0.01422% | 0.01422% | 0.01308% | 0.0152% | 0.01081% | 0.0152% | 0.01223% | 0.01847% | 0.01978% | 0.01978%
201 | 0.02071% | 0.01262% | 0.01946% | 0.01255% | 0.0158% | 0.01327% | 0.0151% | 0.01499% | 0.01471% | 0.01499% | 0.0158% | 0.01255% | 0.0158% | 0.01446% | 0.01914% | 0.01255% | 0.0158% | 0.01327% | 0.0151% | 0.01499% | 0.01471% | 0.01471% | 0.01499% | 0.0158% | 0.01255% | 0.0158% | 0.01446% | 0.01914% | 0.02071% | 0.02071%
202 | 0.0216% | 0.01568% | 0.01997% | 0.0139% | 0.01652% | 0.01272% | 0.01615% | 0.01516% | 0.01517% | 0.01516% | 0.01652% | 0.0139% | 0.01652% | 0.01553% | 0.02024% | 0.0139% | 0.01652% | 0.01272% | 0.01615% | 0.01516% | 0.01517% | 0.01517% | 0.01516% | 0.01652% | 0.0139% | 0.01652% | 0.01553% | 0.02024% | 0.0216% | 0.0216%
203 | 0.02187% | 0.01789% | 0.02054% | 0.0146% | 0.01673% | 0.01223% | 0.01688% | 0.01536% | 0.01518% | 0.01536% | 0.01673% | 0.0146% | 0.01673% | 0.0158% | 0.02103% | 0.0146% | 0.01673% | 0.01223% | 0.01688% | 0.01536% | 0.01518% | 0.01518% | 0.01536% | 0.01673% | 0.0146% | 0.01673% | 0.0158% | 0.02103% | 0.02187% | 0.02187%
204 | 0.02158% | 0.01853% | 0.02045% | 0.01499% | 0.01639% | 0.01152% | 0.0171% | 0.01513% | 0.01486% | 0.01513% | 0.01639% | 0.01499% | 0.01639% | 0.0158% | 0.02165% | 0.01499% | 0.01639% | 0.01152% | 0.0171% | 0.01513% | 0.01486% | 0.01486% | 0.01513% | 0.01639% | 0.01499% | 0.01639% | 0.0158% | 0.02165% | 0.02158% | 0.02158%
205 | 0.02068% | 0.01819% | 0.02046% | 0.0152% | 0.01561% | 0.01064% | 0.01678% | 0.01423% | 0.01432% | 0.01423% | 0.01561% | 0.0152% | 0.01561% | 0.01573% | 0.02169% | 0.0152% | 0.01561% | 0.01064% | 0.01678% | 0.01423% | 0.01432% | 0.01432% | 0.01423% | 0.01561% | 0.0152% | 0.01561% | 0.01573% | 0.02169% | 0.02068% | 0.02068%
206 | 0.01906% | 0.01744% | 0.02036% | 0.01532% | 0.01461% | 0.009537% | 0.01621% | 0.01346% | 0.01369% | 0.01346% | 0.01461% | 0.01532% | 0.01461% | 0.01574% | 0.0215% | 0.01532% | 0.01461% | 0.009537% | 0.01621% | 0.01346% | 0.01369% | 0.01369% | 0.01346% | 0.01461% | 0.01532% | 0.01461% | 0.01574% | 0.0215% | 0.01906% | 0.01906%
207 | 0.01688% | 0.01477% | 0.01934% | 0.01536% | 0.0135% | 0.008791% | 0.01532% | 0.01313% | 0.01285% | 0.01313% | 0.0135% | 0.01536% | 0.0135% | 0.01569% | 0.02123% | 0.01536% | 0.0135% | 0.008791% | 0.01532% | 0.01313% | 0.01285% | 0.01285% | 0.01313% | 0.0135% | 0.01536% | 0.0135% | 0.01569% | 0.02123% | 0.01688% | 0.01688%
208 | 0.01494% | 0.01228% | 0.01888% | 0.01523% | 0.01262% | 0.008593% | 0.01413% | 0.01331% | 0.01218% | 0.01331% | 0.01262% | 0.01523% | 0.01262% | 0.01539% | 0.02035% | 0.01523% | 0.01262% | 0.008593% | 0.01413% | 0.01331% | 0.01218% | 0.01218% | 0.01331% | 0.01262% | 0.01523% | 0.01262% | 0.01539% | 0.02035% | 0.01494% | 0.01494%
209 | 0.01423% | 0.01094% | 0.01826% | 0.01562% | 0.01249% | 0.009684% | 0.01394% | 0.01154% | 0.01191% | 0.01154% | 0.01249% | 0.01562% | 0.01249% | 0.01562% | 0.01978% | 0.01562% | 0.01249% | 0.009684% | 0.01394% | 0.01154% | 0.01191% | 0.01191% | 0.01154% | 0.01249% | 0.01562% | 0.01249% | 0.01562% | 0.01978% | 0.01423% | 0.01423%
210 | 0.01402% | 0.009318% | 0.01888% | 0.01599% | 0.01253% | 0.01105% | 0.01428% | 0.01158% | 0.01184% | 0.01158% | 0.01253% | 0.01599% | 0.01253% | 0.0159% | 0.01914% | 0.01599% | 0.01253% | 0.01105% | 0.01428% | 0.01158% | 0.01184% | 0.01184% | 0.01158% | 0.01253% | 0.01599% | 0.01253% | 0.0159% | 0.01914% | 0.01402% | 0.01402%
211 | 0.0131% | 0.008695% | 0.01878% | 0.01549% | 0.01187% | 0.01208% | 0.01376% | 0.01145% | 0.01129% | 0.01145% | 0.01187% | 0.01549% | 0.01187% | 0.0153% | 0.01677% | 0.01549% | 0.01187% | 0.01208% | 0.01376% | 0.01145% | 0.01129% | 0.01129% | 0.01145% | 0.01187% | 0.01549% | 0.01187% | 0.0153% | 0.01677% | 0.0131% | 0.0131%
212 | 0.01251% | 0.008497% | 0.01642% | 0.01479% | 0.01124% | 0.01309% | 0.01332% | 0.01157% | 0.01085% | 0.01157% | 0.01124% | 0.01479% | 0.01124% | 0.01465% | 0.0152% | 0.01479% | 0.01124% | 0.01309% | 0.01332% | 0.01157% | 0.01085% | 0.01085% | 0.01157% | 0.01124% | 0.01479% | 0.01124% | 0.01465% | 0.0152% | 0.01251% | 0.01251%
213 | 0.01217% | 0.008396% | 0.0128% | 0.01385% | 0.01083% | 0.01351% | 0.01264% | 0.01171% | 0.01046% | 0.01171% | 0.01083% | 0.01385% | 0.01083% | 0.0138% | 0.01417% | 0.01385% | 0.01083% | 0.01351% | 0.01264% | 0.01171% | 0.01046% | 0.01046% | 0.01171% | 0.01083% | 0.01385% | 0.01083% | 0.0138% | 0.01417% | 0.01217% | 0.01217%
214 | 0.00864% | 0.008264% | 0.008412% | 0.01229% | 0.01054% | 0.01369% | 0.01202% | 0.01191% | 0.01018% | 0.01191% | 0.01054% | 0.01229% | 0.01054% | 0.01209% | 0.01348% | 0.01229% | 0.01054% | 0.01369% | 0.01202% | 0.01191% | 0.01018% | 0.01018% | 0.01191% | 0.01054% | 0.01229% | 0.01054% | 0.01209% | 0.01348% | 0.00864% | 0.00864%
215 | 0.008844% | 0.008193% | 0.008243% | 0.01005% | 0.01051% | 0.01379% | 0.01142% | 0.01209% | 0.01012% | 0.01209% | 0.01051% | 0.01005% | 0.01051% | 0.009099% | 0.01295% | 0.01005% | 0.01051% | 0.01379% | 0.01142% | 0.01209% | 0.01012% | 0.01012% | 0.01209% | 0.01051% | 0.01005% | 0.01051% | 0.009099% | 0.01295% | 0.008844% | 0.008844%
216 | 0.009013% | 0.008231% | 0.008488% | 0.00863% | 0.01053% | 0.01388% | 0.01114% | 0.012% | 0.0101% | 0.012% | 0.01053% | 0.00863% | 0.01053% | 0.007192% | 0.01262% | 0.00863% | 0.01053% | 0.01388% | 0.01114% | 0.012% | 0.0101% | 0.0101% | 0.012% | 0.01053% | 0.00863% | 0.01053% | 0.007192% | 0.01262% | 0.009013% | 0.009013%
217 | 0.009156% | 0.008115% | 0.008522% | 0.007706% | 0.01049% | 0.01383% | 0.01093% | 0.01014% | 0.01003% | 0.01014% | 0.01049% | 0.007706% | 0.01049% | 0.006796% | 0.01197% | 0.007706% | 0.01049% | 0.01383% | 0.01093% | 0.01014% | 0.01003% | 0.01003% | 0.01014% | 0.01049% | 0.007706% | 0.01049% | 0.006796% | 0.01197% | 0.009156% | 0.009156%
218 | 0.009348% | 0.008132% | 0.008753% | 0.007125% | 0.01046% | 0.01387% | 0.01087% | 0.008867% | 0.01003% | 0.008867% | 0.01046% | 0.007125% | 0.01046% | 0.006803% | 0.01196% | 0.007125% | 0.01046% | 0.01387% | 0.01087% | 0.008867% | 0.01003% | 0.01003% | 0.008867% | 0.01046% | 0.007125% | 0.01046% | 0.006803% | 0.01196% | 0.009348% | 0.009348%
219 | 0.009453% | 0.008133% | 0.008743% | 0.007077% | 0.01061% | 0.01387% | 0.01103% | 0.007961% | 0.01028% | 0.007961% | 0.01061% | 0.007077% | 0.01061% | 0.006977% | 0.01213% | 0.007077% | 0.01061% | 0.01387% | 0.01103% | 0.007961% | 0.01028% | 0.01028% | 0.007961% | 0.01061% | 0.007077% | 0.01061% | 0.006977% | 0.01213% | 0.009453% | 0.009453%
220 | 0.009825% | 0.00813% | 0.00886% | 0.00719% | 0.01088% | 0.01393% | 0.01123% | 0.007485% | 0.01074% | 0.007485% | 0.01088% | 0.00719% | 0.01088% | 0.007429% | 0.01255% | 0.00719% | 0.01088% | 0.01393% | 0.01123% | 0.007485% | 0.01074% | 0.01074% | 0.007485% | 0.01088% | 0.00719% | 0.01088% | 0.007429% | 0.01255% | 0.009825% | 0.009825%
221 | 0.01083% | 0.008135% | 0.009079% | 0.007474% | 0.01149% | 0.01401% | 0.01174% | 0.007545% | 0.01125% | 0.007545% | 0.01149% | 0.007474% | 0.01149% | 0.008011% | 0.01335% | 0.007474% | 0.01149% | 0.01401% | 0.01174% | 0.007545% | 0.01125% | 0.01125% | 0.007545% | 0.01149% | 0.007474% | 0.01149% | 0.008011% | 0.01335% | 0.01083% | 0.01083%
222 | 0.01295% | 0.00864% | 0.009351% | 0.0087% | 0.01254% | 0.01405% | 0.01269% | 0.008543% | 0.01224% | 0.008543% | 0.01254% | 0.0087% | 0.01254% | 0.00885% | 0.01469% | 0.0087% | 0.01254% | 0.01405% | 0.01269% | 0.008543% | 0.01224% | 0.01224% | 0.008543% | 0.01254% | 0.0087% | 0.01254% | 0.00885% | 0.01469% | 0.01295% | 0.01295%
223 | 0.01991% | 0.008765% | 0.01632% | 0.009593% | 0.01419% | 0.01416% | 0.01422% | 0.01056% | 0.01356% | 0.01056% | 0.01419% | 0.009593% | 0.01419% | 0.01047% | 0.01708% | 0.009593% | 0.01419% | 0.01416% | 0.01422% | 0.01056% | 0.01356% | 0.01356% | 0.01056% | 0.01419% | 0.009593% | 0.01419% | 0.01047% | 0.01708% | 0.01991% | 0.01991%
224 | 0.01979% | 0.009702% | 0.01825% | 0.0105% | 0.01501% | 0.01356% | 0.01451% | 0.01294% | 0.01419% | 0.01294% | 0.01501% | 0.0105% | 0.01501% | 0.01184% | 0.0178% | 0.0105% | 0.01501% | 0.01356% | 0.01451% | 0.01294% | 0.01419% | 0.01419% | 0.01294% | 0.01501% | 0.0105% | 0.01501% | 0.01184% | 0.0178% | 0.01979% | 0.01979%
225 | 0.02065% | 0.01239% | 0.01935% | 0.01216% | 0.01552% | 0.01268% | 0.01482% | 0.01477% | 0.01456% | 0.01477% | 0.01552% | 0.01216% | 0.01552% | 0.01399% | 0.01806% | 0.01216% | 0.01552% | 0.01268% | 0.01482% | 0.01477% | 0.01456% | 0.01456% | 0.01477% | 0.01552% | 0.01216% | 0.01552% | 0.01399% | 0.01806% | 0.02065% | 0.02065%
226 | 0.02151% | 0.01533% | 0.01974% | 0.01359% | 0.01631% | 0.01221% | 0.01584% | 0.01507% | 0.01511% | 0.01507% | 0.01631% | 0.01359% | 0.01631% | 0.01514% | 0.01933% | 0.01359% | 0.01631% | 0.01221% | 0.01584% | 0.01507% | 0.01511% | 0.01511% | 0.01507% | 0.01631% | 0.01359% | 0.01631% | 0.01514% | 0.01933% | 0.02151% | 0.02151%
227 | 0.0218% | 0.01765% | 0.02027% | 0.01435% | 0.01654% | 0.01177% | 0.01658% | 0.01528% | 0.01515% | 0.01528% | 0.01654% | 0.01435% | 0.01654% | 0.01548% | 0.02026% | 0.01435% | 0.01654% | 0.01177% | 0.01658% | 0.01528% | 0.01515% | 0.01515% | 0.01528% | 0.01654% | 0.01435% | 0.01654% | 0.01548% | 0.02026% | 0.0218% | 0.0218%
228 | 0.02148% | 0.0183% | 0.02021% | 0.01474% | 0.01613% | 0.0112% | 0.01678% | 0.01484% | 0.01471% | 0.01484% | 0.01613% | 0.01474% | 0.01613% | 0.01552% | 0.02082% | 0.01474% | 0.01613% | 0.0112% | 0.01678% | 0.01484% | 0.01471% | 0.01471% | 0.01484% | 0.01613% | 0.01474% | 0.01613% | 0.01552% | 0.02082% | 0.02148% | 0.02148%
229 | 0.02048% | 0.01797% | 0.02018% | 0.01496% | 0.01536% | 0.01028% | 0.01649% | 0.01394% | 0.01421% | 0.01394% | 0.01536% | 0.01496% | 0.01536% | 0.01546% | 0.02094% | 0.01496% | 0.01536% | 0.01028% | 0.01649% | 0.01394% | 0.01421% | 0.01421% | 0.01394% | 0.01536% | 0.01496% | 0.01536% | 0.01546% | 0.02094% | 0.02048% | 0.02048%
230 | 0.01881% | 0.0172% | 0.02% | 0.01509% | 0.01435% | 0.009149% | 0.01591% | 0.01318% | 0.0136% | 0.01318% | 0.01435% | 0.01509% | 0.01435% | 0.01546% | 0.0208% | 0.01509% | 0.01435% | 0.009149% | 0.01591% | 0.01318% | 0.0136% | 0.0136% | 0.01318% | 0.01435% | 0.01509% | 0.01435% | 0.01546% | 0.0208% | 0.01881% | 0.01881%
231 | 0.01657% | 0.01455% | 0.01892% | 0.01507% | 0.01306% | 0.008316% | 0.01498% | 0.01269% | 0.01257% | 0.01269% | 0.01306% | 0.01507% | 0.01306% | 0.01541% | 0.02042% | 0.01507% | 0.01306% | 0.008316% | 0.01498% | 0.01269% | 0.01257% | 0.01257% | 0.01269% | 0.01306% | 0.01507% | 0.01306% | 0.01541% | 0.02042% | 0.01657% | 0.01657%
232 | 0.01463% | 0.01207% | 0.01837% | 0.01492% | 0.01204% | 0.00809% | 0.01372% | 0.01284% | 0.01177% | 0.01284% | 0.01204% | 0.01492% | 0.01204% | 0.01506% | 0.01933% | 0.01492% | 0.01204% | 0.00809% | 0.01372% | 0.01284% | 0.01177% | 0.01177% | 0.01284% | 0.01204% | 0.01492% | 0.01204% | 0.01506% | 0.01933% | 0.01463% | 0.01463%
233 | 0.01402% | 0.01083% | 0.01773% | 0.01533% | 0.01195% | 0.009135% | 0.01353% | 0.0112% | 0.01156% | 0.0112% | 0.01195% | 0.01533% | 0.01195% | 0.01525% | 0.01861% | 0.01533% | 0.01195% | 0.009135% | 0.01353% | 0.0112% | 0.01156% | 0.01156% | 0.0112% | 0.01195% | 0.01533% | 0.01195% | 0.01525% | 0.01861% | 0.01402% | 0.01402%
234 | 0.01383% | 0.00923% | 0.01839% | 0.01571% | 0.01196% | 0.01048% | 0.01382% | 0.0112% | 0.0115% | 0.0112% | 0.01196% | 0.01571% | 0.01196% | 0.01551% | 0.0177% | 0.01571% | 0.01196% | 0.01048% | 0.01382% | 0.0112% | 0.0115% | 0.0115% | 0.0112% | 0.01196% | 0.01571% | 0.01196% | 0.01551% | 0.0177% | 0.01383% | 0.01383%
235 | 0.01296% | 0.008622% | 0.01825% | 0.01524% | 0.01127% | 0.0116% | 0.01328% | 0.01107% | 0.01096% | 0.01107% | 0.01127% | 0.01524% | 0.01127% | 0.01491% | 0.01528% | 0.01524% | 0.01127% | 0.0116% | 0.01328% | 0.01107% | 0.01096% | 0.01096% | 0.01107% | 0.01127% | 0.01524% | 0.01127% | 0.01491% | 0.01528% | 0.01296% | 0.01296%
236 | 0.01237% | 0.008309% | 0.01594% | 0.01449% | 0.01059% | 0.01271% | 0.01282% | 0.01107% | 0.01043% | 0.01107% | 0.01059% | 0.01449% | 0.01059% | 0.01428% | 0.01363% | 0.01449% | 0.01059% | 0.01271% | 0.01282% | 0.01107% | 0.01043% | 0.01043% | 0.01107% | 0.01059% | 0.01449% | 0.01059% | 0.01428% | 0.01363% | 0.01237% | 0.01237%
237 | 0.0121% | 0.008198% | 0.01253% | 0.01358% | 0.01012% | 0.01318% | 0.01218% | 0.01115% | 0.009972% | 0.01115% | 0.01012% | 0.01358% | 0.01012% | 0.01348% | 0.01255% | 0.01358% | 0.01012% | 0.01318% | 0.01218% | 0.01115% | 0.009972% | 0.009972% | 0.01115% | 0.01012% | 0.01358% | 0.01012% | 0.01348% | 0.01255% | 0.0121% | 0.0121%
238 | 0.008422% | 0.008113% | 0.008153% | 0.01206% | 0.009742% | 0.01335% | 0.01151% | 0.01131% | 0.009673% | 0.01131% | 0.009742% | 0.01206% | 0.009742% | 0.01182% | 0.01174% | 0.01206% | 0.009742% | 0.01335% | 0.01151% | 0.01131% | 0.009673% | 0.009673% | 0.01131% | 0.009742% | 0.01206% | 0.009742% | 0.01182% | 0.01174% | 0.008422% | 0.008422%
239 | 0.008654% | 0.0081% | 0.007878% | 0.009838% | 0.009659% | 0.01348% | 0.01091% | 0.01153% | 0.009617% | 0.01153% | 0.009659% | 0.009838% | 0.009659% | 0.008843% | 0.01126% | 0.009838% | 0.009659% | 0.01348% | 0.01091% | 0.01153% | 0.009617% | 0.009617% | 0.01153% | 0.009659% | 0.009838% | 0.009659% | 0.008843% | 0.01126% | 0.008654% | 0.008654%
240 | 0.008774% | 0.008124% | 0.008117% | 0.008412% | 0.009919% | 0.01363% | 0.01077% | 0.01158% | 0.009729% | 0.01158% | 0.009919% | 0.008412% | 0.009919% | 0.006972% | 0.01141% | 0.008412% | 0.009919% | 0.01363% | 0.01077% | 0.01158% | 0.009729% | 0.009729% | 0.01158% | 0.009919% | 0.008412% | 0.009919% | 0.006972% | 0.01141% | 0.008774% | 0.008774%
241 | 0.008873% | 0.008059% | 0.008231% | 0.007364% | 0.009721% | 0.01366% | 0.01049% | 0.009697% | 0.009513% | 0.009697% | 0.009721% | 0.007364% | 0.009721% | 0.006341% | 0.01058% | 0.007364% | 0.009721% | 0.01366% | 0.01049% | 0.009697% | 0.009513% | 0.009513% | 0.009697% | 0.009721% | 0.007364% | 0.009721% | 0.006341% | 0.01058% | 0.008873% | 0.008873%
242 | 0.008971% | 0.008073% | 0.008501% | 0.006788% | 0.00962% | 0.01364% | 0.01036% | 0.008286% | 0.009454% | 0.008286% | 0.00962% | 0.006788% | 0.00962% | 0.006358% | 0.01037% | 0.006788% | 0.00962% | 0.01364% | 0.01036% | 0.008286% | 0.009454% | 0.009454% | 0.008286% | 0.00962% | 0.006788% | 0.00962% | 0.006358% | 0.01037% | 0.008971% | 0.008971%
243 | 0.009026% | 0.008047% | 0.008514% | 0.006693% | 0.009679% | 0.01361% | 0.01048% | 0.007243% | 0.009551% | 0.007243% | 0.009679% | 0.006693% | 0.009679% | 0.00652% | 0.01047% | 0.006693% | 0.009679% | 0.01361% | 0.01048% | 0.007243% | 0.009551% | 0.009551% | 0.007243% | 0.009679% | 0.006693% | 0.009679% | 0.00652% | 0.01047% | 0.009026% | 0.009026%
244 | 0.009397% | 0.008038% | 0.008686% | 0.006771% | 0.009879% | 0.01359% | 0.0106% | 0.006724% | 0.009969% | 0.006724% | 0.009879% | 0.006771% | 0.009879% | 0.006876% | 0.01088% | 0.006771% | 0.009879% | 0.01359% | 0.0106% | 0.006724% | 0.009969% | 0.009969% | 0.006724% | 0.009879% | 0.006771% | 0.009879% | 0.006876% | 0.01088% | 0.009397% | 0.009397%
245 | 0.01039% | 0.008084% | 0.008754% | 0.007034% | 0.01052% | 0.01355% | 0.01105% | 0.006784% | 0.01055% | 0.006784% | 0.01052% | 0.007034% | 0.01052% | 0.007354% | 0.01168% | 0.007034% | 0.01052% | 0.01355% | 0.01105% | 0.006784% | 0.01055% | 0.01055% | 0.006784% | 0.01052% | 0.007034% | 0.01052% | 0.007354% | 0.01168% | 0.01039% | 0.01039%
246 | 0.01257% | 0.00828% | 0.008993% | 0.008252% | 0.01166% | 0.01353% | 0.01205% | 0.007862% | 0.01155% | 0.007862% | 0.01166% | 0.008252% | 0.01166% | 0.0083% | 0.01319% | 0.008252% | 0.01166% | 0.01353% | 0.01205% | 0.007862% | 0.01155% | 0.01155% | 0.007862% | 0.01166% | 0.008252% | 0.01166% | 0.0083% | 0.01319% | 0.01257% | 0.01257%
247 | 0.01965% | 0.008652% | 0.01607% | 0.009258% | 0.01338% | 0.0138% | 0.01367% | 0.009873% | 0.01289% | 0.009873% | 0.01338% | 0.009258% | 0.01338% | 0.009998% | 0.01575% | 0.009258% | 0.01338% | 0.0138% | 0.01367% | 0.009873% | 0.01289% | 0.01289% | 0.009873% | 0.01338% | 0.009258% | 0.01338% | 0.009998% | 0.01575% | 0.01965% | 0.01965%
248 | 0.01943% | 0.009812% | 0.01788% | 0.0103% | 0.01439% | 0.01327% | 0.01411% | 0.01235% | 0.01368% | 0.01235% | 0.01439% | 0.0103% | 0.01439% | 0.01152% | 0.01696% | 0.0103% | 0.01439% | 0.01327% | 0.01411% | 0.01235% | 0.01368% | 0.01368% | 0.01235% | 0.01439% | 0.0103% | 0.01439% | 0.01152% | 0.01696% | 0.01943% | 0.01943%
249 | 0.02027% | 0.01276% | 0.01904% | 0.0121% | 0.01513% | 0.01246% | 0.01454% | 0.01439% | 0.01432% | 0.01439% | 0.01513% | 0.0121% | 0.01513% | 0.01375% | 0.018% | 0.0121% | 0.01513% | 0.01246% | 0.01454% | 0.01439% | 0.01432% | 0.01432% | 0.01439% | 0.01513% | 0.0121% | 0.01513% | 0.01375% | 0.018% | 0.02027% | 0.02027%
250 | 0.02112% | 0.01569% | 0.01945% | 0.0135% | 0.01601% | 0.01201% | 0.01566% | 0.01465% | 0.0149% | 0.01465% | 0.01601% | 0.0135% | 0.01601% | 0.01476% | 0.0195% | 0.0135% | 0.01601% | 0.01201% | 0.01566% | 0.01465% | 0.0149% | 0.0149% | 0.01465% | 0.01601% | 0.0135% | 0.01601% | 0.01476% | 0.0195% | 0.02112% | 0.02112%
251 | 0.02148% | 0.01796% | 0.01999% | 0.01426% | 0.01632% | 0.01159% | 0.01647% | 0.01493% | 0.01498% | 0.01493% | 0.01632% | 0.01426% | 0.01632% | 0.01495% | 0.02061% | 0.01426% | 0.01632% | 0.01159% | 0.01647% | 0.01493% | 0.01498% | 0.01498% | 0.01493% | 0.01632% | 0.01426% | 0.01632% | 0.01495% | 0.02061% | 0.02148% | 0.02148%
252 | 0.02125% | 0.01856% | 0.02001% | 0.01464% | 0.01595% | 0.01106% | 0.01671% | 0.01458% | 0.01453% | 0.01458% | 0.01595% | 0.01464% | 0.01595% | 0.01487% | 0.02116% | 0.01464% | 0.01595% | 0.01106% | 0.01671% | 0.01458% | 0.01453% | 0.01453% | 0.01458% | 0.01595% | 0.01464% | 0.01595% | 0.01487% | 0.02116% | 0.02125% | 0.02125%
253 | 0.02035% | 0.01821% | 0.02006% | 0.01487% | 0.01526% | 0.01014% | 0.01644% | 0.01373% | 0.01408% | 0.01373% | 0.01526% | 0.01487% | 0.01526% | 0.01477% | 0.02141% | 0.01487% | 0.01526% | 0.01014% | 0.01644% | 0.01373% | 0.01408% | 0.01408% | 0.01373% | 0.01526% | 0.01487% | 0.01526% | 0.01477% | 0.02141% | 0.02035% | 0.02035%
254 | 0.01872% | 0.01752% | 0.0199% | 0.01496% | 0.01424% | 0.008925% | 0.01586% | 0.01297% | 0.01351% | 0.01297% | 0.01424% | 0.01496% | 0.01424% | 0.01475% | 0.02136% | 0.01496% | 0.01424% | 0.008925% | 0.01586% | 0.01297% | 0.01351% | 0.01351% | 0.01297% | 0.01424% | 0.01496% | 0.01424% | 0.01475% | 0.02136% | 0.01872% | 0.01872%
255 | 0.01648% | 0.01487% | 0.01875% | 0.01494% | 0.01294% | 0.00798% | 0.01488% | 0.01243% | 0.01251% | 0.01243% | 0.01294% | 0.01494% | 0.01294% | 0.01472% | 0.02091% | 0.01494% | 0.01294% | 0.00798% | 0.01488% | 0.01243% | 0.01251% | 0.01251% | 0.01243% | 0.01294% | 0.01494% | 0.01294% | 0.01472% | 0.02091% | 0.01648% | 0.01648%
256 | 0.01458% | 0.01238% | 0.01818% | 0.01483% | 0.012% | 0.007774% | 0.01362% | 0.01264% | 0.0118% | 0.01264% | 0.012% | 0.01483% | 0.012% | 0.01458% | 0.01981% | 0.01483% | 0.012% | 0.007774% | 0.01362% | 0.01264% | 0.0118% | 0.0118% | 0.01264% | 0.012% | 0.01483% | 0.012% | 0.01458% | 0.01981% | 0.01458% | 0.01458%
257 | 0.01394% | 0.01108% | 0.01751% | 0.01528% | 0.0119% | 0.008911% | 0.0134% | 0.01092% | 0.01153% | 0.01092% | 0.0119% | 0.01528% | 0.0119% | 0.015% | 0.01899% | 0.01528% | 0.0119% | 0.008911% | 0.0134% | 0.01092% | 0.01153% | 0.01153% | 0.01092% | 0.0119% | 0.01528% | 0.0119% | 0.015% | 0.01899% | 0.01394% | 0.01394%
258 | 0.01371% | 0.009418% | 0.01809% | 0.01568% | 0.01184% | 0.0104% | 0.01371% | 0.01091% | 0.01137% | 0.01091% | 0.01184% | 0.01568% | 0.01184% | 0.01544% | 0.01798% | 0.01568% | 0.01184% | 0.0104% | 0.01371% | 0.01091% | 0.01137% | 0.01137% | 0.01091% | 0.01184% | 0.01568% | 0.01184% | 0.01544% | 0.01798% | 0.01371% | 0.01371%
259 | 0.01279% | 0.008708% | 0.01786% | 0.01523% | 0.01122% | 0.01154% | 0.01321% | 0.01083% | 0.01083% | 0.01083% | 0.01122% | 0.01523% | 0.01122% | 0.015% | 0.01546% | 0.01523% | 0.01122% | 0.01154% | 0.01321% | 0.01083% | 0.01083% | 0.01083% | 0.01083% | 0.01122% | 0.01523% | 0.01122% | 0.015% | 0.01546% | 0.01279% | 0.01279%
260 | 0.01226% | 0.008431% | 0.01564% | 0.01452% | 0.01051% | 0.01262% | 0.01279% | 0.01071% | 0.01018% | 0.01071% | 0.01051% | 0.01452% | 0.01051% | 0.01449% | 0.01364% | 0.01452% | 0.01051% | 0.01262% | 0.01279% | 0.01071% | 0.01018% | 0.01018% | 0.01071% | 0.01051% | 0.01452% | 0.01051% | 0.01449% | 0.01364% | 0.01226% | 0.01226%
261 | 0.01198% | 0.008305% | 0.01231% | 0.01361% | 0.01013% | 0.0131% | 0.01218% | 0.0109% | 0.009775% | 0.0109% | 0.01013% | 0.01361% | 0.01013% | 0.01371% | 0.01246% | 0.01361% | 0.01013% | 0.0131% | 0.01218% | 0.0109% | 0.009775% | 0.009775% | 0.0109% | 0.01013% | 0.01361% | 0.01013% | 0.01371% | 0.01246% | 0.01198% | 0.01198%
262 | 0.008454% | 0.008264% | 0.007985% | 0.01207% | 0.01001% | 0.01335% | 0.0116% | 0.01145% | 0.009756% | 0.01145% | 0.01001% | 0.01207% | 0.01001% | 0.01195% | 0.01178% | 0.01207% | 0.01001% | 0.01335% | 0.0116% | 0.01145% | 0.009756% | 0.009756% | 0.01145% | 0.01001% | 0.01207% | 0.01001% | 0.01195% | 0.01178% | 0.008454% | 0.008454%
263 | 0.008701% | 0.008222% | 0.007705% | 0.009806% | 0.01001% | 0.01349% | 0.01104% | 0.01169% | 0.009725% | 0.01169% | 0.01001% | 0.009806% | 0.01001% | 0.008886% | 0.01124% | 0.009806% | 0.01001% | 0.01349% | 0.01104% | 0.01169% | 0.009725% | 0.009725% | 0.01169% | 0.01001% | 0.009806% | 0.01001% | 0.008886% | 0.01124% | 0.008701% | 0.008701%
264 | 0.008798% | 0.008192% | 0.007918% | 0.008316% | 0.009974% | 0.01355% | 0.01075% | 0.01159% | 0.009677% | 0.01159% | 0.009974% | 0.008316% | 0.009974% | 0.006851% | 0.01094% | 0.008316% | 0.009974% | 0.01355% | 0.01075% | 0.01159% | 0.009677% | 0.009677% | 0.01159% | 0.009974% | 0.008316% | 0.009974% | 0.006851% | 0.01094% | 0.008798% | 0.008798%
265 | 0.008982% | 0.008155% | 0.008102% | 0.007422% | 0.009985% | 0.01352% | 0.0106% | 0.009897% | 0.009656% | 0.009897% | 0.009985% | 0.007422% | 0.009985% | 0.006474% | 0.01041% | 0.007422% | 0.009985% | 0.01352% | 0.0106% | 0.009897% | 0.009656% | 0.009656% | 0.009897% | 0.009985% | 0.007422% | 0.009985% | 0.006474% | 0.01041% | 0.008982% | 0.008982%
266 | 0.009102% | 0.008072% | 0.008524% | 0.006841% | 0.009892% | 0.01359% | 0.01058% | 0.008407% | 0.009548% | 0.008407% | 0.009892% | 0.006841% | 0.009892% | 0.006562% | 0.01039% | 0.006841% | 0.009892% | 0.01359% | 0.01058% | 0.008407% | 0.009548% | 0.009548% | 0.008407% | 0.009892% | 0.006841% | 0.009892% | 0.006562% | 0.01039% | 0.009102% | 0.009102%
267 | 0.009224% | 0.00807% | 0.008613% | 0.006745% | 0.009944% | 0.0136% | 0.01072% | 0.007392% | 0.009688% | 0.007392% | 0.009944% | 0.006745% | 0.009944% | 0.006743% | 0.01054% | 0.006745% | 0.009944% | 0.0136% | 0.01072% | 0.007392% | 0.009688% | 0.009688% | 0.007392% | 0.009944% | 0.006745% | 0.009944% | 0.006743% | 0.01054% | 0.009224% | 0.009224%
268 | 0.009643% | 0.008022% | 0.008582% | 0.006779% | 0.01007% | 0.01363% | 0.01082% | 0.006764% | 0.01003% | 0.006764% | 0.01007% | 0.006779% | 0.01007% | 0.007203% | 0.01081% | 0.006779% | 0.01007% | 0.01363% | 0.01082% | 0.006764% | 0.01003% | 0.01003% | 0.006764% | 0.01007% | 0.006779% | 0.01007% | 0.007203% | 0.01081% | 0.009643% | 0.009643%
269 | 0.01064% | 0.008038% | 0.008693% | 0.007052% | 0.01066% | 0.0137% | 0.01131% | 0.006771% | 0.01053% | 0.006771% | 0.01066% | 0.007052% | 0.01066% | 0.007792% | 0.01166% | 0.007052% | 0.01066% | 0.0137% | 0.01131% | 0.006771% | 0.01053% | 0.01053% | 0.006771% | 0.01066% | 0.007052% | 0.01066% | 0.007792% | 0.01166% | 0.01064% | 0.01064%
270 | 0.01281% | 0.00852% | 0.008956% | 0.00829% | 0.01177% | 0.01381% | 0.01229% | 0.007878% | 0.01151% | 0.007878% | 0.01177% | 0.00829% | 0.01177% | 0.008733% | 0.01316% | 0.00829% | 0.01177% | 0.01381% | 0.01229% | 0.007878% | 0.01151% | 0.01151% | 0.007878% | 0.01177% | 0.00829% | 0.01177% | 0.008733% | 0.01316% | 0.01281% | 0.01281%
271 | 0.01949% | 0.00859% | 0.01641% | 0.009187% | 0.0134% | 0.01396% | 0.01384% | 0.009793% | 0.01274% | 0.009793% | 0.0134% | 0.009187% | 0.0134% | 0.01044% | 0.01552% | 0.009187% | 0.0134% | 0.01396% | 0.01384% | 0.009793% | 0.01274% | 0.01274% | 0.009793% | 0.0134% | 0.009187% | 0.0134% | 0.01044% | 0.01552% | 0.01949% | 0.01949%
272 | 0.01956% | 0.009705% | 0.01824% | 0.01024% | 0.01441% | 0.01348% | 0.01428% | 0.0122% | 0.01348% | 0.0122% | 0.01441% | 0.01024% | 0.01441% | 0.01203% | 0.01681% | 0.01024% | 0.01441% | 0.01348% | 0.01428% | 0.0122% | 0.01348% | 0.01348% | 0.0122% | 0.01441% | 0.01024% | 0.01441% | 0.01203% | 0.01681% | 0.01956% | 0.01956%
273 | 0.02056% | 0.01263% | 0.01949% | 0.01211% | 0.01524% | 0.01277% | 0.01484% | 0.01438% | 0.01421% | 0.01438% | 0.01524% | 0.01211% | 0.01524% | 0.01438% | 0.01812% | 0.01211% | 0.01524% | 0.01277% | 0.01484% | 0.01438% | 0.01421% | 0.01421% | 0.01438% | 0.01524% | 0.01211% | 0.01524% | 0.01438% | 0.01812% | 0.02056% | 0.02056%
274 | 0.02136% | 0.01558% | 0.01994% | 0.01353% | 0.01616% | 0.01234% | 0.016% | 0.01463% | 0.01476% | 0.01463% | 0.01616% | 0.01353% | 0.01616% | 0.01551% | 0.01979% | 0.01353% | 0.01616% | 0.01234% | 0.016% | 0.01463% | 0.01476% | 0.01476% | 0.01463% | 0.01616% | 0.01353% | 0.01616% | 0.01551% | 0.01979% | 0.02136% | 0.02136%
275 | 0.02158% | 0.01776% | 0.02046% | 0.01428% | 0.01658% | 0.01199% | 0.01681% | 0.01488% | 0.01485% | 0.01488% | 0.01658% | 0.01428% | 0.01658% | 0.01583% | 0.02088% | 0.01428% | 0.01658% | 0.01199% | 0.01681% | 0.01488% | 0.01485% | 0.01485% | 0.01488% | 0.01658% | 0.01428% | 0.01658% | 0.01583% | 0.02088% | 0.02158% | 0.02158%
276 | 0.02125% | 0.01842% | 0.02037% | 0.01468% | 0.01621% | 0.01135% | 0.01699% | 0.01455% | 0.01448% | 0.01455% | 0.01621% | 0.01468% | 0.01621% | 0.01579% | 0.02141% | 0.01468% | 0.01621% | 0.01135% | 0.01699% | 0.01455% | 0.01448% | 0.01448% | 0.01455% | 0.01621% | 0.01468% | 0.01621% | 0.01579% | 0.02141% | 0.02125% | 0.02125%
277 | 0.02025% | 0.01807% | 0.02035% | 0.01491% | 0.01545% | 0.01048% | 0.01669% | 0.01364% | 0.01396% | 0.01364% | 0.01545% | 0.01491% | 0.01545% | 0.01571% | 0.0215% | 0.01491% | 0.01545% | 0.01048% | 0.01669% | 0.01364% | 0.01396% | 0.01396% | 0.01364% | 0.01545% | 0.01491% | 0.01545% | 0.01571% | 0.0215% | 0.02025% | 0.02025%
278 | 0.01849% | 0.01732% | 0.02016% | 0.01503% | 0.01434% | 0.009287% | 0.01604% | 0.0128% | 0.01332% | 0.0128% | 0.01434% | 0.01503% | 0.01434% | 0.01564% | 0.02114% | 0.01503% | 0.01434% | 0.009287% | 0.01604% | 0.0128% | 0.01332% | 0.01332% | 0.0128% | 0.01434% | 0.01503% | 0.01434% | 0.01564% | 0.02114% | 0.01849% | 0.01849%
279 | 0.01625% | 0.01466% | 0.01901% | 0.015% | 0.01306% | 0.008355% | 0.01502% | 0.01236% | 0.01237% | 0.01236% | 0.01306% | 0.015% | 0.01306% | 0.0155% | 0.02062% | 0.015% | 0.01306% | 0.008355% | 0.01502% | 0.01236% | 0.01237% | 0.01237% | 0.01236% | 0.01306% | 0.015% | 0.01306% | 0.0155% | 0.02062% | 0.01625% | 0.01625%
280 | 0.01446% | 0.01218% | 0.01851% | 0.0149% | 0.01214% | 0.008099% | 0.01379% | 0.01263% | 0.01171% | 0.01263% | 0.01214% | 0.0149% | 0.01214% | 0.01521% | 0.01961% | 0.0149% | 0.01214% | 0.008099% | 0.01379% | 0.01263% | 0.01171% | 0.01171% | 0.01263% | 0.01214% | 0.0149% | 0.01214% | 0.01521% | 0.01961% | 0.01446% | 0.01446%
281 | 0.01387% | 0.01091% | 0.01799% | 0.01531% | 0.01207% | 0.009202% | 0.01362% | 0.01101% | 0.01151% | 0.01101% | 0.01207% | 0.01531% | 0.01207% | 0.01542% | 0.01892% | 0.01531% | 0.01207% | 0.009202% | 0.01362% | 0.01101% | 0.01151% | 0.01151% | 0.01101% | 0.01207% | 0.01531% | 0.01207% | 0.01542% | 0.01892% | 0.01387% | 0.01387%
282 | 0.01375% | 0.009304% | 0.01867% | 0.01575% | 0.01204% | 0.01063% | 0.01392% | 0.01116% | 0.01149% | 0.01116% | 0.01204% | 0.01575% | 0.01204% | 0.01568% | 0.01805% | 0.01575% | 0.01204% | 0.01063% | 0.01392% | 0.01116% | 0.01149% | 0.01149% | 0.01116% | 0.01204% | 0.01575% | 0.01204% | 0.01568% | 0.01805% | 0.01375% | 0.01375%
283 | 0.01288% | 0.008665% | 0.01853% | 0.01524% | 0.0113% | 0.01169% | 0.01335% | 0.01104% | 0.01094% | 0.01104% | 0.0113% | 0.01524% | 0.0113% | 0.01506% | 0.01552% | 0.01524% | 0.0113% | 0.01169% | 0.01335% | 0.01104% | 0.01094% | 0.01094% | 0.01104% | 0.0113% | 0.01524% | 0.0113% | 0.01506% | 0.01552% | 0.01288% | 0.01288%
284 | 0.01226% | 0.008303% | 0.01617% | 0.01447% | 0.0105% | 0.01272% | 0.01285% | 0.01091% | 0.01029% | 0.01091% | 0.0105% | 0.01447% | 0.0105% | 0.0144% | 0.01364% | 0.01447% | 0.0105% | 0.01272% | 0.01285% | 0.01091% | 0.01029% | 0.01029% | 0.01091% | 0.0105% | 0.01447% | 0.0105% | 0.0144% | 0.01364% | 0.01226% | 0.01226%
285 | 0.01194% | 0.008186% | 0.01256% | 0.01351% | 0.01005% | 0.01312% | 0.01215% | 0.01106% | 0.00988% | 0.01106% | 0.01005% | 0.01351% | 0.01005% | 0.01354% | 0.0125% | 0.01351% | 0.01005% | 0.01312% | 0.01215% | 0.01106% | 0.00988% | 0.00988% | 0.01106% | 0.01005% | 0.01351% | 0.01005% | 0.01354% | 0.0125% | 0.01194% | 0.01194%
286 | 0.008295% | 0.008069% | 0.00805% | 0.01191% | 0.009721% | 0.01323% | 0.01149% | 0.01125% | 0.009575% | 0.01125% | 0.009721% | 0.01191% | 0.009721% | 0.01176% | 0.01166% | 0.01191% | 0.009721% | 0.01323% | 0.01149% | 0.01125% | 0.009575% | 0.009575% | 0.01125% | 0.009721% | 0.01191% | 0.009721% | 0.01176% | 0.01166% | 0.008295% | 0.008295%
287 | 0.008453% | 0.007987% | 0.007745% | 0.009625% | 0.009601% | 0.01344% | 0.01082% | 0.01143% | 0.009476% | 0.01143% | 0.009601% | 0.009625% | 0.009601% | 0.008695% | 0.0109% | 0.009625% | 0.009601% | 0.01344% | 0.01082% | 0.01143% | 0.009476% | 0.009476% | 0.01143% | 0.009601% | 0.009625% | 0.009601% | 0.008695% | 0.0109% | 0.008453% | 0.008453%
288 | 0.008647% | 0.008036% | 0.007894% | 0.00817% | 0.009681% | 0.01349% | 0.01055% | 0.01139% | 0.00949% | 0.01139% | 0.009681% | 0.00817% | 0.009681% | 0.006754% | 0.01051% | 0.00817% | 0.009681% | 0.01349% | 0.01055% | 0.01139% | 0.00949% | 0.00949% | 0.01139% | 0.009681% | 0.00817% | 0.009681% | 0.006754% | 0.01051% | 0.008647% | 0.008647%
289 | 0.007668% | 0.009512% | 0.007161% | 0.006997% | 0.009966% | 0.01394% | 0.01027% | 0.008765% | 0.009327% | 0.008765% | 0.009966% | 0.006997% | 0.009966% | 0.007519% | 0.009702% | 0.006997% | 0.009966% | 0.01394% | 0.01027% | 0.008765% | 0.009327% | 0.009327% | 0.008765% | 0.009966% | 0.006997% | 0.009966% | 0.007519% | 0.009702% | 0.007668% | 0.007668%
290 | 0.007625% | 0.00971% | 0.007158% | 0.006525% | 0.009747% | 0.01388% | 0.0104% | 0.008174% | 0.009289% | 0.008174% | 0.009747% | 0.006525% | 0.009747% | 0.006655% | 0.009811% | 0.006525% | 0.009747% | 0.01388% | 0.0104% | 0.008174% | 0.009289% | 0.009289% | 0.008174% | 0.009747% | 0.006525% | 0.009747% | 0.006655% | 0.009811% | 0.007625% | 0.007625%
291 | 0.007632% | 0.009828% | 0.00709% | 0.006512% | 0.009749% | 0.01385% | 0.01042% | 0.00756% | 0.00947% | 0.00756% | 0.009749% | 0.006512% | 0.009749% | 0.006229% | 0.009958% | 0.006512% | 0.009749% | 0.01385% | 0.01042% | 0.00756% | 0.00947% | 0.00947% | 0.00756% | 0.009749% | 0.006512% | 0.009749% | 0.006229% | 0.009958% | 0.007632% | 0.007632%
292 | 0.007582% | 0.009859% | 0.007016% | 0.00653% | 0.009942% | 0.01385% | 0.01039% | 0.007318% | 0.009713% | 0.007318% | 0.009942% | 0.00653% | 0.009942% | 0.006318% | 0.009905% | 0.00653% | 0.009942% | 0.01385% | 0.01039% | 0.007318% | 0.009713% | 0.009713% | 0.007318% | 0.009942% | 0.00653% | 0.009942% | 0.006318% | 0.009905% | 0.007582% | 0.007582%
293 | 0.007591% | 0.009965% | 0.007147% | 0.006755% | 0.01028% | 0.01386% | 0.01045% | 0.007484% | 0.009877% | 0.007484% | 0.01028% | 0.006755% | 0.01028% | 0.006793% | 0.01009% | 0.006755% | 0.01028% | 0.01386% | 0.01045% | 0.007484% | 0.009877% | 0.009877% | 0.007484% | 0.01028% | 0.006755% | 0.01028% | 0.006793% | 0.01009% | 0.007591% | 0.007591%
294 | 0.007666% | 0.01046% | 0.007244% | 0.007623% | 0.01035% | 0.01392% | 0.01051% | 0.008266% | 0.01007% | 0.008266% | 0.01035% | 0.007623% | 0.01035% | 0.007665% | 0.01037% | 0.007623% | 0.01035% | 0.01392% | 0.01051% | 0.008266% | 0.01007% | 0.01007% | 0.008266% | 0.01035% | 0.007623% | 0.01035% | 0.007665% | 0.01037% | 0.007666% | 0.007666%
295 | 0.01298% | 0.01029% | 0.0121% | 0.008431% | 0.01065% | 0.01398% | 0.01069% | 0.009715% | 0.01033% | 0.009715% | 0.01065% | 0.008431% | 0.01065% | 0.009202% | 0.01052% | 0.008431% | 0.01065% | 0.01398% | 0.01069% | 0.009715% | 0.01033% | 0.01033% | 0.009715% | 0.01065% | 0.008431% | 0.01065% | 0.009202% | 0.01052% | 0.01298% | 0.01298%
296 | 0.009682% | 0.01041% | 0.009078% | 0.009409% | 0.01036% | 0.01329% | 0.009586% | 0.01157% | 0.01018% | 0.01157% | 0.01036% | 0.009409% | 0.01036% | 0.01076% | 0.008855% | 0.009409% | 0.01036% | 0.01329% | 0.009586% | 0.01157% | 0.01018% | 0.01018% | 0.01157% | 0.01036% | 0.009409% | 0.01036% | 0.01076% | 0.008855% | 0.009682% | 0.009682%
297 | 0.008317% | 0.01087% | 0.007802% | 0.01122% | 0.01009% | 0.01252% | 0.008967% | 0.01374% | 0.00991% | 0.01374% | 0.01009% | 0.01122% | 0.01009% | 0.01304% | 0.007307% | 0.01122% | 0.01009% | 0.01252% | 0.008967% | 0.01374% | 0.00991% | 0.00991% | 0.01374% | 0.01009% | 0.01122% | 0.01009% | 0.01304% | 0.007307% | 0.008317% | 0.008317%
298 | 0.007884% | 0.01181% | 0.007392% | 0.01264% | 0.01031% | 0.0122% | 0.009124% | 0.01414% | 0.009913% | 0.01414% | 0.01031% | 0.01264% | 0.01031% | 0.01433% | 0.00655% | 0.01264% | 0.01031% | 0.0122% | 0.009124% | 0.01414% | 0.009913% | 0.009913% | 0.01414% | 0.01031% | 0.01264% | 0.01031% | 0.01433% | 0.00655% | 0.007884% | 0.007884%
299 | 0.007628% | 0.01302% | 0.007087% | 0.0135% | 0.0104% | 0.0119% | 0.009429% | 0.01498% | 0.009957% | 0.01498% | 0.0104% | 0.0135% | 0.0104% | 0.0146% | 0.006038% | 0.0135% | 0.0104% | 0.0119% | 0.009429% | 0.01498% | 0.009957% | 0.009957% | 0.01498% | 0.0104% | 0.0135% | 0.0104% | 0.0146% | 0.006038% | 0.007628% | 0.007628%
300 | 0.007143% | 0.01383% | 0.007031% | 0.01395% | 0.0101% | 0.01128% | 0.009712% | 0.01517% | 0.009827% | 0.01517% | 0.0101% | 0.01395% | 0.0101% | 0.01446% | 0.005688% | 0.01395% | 0.0101% | 0.01128% | 0.009712% | 0.01517% | 0.009827% | 0.009827% | 0.01517% | 0.0101% | 0.01395% | 0.0101% | 0.01446% | 0.005688% | 0.007143% | 0.007143%
301 | 0.006838% | 0.01363% | 0.006567% | 0.01427% | 0.009803% | 0.01048% | 0.009724% | 0.01495% | 0.009718% | 0.01495% | 0.009803% | 0.01427% | 0.009803% | 0.01437% | 0.005426% | 0.01427% | 0.009803% | 0.01048% | 0.009724% | 0.01495% | 0.009718% | 0.009718% | 0.01495% | 0.009803% | 0.01427% | 0.009803% | 0.01437% | 0.005426% | 0.006838% | 0.006838%
302 | 0.006689% | 0.01298% | 0.006464% | 0.01449% | 0.009698% | 0.009444% | 0.009496% | 0.01473% | 0.009682% | 0.01473% | 0.009698% | 0.01449% | 0.009698% | 0.01443% | 0.00531% | 0.01449% | 0.009698% | 0.009444% | 0.009496% | 0.01473% | 0.009682% | 0.009682% | 0.01473% | 0.009698% | 0.01449% | 0.009698% | 0.01443% | 0.00531% | 0.006689% | 0.006689%
303 | 0.006602% | 0.01188% | 0.006426% | 0.01449% | 0.009705% | 0.008592% | 0.009221% | 0.01471% | 0.009718% | 0.01471% | 0.009705% | 0.01449% | 0.009705% | 0.01462% | 0.005323% | 0.01449% | 0.009705% | 0.008592% | 0.009221% | 0.01471% | 0.009718% | 0.009718% | 0.01471% | 0.009705% | 0.01449% | 0.009705% | 0.01462% | 0.005323% | 0.006602% | 0.006602%
304 | 0.006865% | 0.01086% | 0.006507% | 0.01441% | 0.009795% | 0.008292% | 0.008943% | 0.0149% | 0.009812% | 0.0149% | 0.009795% | 0.01441% | 0.009795% | 0.01489% | 0.005422% | 0.01441% | 0.009795% | 0.008292% | 0.008943% | 0.0149% | 0.009812% | 0.009812% | 0.0149% | 0.009795% | 0.01441% | 0.009795% | 0.01489% | 0.005422% | 0.006865% | 0.006865%
305 | 0.007933% | 0.01034% | 0.007781% | 0.01487% | 0.01026% | 0.009176% | 0.009625% | 0.0131% | 0.01003% | 0.0131% | 0.01026% | 0.01487% | 0.01026% | 0.01581% | 0.006833% | 0.01487% | 0.01026% | 0.009176% | 0.009625% | 0.0131% | 0.01003% | 0.01003% | 0.0131% | 0.01026% | 0.01487% | 0.01026% | 0.01581% | 0.006833% | 0.007933% | 0.007933%
306 | 0.009383% | 0.009842% | 0.008895% | 0.01535% | 0.01078% | 0.01071% | 0.01071% | 0.0129% | 0.01015% | 0.0129% | 0.01078% | 0.01535% | 0.01078% | 0.01688% | 0.008809% | 0.01535% | 0.01078% | 0.01071% | 0.01071% | 0.0129% | 0.01015% | 0.01015% | 0.0129% | 0.01078% | 0.01535% | 0.01078% | 0.01688% | 0.008809% | 0.009383% | 0.009383%
307 | 0.0099% | 0.009613% | 0.009317% | 0.01489% | 0.01067% | 0.01195% | 0.0106% | 0.01265% | 0.01007% | 0.01265% | 0.01067% | 0.01489% | 0.01067% | 0.01694% | 0.009248% | 0.01489% | 0.01067% | 0.01195% | 0.0106% | 0.01265% | 0.01007% | 0.01007% | 0.01265% | 0.01067% | 0.01489% | 0.01067% | 0.01694% | 0.009248% | 0.0099% | 0.0099%
308 | 0.01024% | 0.009589% | 0.00969% | 0.01411% | 0.01039% | 0.0132% | 0.01048% | 0.01228% | 0.009938% | 0.01228% | 0.01039% | 0.01411% | 0.01039% | 0.01668% | 0.009456% | 0.01411% | 0.01039% | 0.0132% | 0.01048% | 0.01228% | 0.009938% | 0.009938% | 0.01228% | 0.01039% | 0.01411% | 0.01039% | 0.01668% | 0.009456% | 0.01024% | 0.01024%
309 | 0.01055% | 0.009641% | 0.009886% | 0.0131% | 0.01012% | 0.01351% | 0.01048% | 0.01184% | 0.009773% | 0.01184% | 0.01012% | 0.0131% | 0.01012% | 0.01594% | 0.009598% | 0.0131% | 0.01012% | 0.01351% | 0.01048% | 0.01184% | 0.009773% | 0.009773% | 0.01184% | 0.01012% | 0.0131% | 0.01012% | 0.01594% | 0.009598% | 0.01055% | 0.01055%
310 | 0.007529% | 0.009697% | 0.007273% | 0.0115% | 0.00981% | 0.01364% | 0.01048% | 0.01149% | 0.009521% | 0.01149% | 0.00981% | 0.0115% | 0.00981% | 0.01404% | 0.009722% | 0.0115% | 0.00981% | 0.01364% | 0.01048% | 0.01149% | 0.009521% | 0.009521% | 0.01149% | 0.00981% | 0.0115% | 0.00981% | 0.01404% | 0.009722% | 0.007529% | 0.007529%
311 | 0.007904% | 0.009725% | 0.007513% | 0.009234% | 0.009665% | 0.01379% | 0.01054% | 0.01098% | 0.009221% | 0.01098% | 0.009665% | 0.009234% | 0.009665% | 0.01074% | 0.009849% | 0.009234% | 0.009665% | 0.01379% | 0.01054% | 0.01098% | 0.009221% | 0.009221% | 0.01098% | 0.009665% | 0.009234% | 0.009665% | 0.01074% | 0.009849% | 0.007904% | 0.007904%
312 | 0.008062% | 0.009321% | 0.007805% | 0.007795% | 0.009564% | 0.01372% | 0.0106% | 0.01029% | 0.009124% | 0.01029% | 0.009564% | 0.007795% | 0.009564% | 0.007998% | 0.01001% | 0.007795% | 0.009564% | 0.01372% | 0.0106% | 0.01029% | 0.009124% | 0.009124% | 0.01029% | 0.009564% | 0.007795% | 0.009564% | 0.007998% | 0.01001% | 0.008062% | 0.008062%
313 | 0.007172% | 0.007725% | 0.007133% | 0.007397% | 0.008475% | 0.01384% | 0.00941% | 0.009393% | 0.008261% | 0.009393% | 0.008475% | 0.007397% | 0.008475% | 0.006742% | 0.009908% | 0.007397% | 0.008475% | 0.01384% | 0.00941% | 0.009393% | 0.008261% | 0.008261% | 0.009393% | 0.008475% | 0.007397% | 0.008475% | 0.006742% | 0.009908% | 0.007172% | 0.007172%
314 | 0.007319% | 0.007685% | 0.00725% | 0.006969% | 0.008672% | 0.01388% | 0.009635% | 0.009042% | 0.00846% | 0.009042% | 0.008672% | 0.006969% | 0.008672% | 0.006386% | 0.009952% | 0.006969% | 0.008672% | 0.01388% | 0.009635% | 0.009042% | 0.00846% | 0.00846% | 0.009042% | 0.008672% | 0.006969% | 0.008672% | 0.006386% | 0.009952% | 0.007319% | 0.007319%
315 | 0.007323% | 0.007643% | 0.007429% | 0.006903% | 0.008806% | 0.01385% | 0.009743% | 0.008467% | 0.008552% | 0.008467% | 0.008806% | 0.006903% | 0.008806% | 0.006182% | 0.01002% | 0.006903% | 0.008806% | 0.01385% | 0.009743% | 0.008467% | 0.008552% | 0.008552% | 0.008467% | 0.008806% | 0.006903% | 0.008806% | 0.006182% | 0.01002% | 0.007323% | 0.007323%
316 | 0.007239% | 0.00766% | 0.007416% | 0.006905% | 0.008746% | 0.0138% | 0.009779% | 0.008132% | 0.008314% | 0.008132% | 0.008746% | 0.006905% | 0.008746% | 0.006246% | 0.009984% | 0.006905% | 0.008746% | 0.0138% | 0.009779% | 0.008132% | 0.008314% | 0.008314% | 0.008132% | 0.008746% | 0.006905% | 0.008746% | 0.006246% | 0.009984% | 0.007239% | 0.007239%
317 | 0.007331% | 0.007645% | 0.007366% | 0.007046% | 0.008978% | 0.01381% | 0.009972% | 0.008446% | 0.008571% | 0.008446% | 0.008978% | 0.007046% | 0.008978% | 0.006801% | 0.01004% | 0.007046% | 0.008978% | 0.01381% | 0.009972% | 0.008446% | 0.008571% | 0.008571% | 0.008446% | 0.008978% | 0.007046% | 0.008978% | 0.006801% | 0.01004% | 0.007331% | 0.007331%
318 | 0.007362% | 0.007627% | 0.007524% | 0.007985% | 0.009256% | 0.01389% | 0.01022% | 0.009278% | 0.008837% | 0.009278% | 0.009256% | 0.007985% | 0.009256% | 0.007825% | 0.01011% | 0.007985% | 0.009256% | 0.01389% | 0.01022% | 0.009278% | 0.008837% | 0.008837% | 0.009278% | 0.009256% | 0.007985% | 0.009256% | 0.007825% | 0.01011% | 0.007362% | 0.007362%
319 | 0.01263% | 0.007748% | 0.01169% | 0.008494% | 0.009334% | 0.01403% | 0.01035% | 0.009897% | 0.008739% | 0.009897% | 0.009334% | 0.008494% | 0.009334% | 0.009519% | 0.01022% | 0.008494% | 0.009334% | 0.01403% | 0.01035% | 0.009897% | 0.008739% | 0.008739% | 0.009897% | 0.009334% | 0.008494% | 0.009334% | 0.009519% | 0.01022% | 0.01263% | 0.01263%
320 | 0.009209% | 0.007831% | 0.008729% | 0.008549% | 0.008731% | 0.01345% | 0.00915% | 0.01103% | 0.008369% | 0.01103% | 0.008731% | 0.008549% | 0.008731% | 0.0105% | 0.008526% | 0.008549% | 0.008731% | 0.01345% | 0.00915% | 0.01103% | 0.008369% | 0.008369% | 0.01103% | 0.008731% | 0.008549% | 0.008731% | 0.0105% | 0.008526% | 0.009209% | 0.009209%
321 | 0.008174% | 0.008107% | 0.008087% | 0.009233% | 0.008652% | 0.01294% | 0.008611% | 0.01327% | 0.008666% | 0.01327% | 0.008652% | 0.009233% | 0.008652% | 0.01186% | 0.007071% | 0.009233% | 0.008652% | 0.01294% | 0.008611% | 0.01327% | 0.008666% | 0.008666% | 0.01327% | 0.008652% | 0.009233% | 0.008652% | 0.01186% | 0.007071% | 0.008174% | 0.008174%
322 | 0.007687% | 0.008744% | 0.007456% | 0.01051% | 0.008513% | 0.01275% | 0.008385% | 0.01411% | 0.008472% | 0.01411% | 0.008513% | 0.01051% | 0.008513% | 0.01346% | 0.006655% | 0.01051% | 0.008513% | 0.01275% | 0.008385% | 0.01411% | 0.008472% | 0.008472% | 0.01411% | 0.008513% | 0.01051% | 0.008513% | 0.01346% | 0.006655% | 0.007687% | 0.007687%
323 | 0.007363% | 0.009465% | 0.007132% | 0.0118% | 0.008118% | 0.01225% | 0.007982% | 0.01446% | 0.008129% | 0.01446% | 0.008118% | 0.0118% | 0.008118% | 0.01444% | 0.006266% | 0.0118% | 0.008118% | 0.01225% | 0.007982% | 0.01446% | 0.008129% | 0.008129% | 0.01446% | 0.008118% | 0.0118% | 0.008118% | 0.01444% | 0.006266% | 0.007363% | 0.007363%
324 | 0.007109% | 0.01038% | 0.00681% | 0.0129% | 0.007886% | 0.01136% | 0.007625% | 0.01472% | 0.00797% | 0.01472% | 0.007886% | 0.0129% | 0.007886% | 0.01483% | 0.005954% | 0.0129% | 0.007886% | 0.01136% | 0.007625% | 0.01472% | 0.00797% | 0.00797% | 0.01472% | 0.007886% | 0.0129% | 0.007886% | 0.01483% | 0.005954% | 0.007109% | 0.007109%
325 | 0.006903% | 0.01079% | 0.006672% | 0.01381% | 0.007803% | 0.01049% | 0.007532% | 0.01476% | 0.008022% | 0.01476% | 0.007803% | 0.01381% | 0.007803% | 0.0149% | 0.005774% | 0.01381% | 0.007803% | 0.01049% | 0.007532% | 0.01476% | 0.008022% | 0.008022% | 0.01476% | 0.007803% | 0.01381% | 0.007803% | 0.0149% | 0.005774% | 0.006903% | 0.006903%
326 | 0.006707% | 0.01076% | 0.006586% | 0.01416% | 0.007652% | 0.009358% | 0.007403% | 0.01469% | 0.00784% | 0.01469% | 0.007652% | 0.01416% | 0.007652% | 0.01482% | 0.005517% | 0.01416% | 0.007652% | 0.009358% | 0.007403% | 0.01469% | 0.00784% | 0.00784% | 0.01469% | 0.007652% | 0.01416% | 0.007652% | 0.01482% | 0.005517% | 0.006707% | 0.006707%
327 | 0.006518% | 0.01018% | 0.006223% | 0.01413% | 0.007618% | 0.008519% | 0.007378% | 0.01477% | 0.007765% | 0.01477% | 0.007618% | 0.01413% | 0.007618% | 0.01482% | 0.005393% | 0.01413% | 0.007618% | 0.008519% | 0.007378% | 0.01477% | 0.007765% | 0.007765% | 0.01477% | 0.007618% | 0.01413% | 0.007618% | 0.01482% | 0.005393% | 0.006518% | 0.006518%
328 | 0.006626% | 0.009251% | 0.006309% | 0.01389% | 0.007564% | 0.008306% | 0.007404% | 0.01479% | 0.007723% | 0.01479% | 0.007564% | 0.01389% | 0.007564% | 0.01481% | 0.005452% | 0.01389% | 0.007564% | 0.008306% | 0.007404% | 0.01479% | 0.007723% | 0.007723% | 0.01479% | 0.007564% | 0.01389% | 0.007564% | 0.01481% | 0.005452% | 0.006626% | 0.006626%
329 | 0.007656% | 0.00854% | 0.007289% | 0.01387% | 0.00782% | 0.009327% | 0.008201% | 0.01275% | 0.007807% | 0.01275% | 0.00782% | 0.01387% | 0.00782% | 0.01528% | 0.00659% | 0.01387% | 0.00782% | 0.009327% | 0.008201% | 0.01275% | 0.007807% | 0.007807% | 0.01275% | 0.00782% | 0.01387% | 0.00782% | 0.01528% | 0.00659% | 0.007656% | 0.007656%
330 | 0.00916% | 0.008036% | 0.008831% | 0.014% | 0.008367% | 0.01093% | 0.009427% | 0.01237% | 0.008097% | 0.01237% | 0.008367% | 0.014% | 0.008367% | 0.01571% | 0.008577% | 0.014% | 0.008367% | 0.01093% | 0.009427% | 0.01237% | 0.008097% | 0.008097% | 0.01237% | 0.008367% | 0.014% | 0.008367% | 0.01571% | 0.008577% | 0.00916% | 0.00916%
331 | 0.009439% | 0.007707% | 0.009174% | 0.0131% | 0.008225% | 0.01218% | 0.009281% | 0.0122% | 0.00805% | 0.0122% | 0.008225% | 0.0131% | 0.008225% | 0.01493% | 0.008783% | 0.0131% | 0.008225% | 0.01218% | 0.009281% | 0.0122% | 0.00805% | 0.00805% | 0.0122% | 0.008225% | 0.0131% | 0.008225% | 0.01493% | 0.008783% | 0.009439% | 0.009439%
332 | 0.009605% | 0.007661% | 0.009135% | 0.01198% | 0.0082% | 0.01346% | 0.009201% | 0.01211% | 0.00816% | 0.01211% | 0.0082% | 0.01198% | 0.0082% | 0.01385% | 0.009016% | 0.01198% | 0.0082% | 0.01346% | 0.009201% | 0.01211% | 0.00816% | 0.00816% | 0.01211% | 0.0082% | 0.01198% | 0.0082% | 0.01385% | 0.009016% | 0.009605% | 0.009605%
333 | 0.009752% | 0.007625% | 0.009274% | 0.01092% | 0.008207% | 0.01383% | 0.009243% | 0.01183% | 0.008216% | 0.01183% | 0.008207% | 0.01092% | 0.008207% | 0.01254% | 0.009292% | 0.01092% | 0.008207% | 0.01383% | 0.009243% | 0.01183% | 0.008216% | 0.008216% | 0.01183% | 0.008207% | 0.01092% | 0.008207% | 0.01254% | 0.009292% | 0.009752% | 0.009752%
334 | 0.006548% | 0.007599% | 0.006489% | 0.009958% | 0.008316% | 0.01403% | 0.00931% | 0.01157% | 0.008308% | 0.01157% | 0.008316% | 0.009958% | 0.008316% | 0.011% | 0.009469% | 0.009958% | 0.008316% | 0.01403% | 0.00931% | 0.01157% | 0.008308% | 0.008308% | 0.01157% | 0.008316% | 0.009958% | 0.008316% | 0.011% | 0.009469% | 0.006548% | 0.006548%
335 | 0.006962% | 0.007611% | 0.00678% | 0.009079% | 0.008522% | 0.0142% | 0.00946% | 0.01139% | 0.008597% | 0.01139% | 0.008522% | 0.009079% | 0.008522% | 0.009393% | 0.009681% | 0.009079% | 0.008522% | 0.0142% | 0.00946% | 0.01139% | 0.008597% | 0.008597% | 0.01139% | 0.008522% | 0.009079% | 0.008522% | 0.009393% | 0.009681% | 0.006962% | 0.006962%
336 | 0.007351% | 0.00815% | 0.00716% | 0.008197% | 0.008923% | 0.01413% | 0.00987% | 0.01034% | 0.008768% | 0.01034% | 0.008923% | 0.008197% | 0.008923% | 0.007992% | 0.009874% | 0.008197% | 0.008923% | 0.01413% | 0.00987% | 0.01034% | 0.008768% | 0.008768% | 0.01034% | 0.008923% | 0.008197% | 0.008923% | 0.007992% | 0.009874% | 0.007351% | 0.007351%
337 | 0.008734% | 0.00799% | 0.008233% | 0.007411% | 0.00996% | 0.01363% | 0.01122% | 0.009805% | 0.009733% | 0.009805% | 0.00996% | 0.007411% | 0.00996% | 0.006312% | 0.01024% | 0.007411% | 0.00996% | 0.01363% | 0.01122% | 0.009805% | 0.009733% | 0.009733% | 0.009805% | 0.00996% | 0.007411% | 0.00996% | 0.006312% | 0.01024% | 0.008734% | 0.008734%
338 | 0.008817% | 0.008033% | 0.008421% | 0.00689% | 0.009854% | 0.01367% | 0.01097% | 0.008518% | 0.00972% | 0.008518% | 0.009854% | 0.00689% | 0.009854% | 0.006377% | 0.01016% | 0.00689% | 0.009854% | 0.01367% | 0.01097% | 0.008518% | 0.00972% | 0.00972% | 0.008518% | 0.009854% | 0.00689% | 0.009854% | 0.006377% | 0.01016% | 0.008817% | 0.008817%
339 | 0.008936% | 0.00798% | 0.008452% | 0.006764% | 0.009836% | 0.01369% | 0.01099% | 0.007448% | 0.009767% | 0.007448% | 0.009836% | 0.006764% | 0.009836% | 0.006488% | 0.01015% | 0.006764% | 0.009836% | 0.01369% | 0.01099% | 0.007448% | 0.009767% | 0.009767% | 0.007448% | 0.009836% | 0.006764% | 0.009836% | 0.006488% | 0.01015% | 0.008936% | 0.008936%
340 | 0.009263% | 0.007986% | 0.008567% | 0.006844% | 0.00999% | 0.0137% | 0.01106% | 0.007013% | 0.01031% | 0.007013% | 0.00999% | 0.006844% | 0.00999% | 0.006895% | 0.01047% | 0.006844% | 0.00999% | 0.0137% | 0.01106% | 0.007013% | 0.01031% | 0.01031% | 0.007013% | 0.00999% | 0.006844% | 0.00999% | 0.006895% | 0.01047% | 0.009263% | 0.009263%
341 | 0.01023% | 0.008036% | 0.008563% | 0.007101% | 0.01063% | 0.01378% | 0.01149% | 0.007149% | 0.01085% | 0.007149% | 0.01063% | 0.007101% | 0.01063% | 0.007398% | 0.01121% | 0.007101% | 0.01063% | 0.01378% | 0.01149% | 0.007149% | 0.01085% | 0.01085% | 0.007149% | 0.01063% | 0.007101% | 0.01063% | 0.007398% | 0.01121% | 0.01023% | 0.01023%
342 | 0.01239% | 0.008054% | 0.008928% | 0.008283% | 0.01178% | 0.01377% | 0.01241% | 0.008309% | 0.01185% | 0.008309% | 0.01178% | 0.008283% | 0.01178% | 0.008376% | 0.01264% | 0.008283% | 0.01178% | 0.01377% | 0.01241% | 0.008309% | 0.01185% | 0.01185% | 0.008309% | 0.01178% | 0.008283% | 0.01178% | 0.008376% | 0.01264% | 0.01239% | 0.01239%
343 | 0.01936% | 0.008425% | 0.01641% | 0.009161% | 0.01318% | 0.01398% | 0.01391% | 0.01006% | 0.01292% | 0.01006% | 0.01318% | 0.009161% | 0.01318% | 0.01% | 0.01491% | 0.009161% | 0.01318% | 0.01398% | 0.01391% | 0.01006% | 0.01292% | 0.01292% | 0.01006% | 0.01318% | 0.009161% | 0.01318% | 0.01% | 0.01491% | 0.01936% | 0.01936%
344 | 0.019% | 0.009552% | 0.01806% | 0.01017% | 0.01415% | 0.01342% | 0.01429% | 0.0124% | 0.01359% | 0.0124% | 0.01415% | 0.01017% | 0.01415% | 0.01155% | 0.01595% | 0.01017% | 0.01415% | 0.01342% | 0.01429% | 0.0124% | 0.01359% | 0.01359% | 0.0124% | 0.01415% | 0.01017% | 0.01415% | 0.01155% | 0.01595% | 0.019% | 0.019%
345 | 0.01974% | 0.01251% | 0.01928% | 0.01198% | 0.01498% | 0.01279% | 0.01478% | 0.01461% | 0.0143% | 0.01461% | 0.01498% | 0.01198% | 0.01498% | 0.01386% | 0.01712% | 0.01198% | 0.01498% | 0.01279% | 0.01478% | 0.01461% | 0.0143% | 0.0143% | 0.01461% | 0.01498% | 0.01198% | 0.01498% | 0.01386% | 0.01712% | 0.01974% | 0.01974%
346 | 0.02082% | 0.01525% | 0.01966% | 0.01342% | 0.01594% | 0.01232% | 0.0159% | 0.01491% | 0.01488% | 0.01491% | 0.01594% | 0.01342% | 0.01594% | 0.01502% | 0.01883% | 0.01342% | 0.01594% | 0.01232% | 0.0159% | 0.01491% | 0.01488% | 0.01488% | 0.01491% | 0.01594% | 0.01342% | 0.01594% | 0.01502% | 0.01883% | 0.02082% | 0.02082%
347 | 0.0213% | 0.01753% | 0.02018% | 0.01424% | 0.01635% | 0.01196% | 0.01672% | 0.01519% | 0.01493% | 0.01519% | 0.01635% | 0.01424% | 0.01635% | 0.01543% | 0.02008% | 0.01424% | 0.01635% | 0.01196% | 0.01672% | 0.01519% | 0.01493% | 0.01493% | 0.01519% | 0.01635% | 0.01424% | 0.01635% | 0.01543% | 0.02008% | 0.0213% | 0.0213%
348 | 0.02106% | 0.01827% | 0.0201% | 0.0147% | 0.01613% | 0.01143% | 0.01694% | 0.01504% | 0.01469% | 0.01504% | 0.01613% | 0.0147% | 0.01613% | 0.01554% | 0.02092% | 0.0147% | 0.01613% | 0.01143% | 0.01694% | 0.01504% | 0.01469% | 0.01469% | 0.01504% | 0.01613% | 0.0147% | 0.01613% | 0.01554% | 0.02092% | 0.02106% | 0.02106%
349 | 0.02017% | 0.01786% | 0.02008% | 0.01494% | 0.01536% | 0.0106% | 0.01666% | 0.01406% | 0.01408% | 0.01406% | 0.01536% | 0.01494% | 0.01536% | 0.01556% | 0.02109% | 0.01494% | 0.01536% | 0.0106% | 0.01666% | 0.01406% | 0.01408% | 0.01408% | 0.01406% | 0.01536% | 0.01494% | 0.01536% | 0.01556% | 0.02109% | 0.02017% | 0.02017%
350 | 0.01858% | 0.01705% | 0.01999% | 0.01509% | 0.0143% | 0.009479% | 0.01609% | 0.01312% | 0.01334% | 0.01312% | 0.0143% | 0.01509% | 0.0143% | 0.01563% | 0.02091% | 0.01509% | 0.0143% | 0.009479% | 0.01609% | 0.01312% | 0.01334% | 0.01334% | 0.01312% | 0.0143% | 0.01509% | 0.0143% | 0.01563% | 0.02091% | 0.01858% | 0.01858%
351 | 0.01639% | 0.01448% | 0.01886% | 0.01511% | 0.01312% | 0.008652% | 0.01516% | 0.01265% | 0.01235% | 0.01265% | 0.01312% | 0.01511% | 0.01312% | 0.01558% | 0.02058% | 0.01511% | 0.01312% | 0.008652% | 0.01516% | 0.01265% | 0.01235% | 0.01235% | 0.01265% | 0.01312% | 0.01511% | 0.01312% | 0.01558% | 0.02058% | 0.01639% | 0.01639%
352 | 0.01459% | 0.01199% | 0.01846% | 0.01499% | 0.01221% | 0.008527% | 0.01398% | 0.01283% | 0.01162% | 0.01283% | 0.01221% | 0.01499% | 0.01221% | 0.0153% | 0.01968% | 0.01499% | 0.01221% | 0.008527% | 0.01398% | 0.01283% | 0.01162% | 0.01162% | 0.01283% | 0.01221% | 0.01499% | 0.01221% | 0.0153% | 0.01968% | 0.01459% | 0.01459%
353 | 0.01376% | 0.01072% | 0.01782% | 0.01531% | 0.01202% | 0.009763% | 0.0137% | 0.01116% | 0.01138% | 0.01116% | 0.01202% | 0.01531% | 0.01202% | 0.01551% | 0.01883% | 0.01531% | 0.01202% | 0.009763% | 0.0137% | 0.01116% | 0.01138% | 0.01138% | 0.01116% | 0.01202% | 0.01531% | 0.01202% | 0.01551% | 0.01883% | 0.01376% | 0.01376%
354 | 0.01394% | 0.009167% | 0.01891% | 0.01587% | 0.01214% | 0.01146% | 0.01424% | 0.01132% | 0.01142% | 0.01132% | 0.01214% | 0.01587% | 0.01214% | 0.01593% | 0.01817% | 0.01587% | 0.01214% | 0.01146% | 0.01424% | 0.01132% | 0.01142% | 0.01142% | 0.01132% | 0.01214% | 0.01587% | 0.01214% | 0.01593% | 0.01817% | 0.01394% | 0.01394%
355 | 0.01313% | 0.008536% | 0.01898% | 0.01539% | 0.01151% | 0.01265% | 0.01375% | 0.01119% | 0.01087% | 0.01119% | 0.01151% | 0.01539% | 0.01151% | 0.01541% | 0.0157% | 0.01539% | 0.01151% | 0.01265% | 0.01375% | 0.01119% | 0.01087% | 0.01087% | 0.01119% | 0.01151% | 0.01539% | 0.01151% | 0.01541% | 0.0157% | 0.01313% | 0.01313%
356 | 0.01252% | 0.008209% | 0.01664% | 0.01459% | 0.0107% | 0.01371% | 0.01318% | 0.01109% | 0.01024% | 0.01109% | 0.0107% | 0.01459% | 0.0107% | 0.0147% | 0.01379% | 0.01459% | 0.0107% | 0.01371% | 0.01318% | 0.01109% | 0.01024% | 0.01024% | 0.01109% | 0.0107% | 0.01459% | 0.0107% | 0.0147% | 0.01379% | 0.01252% | 0.01252%
357 | 0.01221% | 0.008072% | 0.01309% | 0.01361% | 0.01015% | 0.01409% | 0.01245% | 0.0111% | 0.00974% | 0.0111% | 0.01015% | 0.01361% | 0.01015% | 0.01383% | 0.01255% | 0.01361% | 0.01015% | 0.01409% | 0.01245% | 0.0111% | 0.00974% | 0.00974% | 0.0111% | 0.01015% | 0.01361% | 0.01015% | 0.01383% | 0.01255% | 0.01221% | 0.01221%
358 | 0.008543% | 0.00802% | 0.008514% | 0.01204% | 0.009878% | 0.01418% | 0.01178% | 0.01136% | 0.009527% | 0.01136% | 0.009878% | 0.01204% | 0.009878% | 0.01209% | 0.01181% | 0.01204% | 0.009878% | 0.01418% | 0.01178% | 0.01136% | 0.009527% | 0.009527% | 0.01136% | 0.009878% | 0.01204% | 0.009878% | 0.01209% | 0.01181% | 0.008543% | 0.008543%
359 | 0.008755% | 0.007988% | 0.008186% | 0.009792% | 0.009826% | 0.01427% | 0.01118% | 0.01156% | 0.00945% | 0.01156% | 0.009826% | 0.009792% | 0.009826% | 0.009065% | 0.0113% | 0.009792% | 0.009826% | 0.01427% | 0.01118% | 0.01156% | 0.00945% | 0.00945% | 0.01156% | 0.009826% | 0.009792% | 0.009826% | 0.009065% | 0.0113% | 0.008755% | 0.008755%
360 | 0.008503% | 0.007874% | 0.008061% | 0.008372% | 0.009611% | 0.01433% | 0.01065% | 0.01107% | 0.009259% | 0.01107% | 0.009611% | 0.008372% | 0.009611% | 0.007325% | 0.01075% | 0.008372% | 0.009611% | 0.01433% | 0.01065% | 0.01107% | 0.009259% | 0.009259% | 0.01107% | 0.009611% | 0.008372% | 0.009611% | 0.007325% | 0.01075% | 0.008503% | 0.008503%
361 | 0.009042% | 0.007972% | 0.008491% | 0.007492% | 0.009956% | 0.01442% | 0.01083% | 0.009729% | 0.009455% | 0.009729% | 0.009956% | 0.007492% | 0.009956% | 0.006855% | 0.01059% | 0.007492% | 0.009956% | 0.01442% | 0.01083% | 0.009729% | 0.009455% | 0.009455% | 0.009729% | 0.009956% | 0.007492% | 0.009956% | 0.006855% | 0.01059% | 0.009042% | 0.009042%
362 | 0.009126% | 0.007951% | 0.008717% | 0.006909% | 0.009899% | 0.0144% | 0.01069% | 0.008383% | 0.009499% | 0.008383% | 0.009899% | 0.006909% | 0.009899% | 0.006824% | 0.01047% | 0.006909% | 0.009899% | 0.0144% | 0.01069% | 0.008383% | 0.009499% | 0.009499% | 0.008383% | 0.009899% | 0.006909% | 0.009899% | 0.006824% | 0.01047% | 0.009126% | 0.009126%
363 | 0.009223% | 0.007924% | 0.008781% | 0.006828% | 0.009954% | 0.01435% | 0.01081% | 0.007376% | 0.009638% | 0.007376% | 0.009954% | 0.006828% | 0.009954% | 0.006959% | 0.01054% | 0.006828% | 0.009954% | 0.01435% | 0.01081% | 0.007376% | 0.009638% | 0.009638% | 0.007376% | 0.009954% | 0.006828% | 0.009954% | 0.006959% | 0.01054% | 0.009223% | 0.009223%
364 | 0.009604% | 0.007893% | 0.008806% | 0.006895% | 0.01011% | 0.01437% | 0.01094% | 0.006761% | 0.009982% | 0.006761% | 0.01011% | 0.006895% | 0.01011% | 0.007375% | 0.01085% | 0.006895% | 0.01011% | 0.01437% | 0.01094% | 0.006761% | 0.009982% | 0.009982% | 0.006761% | 0.01011% | 0.006895% | 0.01011% | 0.007375% | 0.01085% | 0.009604% | 0.009604%
365 | 0.01063% | 0.007915% | 0.008915% | 0.007193% | 0.01085% | 0.01442% | 0.01146% | 0.006858% | 0.01057% | 0.006858% | 0.01085% | 0.007193% | 0.01085% | 0.007953% | 0.01172% | 0.007193% | 0.01085% | 0.01442% | 0.01146% | 0.006858% | 0.01057% | 0.01057% | 0.006858% | 0.01085% | 0.007193% | 0.01085% | 0.007953% | 0.01172% | 0.01063% | 0.01063%
366 | 0.0128% | 0.008398% | 0.009085% | 0.008407% | 0.01187% | 0.01446% | 0.01241% | 0.007945% | 0.01157% | 0.007945% | 0.01187% | 0.008407% | 0.01187% | 0.008859% | 0.01317% | 0.008407% | 0.01187% | 0.01446% | 0.01241% | 0.007945% | 0.01157% | 0.01157% | 0.007945% | 0.01187% | 0.008407% | 0.01187% | 0.008859% | 0.01317% | 0.0128% | 0.0128%
367 | 0.01963% | 0.008492% | 0.01653% | 0.009302% | 0.01343% | 0.01455% | 0.01392% | 0.00979% | 0.01274% | 0.00979% | 0.01343% | 0.009302% | 0.01343% | 0.01049% | 0.0155% | 0.009302% | 0.01343% | 0.01455% | 0.01392% | 0.00979% | 0.01274% | 0.01274% | 0.00979% | 0.01343% | 0.009302% | 0.01343% | 0.01049% | 0.0155% | 0.01963% | 0.01963%
368 | 0.01932% | 0.009555% | 0.01821% | 0.01028% | 0.01435% | 0.01397% | 0.01427% | 0.01219% | 0.01349% | 0.01219% | 0.01435% | 0.01028% | 0.01435% | 0.01193% | 0.01653% | 0.01028% | 0.01435% | 0.01397% | 0.01427% | 0.01219% | 0.01349% | 0.01349% | 0.01219% | 0.01435% | 0.01028% | 0.01435% | 0.01193% | 0.01653% | 0.01932% | 0.01932%
369 | 0.02021% | 0.01245% | 0.0193% | 0.01212% | 0.01515% | 0.01323% | 0.01479% | 0.0143% | 0.01413% | 0.0143% | 0.01515% | 0.01212% | 0.01515% | 0.01426% | 0.01761% | 0.01212% | 0.01515% | 0.01323% | 0.01479% | 0.0143% | 0.01413% | 0.01413% | 0.0143% | 0.01515% | 0.01212% | 0.01515% | 0.01426% | 0.01761% | 0.02021% | 0.02021%
370 | 0.02082% | 0.0152% | 0.01952% | 0.0134% | 0.01589% | 0.0126% | 0.01579% | 0.01438% | 0.0146% | 0.01438% | 0.01589% | 0.0134% | 0.01589% | 0.01529% | 0.0189% | 0.0134% | 0.01589% | 0.0126% | 0.01579% | 0.01438% | 0.0146% | 0.0146% | 0.01438% | 0.01589% | 0.0134% | 0.01589% | 0.01529% | 0.0189% | 0.02082% | 0.02082%
371 | 0.0211% | 0.01752% | 0.01997% | 0.01413% | 0.01623% | 0.01203% | 0.01659% | 0.01456% | 0.01469% | 0.01456% | 0.01623% | 0.01413% | 0.01623% | 0.0156% | 0.02001% | 0.01413% | 0.01623% | 0.01203% | 0.01659% | 0.01456% | 0.01469% | 0.01469% | 0.01456% | 0.01623% | 0.01413% | 0.01623% | 0.0156% | 0.02001% | 0.0211% | 0.0211%
372 | 0.02082% | 0.01827% | 0.01979% | 0.01454% | 0.01591% | 0.01142% | 0.01681% | 0.01432% | 0.01436% | 0.01432% | 0.01591% | 0.01454% | 0.01591% | 0.01562% | 0.02075% | 0.01454% | 0.01591% | 0.01142% | 0.01681% | 0.01432% | 0.01436% | 0.01436% | 0.01432% | 0.01591% | 0.01454% | 0.01591% | 0.01562% | 0.02075% | 0.02082% | 0.02082%
373 | 0.01986% | 0.01794% | 0.01974% | 0.01476% | 0.01522% | 0.01052% | 0.01652% | 0.01355% | 0.01397% | 0.01355% | 0.01522% | 0.01476% | 0.01522% | 0.01555% | 0.02097% | 0.01476% | 0.01522% | 0.01052% | 0.01652% | 0.01355% | 0.01397% | 0.01397% | 0.01355% | 0.01522% | 0.01476% | 0.01522% | 0.01555% | 0.02097% | 0.01986% | 0.01986%
374 | 0.01829% | 0.0172% | 0.01964% | 0.01488% | 0.0142% | 0.009307% | 0.01588% | 0.01276% | 0.01336% | 0.01276% | 0.0142% | 0.01488% | 0.0142% | 0.01549% | 0.02077% | 0.01488% | 0.0142% | 0.009307% | 0.01588% | 0.01276% | 0.01336% | 0.01336% | 0.01276% | 0.0142% | 0.01488% | 0.0142% | 0.01549% | 0.02077% | 0.01829% | 0.01829%
375 | 0.01615% | 0.01461% | 0.01852% | 0.01488% | 0.01295% | 0.008496% | 0.01488% | 0.01226% | 0.01238% | 0.01226% | 0.01295% | 0.01488% | 0.01295% | 0.01538% | 0.02031% | 0.01488% | 0.01295% | 0.008496% | 0.01488% | 0.01226% | 0.01238% | 0.01238% | 0.01226% | 0.01295% | 0.01488% | 0.01295% | 0.01538% | 0.02031% | 0.01615% | 0.01615%
376 | 0.01429% | 0.01208% | 0.01803% | 0.01475% | 0.01195% | 0.008439% | 0.01363% | 0.01241% | 0.01158% | 0.01241% | 0.01195% | 0.01475% | 0.01195% | 0.01503% | 0.01925% | 0.01475% | 0.01195% | 0.008439% | 0.01363% | 0.01241% | 0.01158% | 0.01158% | 0.01241% | 0.01195% | 0.01475% | 0.01195% | 0.01503% | 0.01925% | 0.01429% | 0.01429%
377 | 0.01328% | 0.01072% | 0.01714% | 0.01491% | 0.01156% | 0.009459% | 0.01307% | 0.0106% | 0.01122% | 0.0106% | 0.01156% | 0.01491% | 0.01156% | 0.015% | 0.01797% | 0.01491% | 0.01156% | 0.009459% | 0.01307% | 0.0106% | 0.01122% | 0.01122% | 0.0106% | 0.01156% | 0.01491% | 0.01156% | 0.015% | 0.01797% | 0.01328% | 0.01328%
378 | 0.01339% | 0.009135% | 0.01811% | 0.01551% | 0.01162% | 0.01104% | 0.01371% | 0.01072% | 0.01114% | 0.01072% | 0.01162% | 0.01551% | 0.01162% | 0.01548% | 0.01729% | 0.01551% | 0.01162% | 0.01104% | 0.01371% | 0.01072% | 0.01114% | 0.01114% | 0.01072% | 0.01162% | 0.01551% | 0.01162% | 0.01548% | 0.01729% | 0.01339% | 0.01339%
379 | 0.01244% | 0.008491% | 0.01804% | 0.01505% | 0.01107% | 0.01221% | 0.01328% | 0.01067% | 0.01059% | 0.01067% | 0.01107% | 0.01505% | 0.01107% | 0.01498% | 0.01482% | 0.01505% | 0.01107% | 0.01221% | 0.01328% | 0.01067% | 0.01059% | 0.01059% | 0.01067% | 0.01107% | 0.01505% | 0.01107% | 0.01498% | 0.01482% | 0.01244% | 0.01244%
380 | 0.01176% | 0.008169% | 0.01562% | 0.01429% | 0.01039% | 0.01327% | 0.0128% | 0.01066% | 0.01002% | 0.01066% | 0.01039% | 0.01429% | 0.01039% | 0.01433% | 0.01296% | 0.01429% | 0.01039% | 0.01327% | 0.0128% | 0.01066% | 0.01002% | 0.01002% | 0.01066% | 0.01039% | 0.01429% | 0.01039% | 0.01433% | 0.01296% | 0.01176% | 0.01176%
381 | 0.01137% | 0.008003% | 0.01209% | 0.01333% | 0.009837% | 0.01364% | 0.01207% | 0.01079% | 0.009502% | 0.01079% | 0.009837% | 0.01333% | 0.009837% | 0.0134% | 0.0116% | 0.01333% | 0.009837% | 0.01364% | 0.01207% | 0.01079% | 0.009502% | 0.009502% | 0.01079% | 0.009837% | 0.01333% | 0.009837% | 0.0134% | 0.0116% | 0.01137% | 0.01137%
382 | 0.008159% | 0.007928% | 0.008055% | 0.01174% | 0.009525% | 0.01376% | 0.01138% | 0.01108% | 0.009286% | 0.01108% | 0.009525% | 0.01174% | 0.009525% | 0.01163% | 0.01076% | 0.01174% | 0.009525% | 0.01376% | 0.01138% | 0.01108% | 0.009286% | 0.009286% | 0.01108% | 0.009525% | 0.01174% | 0.009525% | 0.01163% | 0.01076% | 0.008159% | 0.008159%
383 | 0.008243% | 0.00792% | 0.007675% | 0.009478% | 0.009406% | 0.01381% | 0.01075% | 0.01129% | 0.00918% | 0.01129% | 0.009406% | 0.009478% | 0.009406% | 0.008615% | 0.01012% | 0.009478% | 0.009406% | 0.01381% | 0.01075% | 0.01129% | 0.00918% | 0.00918% | 0.01129% | 0.009406% | 0.009478% | 0.009406% | 0.008615% | 0.01012% | 0.008243% | 0.008243%
384 | 0.008441% | 0.007931% | 0.007999% | 0.0081% | 0.00952% | 0.01397% | 0.0106% | 0.01131% | 0.009234% | 0.01131% | 0.00952% | 0.0081% | 0.00952% | 0.006845% | 0.01% | 0.0081% | 0.00952% | 0.01397% | 0.0106% | 0.01131% | 0.009234% | 0.009234% | 0.01131% | 0.00952% | 0.0081% | 0.00952% | 0.006845% | 0.01% | 0.008441% | 0.008441%
385 | 0.00846% | 0.007893% | 0.008% | 0.007143% | 0.00939% | 0.01384% | 0.01033% | 0.009514% | 0.009206% | 0.009514% | 0.00939% | 0.007143% | 0.00939% | 0.006311% | 0.009157% | 0.007143% | 0.00939% | 0.01384% | 0.01033% | 0.009514% | 0.009206% | 0.009206% | 0.009514% | 0.00939% | 0.007143% | 0.00939% | 0.006311% | 0.009157% | 0.00846% | 0.00846%
386 | 0.008561% | 0.007887% | 0.008254% | 0.006643% | 0.009408% | 0.01386% | 0.01031% | 0.008183% | 0.009234% | 0.008183% | 0.009408% | 0.006643% | 0.009408% | 0.006345% | 0.009107% | 0.006643% | 0.009408% | 0.01386% | 0.01031% | 0.008183% | 0.009234% | 0.009234% | 0.008183% | 0.009408% | 0.006643% | 0.009408% | 0.006345% | 0.009107% | 0.008561% | 0.008561%
387 | 0.008693% | 0.007887% | 0.00832% | 0.006581% | 0.009503% | 0.01385% | 0.01044% | 0.007317% | 0.009504% | 0.007317% | 0.009503% | 0.006581% | 0.009503% | 0.006478% | 0.009306% | 0.006581% | 0.009503% | 0.01385% | 0.01044% | 0.007317% | 0.009504% | 0.009504% | 0.007317% | 0.009503% | 0.006581% | 0.009503% | 0.006478% | 0.009306% | 0.008693% | 0.008693%
388 | 0.009049% | 0.00791% | 0.008379% | 0.006657% | 0.009722% | 0.01383% | 0.01057% | 0.006812% | 0.009974% | 0.006812% | 0.009722% | 0.006657% | 0.009722% | 0.006864% | 0.009643% | 0.006657% | 0.009722% | 0.01383% | 0.01057% | 0.006812% | 0.009974% | 0.009974% | 0.006812% | 0.009722% | 0.006657% | 0.009722% | 0.006864% | 0.009643% | 0.009049% | 0.009049%
389 | 0.0101% | 0.007936% | 0.008546% | 0.006938% | 0.01037% | 0.01382% | 0.01106% | 0.007031% | 0.01062% | 0.007031% | 0.01037% | 0.006938% | 0.01037% | 0.007405% | 0.01056% | 0.006938% | 0.01037% | 0.01382% | 0.01106% | 0.007031% | 0.01062% | 0.01062% | 0.007031% | 0.01037% | 0.006938% | 0.01037% | 0.007405% | 0.01056% | 0.0101% | 0.0101%
390 | 0.01229% | 0.008356% | 0.008873% | 0.008183% | 0.01153% | 0.01389% | 0.01214% | 0.008259% | 0.01171% | 0.008259% | 0.01153% | 0.008183% | 0.01153% | 0.008428% | 0.01228% | 0.008183% | 0.01153% | 0.01389% | 0.01214% | 0.008259% | 0.01171% | 0.01171% | 0.008259% | 0.01153% | 0.008183% | 0.01153% | 0.008428% | 0.01228% | 0.01229% | 0.01229%
391 | 0.01932% | 0.008546% | 0.01623% | 0.009131% | 0.01325% | 0.0141% | 0.01375% | 0.01024% | 0.01303% | 0.01024% | 0.01325% | 0.009131% | 0.01325% | 0.01011% | 0.01494% | 0.009131% | 0.01325% | 0.0141% | 0.01375% | 0.01024% | 0.01303% | 0.01303% | 0.01024% | 0.01325% | 0.009131% | 0.01325% | 0.01011% | 0.01494% | 0.01932% | 0.01932%
392 | 0.01926% | 0.009631% | 0.01824% | 0.01009% | 0.01428% | 0.01348% | 0.01411% | 0.01262% | 0.01374% | 0.01262% | 0.01428% | 0.01009% | 0.01428% | 0.01154% | 0.0161% | 0.01009% | 0.01428% | 0.01348% | 0.01411% | 0.01262% | 0.01374% | 0.01374% | 0.01262% | 0.01428% | 0.01009% | 0.01428% | 0.01154% | 0.0161% | 0.01926% | 0.01926%
393 | 0.0202% | 0.01256% | 0.01947% | 0.01196% | 0.01507% | 0.01282% | 0.01468% | 0.01472% | 0.01439% | 0.01472% | 0.01507% | 0.01196% | 0.01507% | 0.01391% | 0.0174% | 0.01196% | 0.01507% | 0.01282% | 0.01468% | 0.01472% | 0.01439% | 0.01439% | 0.01472% | 0.01507% | 0.01196% | 0.01507% | 0.01391% | 0.0174% | 0.0202% | 0.0202%
394 | 0.0213% | 0.01539% | 0.01992% | 0.01348% | 0.01599% | 0.01233% | 0.0158% | 0.01507% | 0.01504% | 0.01507% | 0.01599% | 0.01348% | 0.01599% | 0.01514% | 0.01911% | 0.01348% | 0.01599% | 0.01233% | 0.0158% | 0.01507% | 0.01504% | 0.01504% | 0.01507% | 0.01599% | 0.01348% | 0.01599% | 0.01514% | 0.01911% | 0.0213% | 0.0213%
395 | 0.02157% | 0.01759% | 0.02043% | 0.01421% | 0.01619% | 0.01182% | 0.01653% | 0.01516% | 0.01496% | 0.01516% | 0.01619% | 0.01421% | 0.01619% | 0.01546% | 0.02005% | 0.01421% | 0.01619% | 0.01182% | 0.01653% | 0.01516% | 0.01496% | 0.01496% | 0.01516% | 0.01619% | 0.01421% | 0.01619% | 0.01546% | 0.02005% | 0.02157% | 0.02157%
396 | 0.02124% | 0.01829% | 0.02035% | 0.01464% | 0.01592% | 0.01119% | 0.01676% | 0.01485% | 0.01461% | 0.01485% | 0.01592% | 0.01464% | 0.01592% | 0.01548% | 0.02081% | 0.01464% | 0.01592% | 0.01119% | 0.01676% | 0.01485% | 0.01461% | 0.01461% | 0.01485% | 0.01592% | 0.01464% | 0.01592% | 0.01548% | 0.02081% | 0.02124% | 0.02124%
397 | 0.02034% | 0.01801% | 0.02039% | 0.01491% | 0.01535% | 0.01039% | 0.01656% | 0.01413% | 0.01423% | 0.01413% | 0.01535% | 0.01491% | 0.01535% | 0.0155% | 0.02121% | 0.01491% | 0.01535% | 0.01039% | 0.01656% | 0.01413% | 0.01423% | 0.01423% | 0.01413% | 0.01535% | 0.01491% | 0.01535% | 0.0155% | 0.02121% | 0.02034% | 0.02034%
398 | 0.01872% | 0.01722% | 0.02026% | 0.01504% | 0.01428% | 0.009256% | 0.01595% | 0.01321% | 0.01351% | 0.01321% | 0.01428% | 0.01504% | 0.01428% | 0.01549% | 0.02098% | 0.01504% | 0.01428% | 0.009256% | 0.01595% | 0.01321% | 0.01351% | 0.01351% | 0.01321% | 0.01428% | 0.01504% | 0.01428% | 0.01549% | 0.02098% | 0.01872% | 0.01872%
399 | 0.01655% | 0.01462% | 0.01917% | 0.01509% | 0.01312% | 0.008494% | 0.01503% | 0.01288% | 0.01268% | 0.01288% | 0.01312% | 0.01509% | 0.01312% | 0.01541% | 0.02065% | 0.01509% | 0.01312% | 0.008494% | 0.01503% | 0.01288% | 0.01268% | 0.01268% | 0.01288% | 0.01312% | 0.01509% | 0.01312% | 0.01541% | 0.02065% | 0.01655% | 0.01655%
400 | 0.01475% | 0.01224% | 0.01879% | 0.01506% | 0.01242% | 0.008368% | 0.01393% | 0.01343% | 0.01228% | 0.01343% | 0.01242% | 0.01506% | 0.01242% | 0.01517% | 0.02003% | 0.01506% | 0.01242% | 0.008368% | 0.01393% | 0.01343% | 0.01228% | 0.01228% | 0.01343% | 0.01242% | 0.01506% | 0.01242% | 0.01517% | 0.02003% | 0.01475% | 0.01475%
401 | 0.01375% | 0.01093% | 0.01791% | 0.01522% | 0.01213% | 0.009279% | 0.01336% | 0.0117% | 0.01198% | 0.0117% | 0.01213% | 0.01522% | 0.01213% | 0.01513% | 0.01898% | 0.01522% | 0.01213% | 0.009279% | 0.01336% | 0.0117% | 0.01198% | 0.01198% | 0.0117% | 0.01213% | 0.01522% | 0.01213% | 0.01513% | 0.01898% | 0.01375% | 0.01375%
402 | 0.01408% | 0.009415% | 0.01908% | 0.01589% | 0.01244% | 0.01085% | 0.01414% | 0.01189% | 0.01205% | 0.01189% | 0.01244% | 0.01589% | 0.01244% | 0.01571% | 0.01879% | 0.01589% | 0.01244% | 0.01085% | 0.01414% | 0.01189% | 0.01205% | 0.01205% | 0.01189% | 0.01244% | 0.01589% | 0.01244% | 0.01571% | 0.01879% | 0.01408% | 0.01408%
403 | 0.01328% | 0.008798% | 0.01899% | 0.01542% | 0.01175% | 0.01194% | 0.01366% | 0.01173% | 0.01149% | 0.01173% | 0.01175% | 0.01542% | 0.01175% | 0.01517% | 0.01634% | 0.01542% | 0.01175% | 0.01194% | 0.01366% | 0.01173% | 0.01149% | 0.01149% | 0.01173% | 0.01175% | 0.01542% | 0.01175% | 0.01517% | 0.01634% | 0.01328% | 0.01328%
404 | 0.01273% | 0.008498% | 0.01672% | 0.01468% | 0.01101% | 0.01295% | 0.01315% | 0.01169% | 0.01091% | 0.01169% | 0.01101% | 0.01468% | 0.01101% | 0.01451% | 0.01446% | 0.01468% | 0.01101% | 0.01295% | 0.01315% | 0.01169% | 0.01091% | 0.01091% | 0.01169% | 0.01101% | 0.01468% | 0.01101% | 0.01451% | 0.01446% | 0.01273% | 0.01273%
405 | 0.01252% | 0.008402% | 0.01326% | 0.01379% | 0.01061% | 0.01337% | 0.0125% | 0.01182% | 0.01048% | 0.01182% | 0.01061% | 0.01379% | 0.01061% | 0.01374% | 0.01334% | 0.01379% | 0.01061% | 0.01337% | 0.0125% | 0.01182% | 0.01048% | 0.01048% | 0.01182% | 0.01061% | 0.01379% | 0.01061% | 0.01374% | 0.01334% | 0.01252% | 0.01252%
406 | 0.008621% | 0.008398% | 0.008522% | 0.01236% | 0.01046% | 0.01353% | 0.01191% | 0.01224% | 0.01036% | 0.01224% | 0.01046% | 0.01236% | 0.01046% | 0.01216% | 0.01276% | 0.01236% | 0.01046% | 0.01353% | 0.01191% | 0.01224% | 0.01036% | 0.01036% | 0.01224% | 0.01046% | 0.01236% | 0.01046% | 0.01216% | 0.01276% | 0.008621% | 0.008621%
407 | 0.008939% | 0.008445% | 0.008491% | 0.01018% | 0.01057% | 0.01359% | 0.01132% | 0.01257% | 0.01042% | 0.01257% | 0.01057% | 0.01018% | 0.01057% | 0.009208% | 0.01233% | 0.01018% | 0.01057% | 0.01359% | 0.01132% | 0.01257% | 0.01042% | 0.01042% | 0.01257% | 0.01057% | 0.01018% | 0.01057% | 0.009208% | 0.01233% | 0.008939% | 0.008939%
408 | 0.00896% | 0.008449% | 0.008681% | 0.008504% | 0.01027% | 0.01371% | 0.01095% | 0.01212% | 0.01002% | 0.01212% | 0.01027% | 0.008504% | 0.01027% | 0.007134% | 0.0114% | 0.008504% | 0.01027% | 0.01371% | 0.01095% | 0.01212% | 0.01002% | 0.01002% | 0.01212% | 0.01027% | 0.008504% | 0.01027% | 0.007134% | 0.0114% | 0.00896% | 0.00896%
409 | 0.009417% | 0.008612% | 0.009141% | 0.007685% | 0.0106% | 0.01379% | 0.01101% | 0.01038% | 0.01026% | 0.01038% | 0.0106% | 0.007685% | 0.0106% | 0.006753% | 0.01156% | 0.007685% | 0.0106% | 0.01379% | 0.01101% | 0.01038% | 0.01026% | 0.01026% | 0.01038% | 0.0106% | 0.007685% | 0.0106% | 0.006753% | 0.01156% | 0.009417% | 0.009417%
410 | 0.009611% | 0.008665% | 0.009393% | 0.007152% | 0.01058% | 0.01382% | 0.01099% | 0.009116% | 0.01028% | 0.009116% | 0.01058% | 0.007152% | 0.01058% | 0.00685% | 0.01155% | 0.007152% | 0.01058% | 0.01382% | 0.01099% | 0.009116% | 0.01028% | 0.01028% | 0.009116% | 0.01058% | 0.007152% | 0.01058% | 0.00685% | 0.01155% | 0.009611% | 0.009611%
411 | 0.009744% | 0.008682% | 0.009415% | 0.007117% | 0.01075% | 0.01387% | 0.01115% | 0.008196% | 0.01053% | 0.008196% | 0.01075% | 0.007117% | 0.01075% | 0.007033% | 0.01185% | 0.007117% | 0.01075% | 0.01387% | 0.01115% | 0.008196% | 0.01053% | 0.01053% | 0.008196% | 0.01075% | 0.007117% | 0.01075% | 0.007033% | 0.01185% | 0.009744% | 0.009744%
412 | 0.01004% | 0.008639% | 0.009428% | 0.007172% | 0.01091% | 0.01399% | 0.01126% | 0.007614% | 0.01089% | 0.007614% | 0.01091% | 0.007172% | 0.01091% | 0.007448% | 0.01209% | 0.007172% | 0.01091% | 0.01399% | 0.01126% | 0.007614% | 0.01089% | 0.01089% | 0.007614% | 0.01091% | 0.007172% | 0.01091% | 0.007448% | 0.01209% | 0.01004% | 0.01004%
413 | 0.01102% | 0.008756% | 0.009584% | 0.007486% | 0.01165% | 0.014% | 0.01171% | 0.007856% | 0.01149% | 0.007856% | 0.01165% | 0.007486% | 0.01165% | 0.007936% | 0.01298% | 0.007486% | 0.01165% | 0.014% | 0.01171% | 0.007856% | 0.01149% | 0.01149% | 0.007856% | 0.01165% | 0.007486% | 0.01165% | 0.007936% | 0.01298% | 0.01102% | 0.01102%
414 | 0.01325% | 0.009272% | 0.009896% | 0.008703% | 0.01272% | 0.01387% | 0.01263% | 0.008933% | 0.01246% | 0.008933% | 0.01272% | 0.008703% | 0.01272% | 0.008804% | 0.01423% | 0.008703% | 0.01272% | 0.01387% | 0.01263% | 0.008933% | 0.01246% | 0.01246% | 0.008933% | 0.01272% | 0.008703% | 0.01272% | 0.008804% | 0.01423% | 0.01325% | 0.01325%
415 | 0.02073% | 0.009437% | 0.01726% | 0.009638% | 0.01433% | 0.01414% | 0.01418% | 0.01094% | 0.01378% | 0.01094% | 0.01433% | 0.009638% | 0.01433% | 0.01052% | 0.01666% | 0.009638% | 0.01433% | 0.01414% | 0.01418% | 0.01094% | 0.01378% | 0.01378% | 0.01094% | 0.01433% | 0.009638% | 0.01433% | 0.01052% | 0.01666% | 0.02073% | 0.02073%
416 | 0.0205% | 0.01078% | 0.01921% | 0.0107% | 0.01537% | 0.01358% | 0.01454% | 0.01337% | 0.01454% | 0.01337% | 0.01537% | 0.0107% | 0.01537% | 0.01207% | 0.01776% | 0.0107% | 0.01537% | 0.01358% | 0.01454% | 0.01337% | 0.01454% | 0.01454% | 0.01337% | 0.01537% | 0.0107% | 0.01537% | 0.01207% | 0.01776% | 0.0205% | 0.0205%
417 | 0.02133% | 0.01373% | 0.02052% | 0.01252% | 0.01592% | 0.01291% | 0.01505% | 0.01525% | 0.01492% | 0.01525% | 0.01592% | 0.01252% | 0.01592% | 0.0144% | 0.01839% | 0.01252% | 0.01592% | 0.01291% | 0.01505% | 0.01525% | 0.01492% | 0.01492% | 0.01525% | 0.01592% | 0.01252% | 0.01592% | 0.0144% | 0.01839% | 0.02133% | 0.02133%
418 | 0.02223% | 0.0165% | 0.0209% | 0.01389% | 0.01663% | 0.0124% | 0.01608% | 0.01549% | 0.01541% | 0.01549% | 0.01663% | 0.01389% | 0.01663% | 0.01531% | 0.01963% | 0.01389% | 0.01663% | 0.0124% | 0.01608% | 0.01549% | 0.01541% | 0.01541% | 0.01549% | 0.01663% | 0.01389% | 0.01663% | 0.01531% | 0.01963% | 0.02223% | 0.02223%
419 | 0.02252% | 0.01843% | 0.02142% | 0.01456% | 0.01681% | 0.01189% | 0.01678% | 0.01563% | 0.01539% | 0.01563% | 0.01681% | 0.01456% | 0.01681% | 0.01534% | 0.02052% | 0.01456% | 0.01681% | 0.01189% | 0.01678% | 0.01563% | 0.01539% | 0.01539% | 0.01563% | 0.01681% | 0.01456% | 0.01681% | 0.01534% | 0.02052% | 0.02252% | 0.02252%
420 | 0.0222% | 0.0187% | 0.02124% | 0.01488% | 0.01639% | 0.01124% | 0.01697% | 0.01537% | 0.01505% | 0.01537% | 0.01639% | 0.01488% | 0.01639% | 0.01516% | 0.02127% | 0.01488% | 0.01639% | 0.01124% | 0.01697% | 0.01537% | 0.01505% | 0.01505% | 0.01537% | 0.01639% | 0.01488% | 0.01639% | 0.01516% | 0.02127% | 0.0222% | 0.0222%
421 | 0.02111% | 0.01815% | 0.02117% | 0.015% | 0.01554% | 0.01027% | 0.01662% | 0.01435% | 0.01446% | 0.01435% | 0.01554% | 0.015% | 0.01554% | 0.01497% | 0.02129% | 0.015% | 0.01554% | 0.01027% | 0.01662% | 0.01435% | 0.01446% | 0.01446% | 0.01435% | 0.01554% | 0.015% | 0.01554% | 0.01497% | 0.02129% | 0.02111% | 0.02111%
422 | 0.01929% | 0.01729% | 0.02094% | 0.01503% | 0.01434% | 0.009207% | 0.01594% | 0.01329% | 0.01365% | 0.01329% | 0.01434% | 0.01503% | 0.01434% | 0.0149% | 0.02086% | 0.01503% | 0.01434% | 0.009207% | 0.01594% | 0.01329% | 0.01365% | 0.01365% | 0.01329% | 0.01434% | 0.01503% | 0.01434% | 0.0149% | 0.02086% | 0.01929% | 0.01929%
423 | 0.01699% | 0.01472% | 0.01969% | 0.01505% | 0.01313% | 0.00846% | 0.01497% | 0.0129% | 0.01271% | 0.0129% | 0.01313% | 0.01505% | 0.01313% | 0.01486% | 0.02043% | 0.01505% | 0.01313% | 0.00846% | 0.01497% | 0.0129% | 0.01271% | 0.01271% | 0.0129% | 0.01313% | 0.01505% | 0.01313% | 0.01486% | 0.02043% | 0.01699% | 0.01699%
424 | 0.01504% | 0.01224% | 0.01922% | 0.015% | 0.01224% | 0.008314% | 0.01377% | 0.01323% | 0.01207% | 0.01323% | 0.01224% | 0.015% | 0.01224% | 0.01478% | 0.01949% | 0.015% | 0.01224% | 0.008314% | 0.01377% | 0.01323% | 0.01207% | 0.01207% | 0.01323% | 0.01224% | 0.015% | 0.01224% | 0.01478% | 0.01949% | 0.01504% | 0.01504%
425 | 0.01396% | 0.01092% | 0.01834% | 0.0152% | 0.01193% | 0.009291% | 0.01322% | 0.01155% | 0.0118% | 0.01155% | 0.01193% | 0.0152% | 0.01193% | 0.0149% | 0.01834% | 0.0152% | 0.01193% | 0.009291% | 0.01322% | 0.01155% | 0.0118% | 0.0118% | 0.01155% | 0.01193% | 0.0152% | 0.01193% | 0.0149% | 0.01834% | 0.01396% | 0.01396%
426 | 0.01436% | 0.009534% | 0.01954% | 0.01597% | 0.01233% | 0.01098% | 0.01405% | 0.01184% | 0.01202% | 0.01184% | 0.01233% | 0.01597% | 0.01233% | 0.01567% | 0.01834% | 0.01597% | 0.01233% | 0.01098% | 0.01405% | 0.01184% | 0.01202% | 0.01202% | 0.01184% | 0.01233% | 0.01597% | 0.01233% | 0.01567% | 0.01834% | 0.01436% | 0.01436%
427 | 0.01351% | 0.008875% | 0.01945% | 0.01552% | 0.0116% | 0.01212% | 0.01357% | 0.01164% | 0.01141% | 0.01164% | 0.0116% | 0.01552% | 0.0116% | 0.01528% | 0.01598% | 0.01552% | 0.0116% | 0.01212% | 0.01357% | 0.01164% | 0.01141% | 0.01141% | 0.01164% | 0.0116% | 0.01552% | 0.0116% | 0.01528% | 0.01598% | 0.01351% | 0.01351%
428 | 0.01294% | 0.00859% | 0.01704% | 0.01481% | 0.01097% | 0.01319% | 0.01314% | 0.01166% | 0.01087% | 0.01166% | 0.01097% | 0.01481% | 0.01097% | 0.01477% | 0.01432% | 0.01481% | 0.01097% | 0.01319% | 0.01314% | 0.01166% | 0.01087% | 0.01087% | 0.01166% | 0.01097% | 0.01481% | 0.01097% | 0.01477% | 0.01432% | 0.01294% | 0.01294%
429 | 0.01271% | 0.008497% | 0.0135% | 0.0139% | 0.01057% | 0.01364% | 0.01243% | 0.01183% | 0.01049% | 0.01183% | 0.01057% | 0.0139% | 0.01057% | 0.01393% | 0.01335% | 0.0139% | 0.01057% | 0.01364% | 0.01243% | 0.01183% | 0.01049% | 0.01049% | 0.01183% | 0.01057% | 0.0139% | 0.01057% | 0.01393% | 0.01335% | 0.01271% | 0.01271%
430 | 0.008616% | 0.008426% | 0.008545% | 0.01234% | 0.01033% | 0.01387% | 0.01181% | 0.01211% | 0.01028% | 0.01211% | 0.01033% | 0.01234% | 0.01033% | 0.01216% | 0.0127% | 0.01234% | 0.01033% | 0.01387% | 0.01181% | 0.01211% | 0.01028% | 0.01028% | 0.01211% | 0.01033% | 0.01234% | 0.01033% | 0.01216% | 0.0127% | 0.008616% | 0.008616%
431 | 0.008913% | 0.008424% | 0.008513% | 0.01007% | 0.01036% | 0.01396% | 0.01122% | 0.0123% | 0.01023% | 0.0123% | 0.01036% | 0.01007% | 0.01036% | 0.009064% | 0.0122% | 0.01007% | 0.01036% | 0.01396% | 0.01122% | 0.0123% | 0.01023% | 0.01023% | 0.0123% | 0.01036% | 0.01007% | 0.01036% | 0.009064% | 0.0122% | 0.008913% | 0.008913%
432 | 0.009093% | 0.008464% | 0.008881% | 0.008564% | 0.0104% | 0.01391% | 0.01098% | 0.01216% | 0.01018% | 0.01216% | 0.0104% | 0.008564% | 0.0104% | 0.007086% | 0.01186% | 0.008564% | 0.0104% | 0.01391% | 0.01098% | 0.01216% | 0.01018% | 0.01018% | 0.01216% | 0.0104% | 0.008564% | 0.0104% | 0.007086% | 0.01186% | 0.009093% | 0.009093%
433 | 0.009214% | 0.008332% | 0.008965% | 0.007656% | 0.01028% | 0.01395% | 0.01076% | 0.01008% | 0.01003% | 0.01008% | 0.01028% | 0.007656% | 0.01028% | 0.0067% | 0.01125% | 0.007656% | 0.01028% | 0.01395% | 0.01076% | 0.01008% | 0.01003% | 0.01003% | 0.01008% | 0.01028% | 0.007656% | 0.01028% | 0.0067% | 0.01125% | 0.009214% | 0.009214%
434 | 0.009391% | 0.008359% | 0.009233% | 0.007064% | 0.01022% | 0.01398% | 0.01068% | 0.008742% | 0.009968% | 0.008742% | 0.01022% | 0.007064% | 0.01022% | 0.006739% | 0.01112% | 0.007064% | 0.01022% | 0.01398% | 0.01068% | 0.008742% | 0.009968% | 0.009968% | 0.008742% | 0.01022% | 0.007064% | 0.01022% | 0.006739% | 0.01112% | 0.009391% | 0.009391%
435 | 0.009555% | 0.008561% | 0.00929% | 0.007082% | 0.01066% | 0.01392% | 0.0109% | 0.007964% | 0.01034% | 0.007964% | 0.01066% | 0.007082% | 0.01066% | 0.006942% | 0.01151% | 0.007082% | 0.01066% | 0.01392% | 0.0109% | 0.007964% | 0.01034% | 0.01034% | 0.007964% | 0.01066% | 0.007082% | 0.01066% | 0.006942% | 0.01151% | 0.009555% | 0.009555%
436 | 0.009899% | 0.008561% | 0.009344% | 0.007152% | 0.01087% | 0.0139% | 0.011% | 0.007471% | 0.01078% | 0.007471% | 0.01087% | 0.007152% | 0.01087% | 0.007353% | 0.01179% | 0.007152% | 0.01087% | 0.0139% | 0.011% | 0.007471% | 0.01078% | 0.01078% | 0.007471% | 0.01087% | 0.007152% | 0.01087% | 0.007353% | 0.01179% | 0.009899% | 0.009899%
437 | 0.0109% | 0.0085% | 0.009463% | 0.007354% | 0.0113% | 0.01385% | 0.01137% | 0.007434% | 0.01115% | 0.007434% | 0.0113% | 0.007354% | 0.0113% | 0.007833% | 0.01226% | 0.007354% | 0.0113% | 0.01385% | 0.01137% | 0.007434% | 0.01115% | 0.01115% | 0.007434% | 0.0113% | 0.007354% | 0.0113% | 0.007833% | 0.01226% | 0.0109% | 0.0109%
438 | 0.01315% | 0.008848% | 0.009742% | 0.008573% | 0.01237% | 0.01373% | 0.0123% | 0.008576% | 0.01216% | 0.008576% | 0.01237% | 0.008573% | 0.01237% | 0.008774% | 0.01362% | 0.008573% | 0.01237% | 0.01373% | 0.0123% | 0.008576% | 0.01216% | 0.01216% | 0.008576% | 0.01237% | 0.008573% | 0.01237% | 0.008774% | 0.01362% | 0.01315% | 0.01315%
439 | 0.02054% | 0.00904% | 0.01721% | 0.009533% | 0.01405% | 0.01395% | 0.01389% | 0.01068% | 0.01356% | 0.01068% | 0.01405% | 0.009533% | 0.01405% | 0.01044% | 0.0161% | 0.009533% | 0.01405% | 0.01395% | 0.01389% | 0.01068% | 0.01356% | 0.01356% | 0.01068% | 0.01405% | 0.009533% | 0.01405% | 0.01044% | 0.0161% | 0.02054% | 0.02054%
440 | 0.02013% | 0.01024% | 0.01903% | 0.01057% | 0.01511% | 0.01338% | 0.01426% | 0.01309% | 0.01433% | 0.01309% | 0.01511% | 0.01057% | 0.01511% | 0.01194% | 0.01722% | 0.01057% | 0.01511% | 0.01338% | 0.01426% | 0.01309% | 0.01433% | 0.01433% | 0.01309% | 0.01511% | 0.01057% | 0.01511% | 0.01194% | 0.01722% | 0.02013% | 0.02013%
441 | 0.02076% | 0.01323% | 0.02021% | 0.01238% | 0.01573% | 0.01282% | 0.01477% | 0.01502% | 0.01472% | 0.01502% | 0.01573% | 0.01238% | 0.01573% | 0.01424% | 0.01795% | 0.01238% | 0.01573% | 0.01282% | 0.01477% | 0.01502% | 0.01472% | 0.01472% | 0.01502% | 0.01573% | 0.01238% | 0.01573% | 0.01424% | 0.01795% | 0.02076% | 0.02076%
442 | 0.02163% | 0.01563% | 0.02052% | 0.01365% | 0.01618% | 0.01243% | 0.01578% | 0.01504% | 0.01501% | 0.01504% | 0.01618% | 0.01365% | 0.01618% | 0.01525% | 0.01903% | 0.01365% | 0.01618% | 0.01243% | 0.01578% | 0.01504% | 0.01501% | 0.01501% | 0.01504% | 0.01618% | 0.01365% | 0.01618% | 0.01525% | 0.01903% | 0.02163% | 0.02163%
443 | 0.02196% | 0.01765% | 0.02091% | 0.0143% | 0.01634% | 0.01191% | 0.01649% | 0.01504% | 0.01495% | 0.01504% | 0.01634% | 0.0143% | 0.01634% | 0.01546% | 0.01985% | 0.0143% | 0.01634% | 0.01191% | 0.01649% | 0.01504% | 0.01495% | 0.01495% | 0.01504% | 0.01634% | 0.0143% | 0.01634% | 0.01546% | 0.01985% | 0.02196% | 0.02196%
444 | 0.02158% | 0.01832% | 0.02074% | 0.01469% | 0.016% | 0.01121% | 0.01671% | 0.01468% | 0.01461% | 0.01468% | 0.016% | 0.01469% | 0.016% | 0.01546% | 0.0205% | 0.01469% | 0.016% | 0.01121% | 0.01671% | 0.01468% | 0.01461% | 0.01461% | 0.01468% | 0.016% | 0.01469% | 0.016% | 0.01546% | 0.0205% | 0.02158% | 0.02158%
445 | 0.02053% | 0.01795% | 0.02074% | 0.01493% | 0.01529% | 0.01032% | 0.01646% | 0.01376% | 0.01413% | 0.01376% | 0.01529% | 0.01493% | 0.01529% | 0.01546% | 0.0207% | 0.01493% | 0.01529% | 0.01032% | 0.01646% | 0.01376% | 0.01413% | 0.01413% | 0.01376% | 0.01529% | 0.01493% | 0.01529% | 0.01546% | 0.0207% | 0.02053% | 0.02053%
446 | 0.01867% | 0.01716% | 0.02046% | 0.01506% | 0.01422% | 0.009425% | 0.01586% | 0.01286% | 0.01344% | 0.01286% | 0.01422% | 0.01506% | 0.01422% | 0.01543% | 0.02051% | 0.01506% | 0.01422% | 0.009425% | 0.01586% | 0.01286% | 0.01344% | 0.01344% | 0.01286% | 0.01422% | 0.01506% | 0.01422% | 0.01543% | 0.02051% | 0.01867% | 0.01867%
447 | 0.01641% | 0.01455% | 0.01924% | 0.01502% | 0.01298% | 0.008654% | 0.01493% | 0.01237% | 0.01242% | 0.01237% | 0.01298% | 0.01502% | 0.01298% | 0.01534% | 0.02011% | 0.01502% | 0.01298% | 0.008654% | 0.01493% | 0.01237% | 0.01242% | 0.01242% | 0.01237% | 0.01298% | 0.01502% | 0.01298% | 0.01534% | 0.02011% | 0.01641% | 0.01641%
448 | 0.01454% | 0.01207% | 0.01872% | 0.01491% | 0.01204% | 0.008283% | 0.0137% | 0.01262% | 0.01165% | 0.01262% | 0.01204% | 0.01491% | 0.01204% | 0.01506% | 0.01911% | 0.01491% | 0.01204% | 0.008283% | 0.0137% | 0.01262% | 0.01165% | 0.01165% | 0.01262% | 0.01204% | 0.01491% | 0.01204% | 0.01506% | 0.01911% | 0.01454% | 0.01454%
449 | 0.0134% | 0.01075% | 0.01775% | 0.01502% | 0.01166% | 0.009094% | 0.01308% | 0.01103% | 0.01135% | 0.01103% | 0.01166% | 0.01502% | 0.01166% | 0.01495% | 0.0179% | 0.01502% | 0.01166% | 0.009094% | 0.01308% | 0.01103% | 0.01135% | 0.01135% | 0.01103% | 0.01166% | 0.01502% | 0.01166% | 0.01495% | 0.0179% | 0.0134% | 0.0134%
450 | 0.01368% | 0.009211% | 0.01883% | 0.01567% | 0.01176% | 0.01062% | 0.01373% | 0.01118% | 0.01137% | 0.01118% | 0.01176% | 0.01567% | 0.01176% | 0.01545% | 0.01741% | 0.01567% | 0.01176% | 0.01062% | 0.01373% | 0.01118% | 0.01137% | 0.01137% | 0.01118% | 0.01176% | 0.01567% | 0.01176% | 0.01545% | 0.01741% | 0.01368% | 0.01368%
451 | 0.0128% | 0.008594% | 0.01868% | 0.01517% | 0.0111% | 0.01166% | 0.0132% | 0.01113% | 0.01092% | 0.01113% | 0.0111% | 0.01517% | 0.0111% | 0.01486% | 0.01495% | 0.01517% | 0.0111% | 0.01166% | 0.0132% | 0.01113% | 0.01092% | 0.01092% | 0.01113% | 0.0111% | 0.01517% | 0.0111% | 0.01486% | 0.01495% | 0.0128% | 0.0128%
452 | 0.01222% | 0.008304% | 0.01627% | 0.01444% | 0.01047% | 0.01267% | 0.01275% | 0.01117% | 0.01041% | 0.01117% | 0.01047% | 0.01444% | 0.01047% | 0.01422% | 0.01325% | 0.01444% | 0.01047% | 0.01267% | 0.01275% | 0.01117% | 0.01041% | 0.01041% | 0.01117% | 0.01047% | 0.01444% | 0.01047% | 0.01422% | 0.01325% | 0.01222% | 0.01222%
453 | 0.01195% | 0.008186% | 0.01273% | 0.01351% | 0.01006% | 0.01307% | 0.01209% | 0.01132% | 0.01% | 0.01132% | 0.01006% | 0.01351% | 0.01006% | 0.01339% | 0.01219% | 0.01351% | 0.01006% | 0.01307% | 0.01209% | 0.01132% | 0.01% | 0.01% | 0.01132% | 0.01006% | 0.01351% | 0.01006% | 0.01339% | 0.01219% | 0.01195% | 0.01195%
454 | 0.008182% | 0.008103% | 0.008282% | 0.01196% | 0.009854% | 0.01328% | 0.01149% | 0.01166% | 0.009829% | 0.01166% | 0.009854% | 0.01196% | 0.009854% | 0.01167% | 0.01155% | 0.01196% | 0.009854% | 0.01328% | 0.01149% | 0.01166% | 0.009829% | 0.009829% | 0.01166% | 0.009854% | 0.01196% | 0.009854% | 0.01167% | 0.01155% | 0.008182% | 0.008182%
455 | 0.00843% | 0.008092% | 0.007997% | 0.009743% | 0.009902% | 0.01343% | 0.01093% | 0.01192% | 0.009815% | 0.01192% | 0.009902% | 0.009743% | 0.009902% | 0.008719% | 0.0111% | 0.009743% | 0.009902% | 0.01343% | 0.01093% | 0.01192% | 0.009815% | 0.009815% | 0.01192% | 0.009902% | 0.009743% | 0.009902% | 0.008719% | 0.0111% | 0.00843% | 0.00843%
456 | 0.008735% | 0.008167% | 0.008357% | 0.008324% | 0.01% | 0.01357% | 0.01072% | 0.01188% | 0.009864% | 0.01188% | 0.01% | 0.008324% | 0.01% | 0.006852% | 0.01095% | 0.008324% | 0.01% | 0.01357% | 0.01072% | 0.01188% | 0.009864% | 0.009864% | 0.01188% | 0.01% | 0.008324% | 0.01% | 0.006852% | 0.01095% | 0.008735% | 0.008735%
457 | 0.007679% | 0.009596% | 0.007471% | 0.007128% | 0.01027% | 0.01406% | 0.01043% | 0.009101% | 0.009675% | 0.009101% | 0.01027% | 0.007128% | 0.01027% | 0.007544% | 0.009957% | 0.007128% | 0.01027% | 0.01406% | 0.01043% | 0.009101% | 0.009675% | 0.009675% | 0.009101% | 0.01027% | 0.007128% | 0.01027% | 0.007544% | 0.009957% | 0.007679% | 0.007679%
458 | 0.007726% | 0.009765% | 0.007564% | 0.006688% | 0.01012% | 0.01416% | 0.01063% | 0.008538% | 0.009637% | 0.008538% | 0.01012% | 0.006688% | 0.01012% | 0.006798% | 0.01015% | 0.006688% | 0.01012% | 0.01416% | 0.01063% | 0.008538% | 0.009637% | 0.009637% | 0.008538% | 0.01012% | 0.006688% | 0.01012% | 0.006798% | 0.01015% | 0.007726% | 0.007726%
459 | 0.007706% | 0.009832% | 0.007554% | 0.006674% | 0.01012% | 0.01428% | 0.01069% | 0.007865% | 0.009757% | 0.007865% | 0.01012% | 0.006674% | 0.01012% | 0.006467% | 0.01029% | 0.006674% | 0.01012% | 0.01428% | 0.01069% | 0.007865% | 0.009757% | 0.009757% | 0.007865% | 0.01012% | 0.006674% | 0.01012% | 0.006467% | 0.01029% | 0.007706% | 0.007706%
460 | 0.007672% | 0.009871% | 0.0075% | 0.006747% | 0.01038% | 0.01442% | 0.01071% | 0.007723% | 0.01008% | 0.007723% | 0.01038% | 0.006747% | 0.01038% | 0.006618% | 0.01041% | 0.006747% | 0.01038% | 0.01442% | 0.01071% | 0.007723% | 0.01008% | 0.01008% | 0.007723% | 0.01038% | 0.006747% | 0.01038% | 0.006618% | 0.01041% | 0.007672% | 0.007672%
461 | 0.007756% | 0.009932% | 0.007464% | 0.006952% | 0.01069% | 0.01449% | 0.01074% | 0.007848% | 0.0102% | 0.007848% | 0.01069% | 0.006952% | 0.01069% | 0.007066% | 0.01042% | 0.006952% | 0.01069% | 0.01449% | 0.01074% | 0.007848% | 0.0102% | 0.0102% | 0.007848% | 0.01069% | 0.006952% | 0.01069% | 0.007066% | 0.01042% | 0.007756% | 0.007756%
462 | 0.007659% | 0.01034% | 0.007364% | 0.007765% | 0.0107% | 0.01459% | 0.01076% | 0.008568% | 0.01028% | 0.008568% | 0.0107% | 0.007765% | 0.0107% | 0.007923% | 0.01041% | 0.007765% | 0.0107% | 0.01459% | 0.01076% | 0.008568% | 0.01028% | 0.01028% | 0.008568% | 0.0107% | 0.007765% | 0.0107% | 0.007923% | 0.01041% | 0.007659% | 0.007659%
463 | 0.01316% | 0.01021% | 0.01203% | 0.008546% | 0.01091% | 0.01468% | 0.0109% | 0.01004% | 0.01054% | 0.01004% | 0.01091% | 0.008546% | 0.01091% | 0.009415% | 0.01047% | 0.008546% | 0.01091% | 0.01468% | 0.0109% | 0.01004% | 0.01054% | 0.01054% | 0.01004% | 0.01091% | 0.008546% | 0.01091% | 0.009415% | 0.01047% | 0.01316% | 0.01316%
464 | 0.009777% | 0.01025% | 0.00928% | 0.009497% | 0.01066% | 0.01391% | 0.009771% | 0.01203% | 0.01041% | 0.01203% | 0.01066% | 0.009497% | 0.01066% | 0.01096% | 0.008745% | 0.009497% | 0.01066% | 0.01391% | 0.009771% | 0.01203% | 0.01041% | 0.01041% | 0.01203% | 0.01066% | 0.009497% | 0.01066% | 0.01096% | 0.008745% | 0.009777% | 0.009777%
465 | 0.008495% | 0.01073% | 0.008036% | 0.01133% | 0.01047% | 0.01309% | 0.009197% | 0.01416% | 0.01018% | 0.01416% | 0.01047% | 0.01133% | 0.01047% | 0.01332% | 0.007363% | 0.01133% | 0.01047% | 0.01309% | 0.009197% | 0.01416% | 0.01018% | 0.01018% | 0.01416% | 0.01047% | 0.01133% | 0.01047% | 0.01332% | 0.007363% | 0.008495% | 0.008495%
466 | 0.008212% | 0.01172% | 0.007657% | 0.01278% | 0.01077% | 0.01262% | 0.009406% | 0.01455% | 0.01022% | 0.01455% | 0.01077% | 0.01278% | 0.01077% | 0.01471% | 0.006932% | 0.01278% | 0.01077% | 0.01262% | 0.009406% | 0.01455% | 0.01022% | 0.01022% | 0.01455% | 0.01077% | 0.01278% | 0.01077% | 0.01471% | 0.006932% | 0.008212% | 0.008212%
467 | 0.007968% | 0.01294% | 0.007403% | 0.01363% | 0.01088% | 0.01216% | 0.009731% | 0.01526% | 0.01017% | 0.01526% | 0.01088% | 0.01363% | 0.01088% | 0.01503% | 0.006531% | 0.01363% | 0.01088% | 0.01216% | 0.009731% | 0.01526% | 0.01017% | 0.01017% | 0.01526% | 0.01088% | 0.01363% | 0.01088% | 0.01503% | 0.006531% | 0.007968% | 0.007968%
468 | 0.007778% | 0.01378% | 0.007372% | 0.01416% | 0.0106% | 0.01138% | 0.01006% | 0.01539% | 0.009988% | 0.01539% | 0.0106% | 0.01416% | 0.0106% | 0.01496% | 0.006207% | 0.01416% | 0.0106% | 0.01138% | 0.01006% | 0.01539% | 0.009988% | 0.009988% | 0.01539% | 0.0106% | 0.01416% | 0.0106% | 0.01496% | 0.006207% | 0.007778% | 0.007778%
469 | 0.007553% | 0.01361% | 0.007054% | 0.01456% | 0.01037% | 0.01047% | 0.01013% | 0.01522% | 0.009927% | 0.01522% | 0.01037% | 0.01456% | 0.01037% | 0.0149% | 0.006003% | 0.01456% | 0.01037% | 0.01047% | 0.01013% | 0.01522% | 0.009927% | 0.009927% | 0.01522% | 0.01037% | 0.01456% | 0.01037% | 0.0149% | 0.006003% | 0.007553% | 0.007553%
470 | 0.007524% | 0.01299% | 0.006971% | 0.01483% | 0.01035% | 0.009508% | 0.009965% | 0.01512% | 0.00997% | 0.01512% | 0.01035% | 0.01483% | 0.01035% | 0.01499% | 0.005953% | 0.01483% | 0.01035% | 0.009508% | 0.009965% | 0.01512% | 0.00997% | 0.00997% | 0.01512% | 0.01035% | 0.01483% | 0.01035% | 0.01499% | 0.005953% | 0.007524% | 0.007524%
471 | 0.00759% | 0.01192% | 0.006974% | 0.01481% | 0.01037% | 0.00882% | 0.009671% | 0.01505% | 0.01005% | 0.01505% | 0.01037% | 0.01481% | 0.01037% | 0.0152% | 0.005989% | 0.01481% | 0.01037% | 0.00882% | 0.009671% | 0.01505% | 0.01005% | 0.01005% | 0.01505% | 0.01037% | 0.01481% | 0.01037% | 0.0152% | 0.005989% | 0.00759% | 0.00759%
472 | 0.007701% | 0.01096% | 0.007138% | 0.01475% | 0.01053% | 0.008865% | 0.009451% | 0.01522% | 0.01017% | 0.01522% | 0.01053% | 0.01475% | 0.01053% | 0.01554% | 0.006279% | 0.01475% | 0.01053% | 0.008865% | 0.009451% | 0.01522% | 0.01017% | 0.01017% | 0.01522% | 0.01053% | 0.01475% | 0.01053% | 0.01554% | 0.006279% | 0.007701% | 0.007701%
473 | 0.008439% | 0.01038% | 0.008053% | 0.01489% | 0.01082% | 0.009829% | 0.009733% | 0.01336% | 0.01031% | 0.01336% | 0.01082% | 0.01489% | 0.01082% | 0.01618% | 0.007304% | 0.01489% | 0.01082% | 0.009829% | 0.009733% | 0.01336% | 0.01031% | 0.01031% | 0.01336% | 0.01082% | 0.01489% | 0.01082% | 0.01618% | 0.007304% | 0.008439% | 0.008439%
474 | 0.01035% | 0.009928% | 0.009734% | 0.01564% | 0.01164% | 0.01165% | 0.0113% | 0.01328% | 0.0105% | 0.01328% | 0.01164% | 0.01564% | 0.01164% | 0.01765% | 0.01008% | 0.01564% | 0.01164% | 0.01165% | 0.0113% | 0.01328% | 0.0105% | 0.0105% | 0.01328% | 0.01164% | 0.01564% | 0.01164% | 0.01765% | 0.01008% | 0.01035% | 0.01035%
475 | 0.01075% | 0.009728% | 0.01017% | 0.01518% | 0.01154% | 0.01294% | 0.0111% | 0.01309% | 0.01046% | 0.01309% | 0.01154% | 0.01518% | 0.01154% | 0.01774% | 0.01052% | 0.01518% | 0.01154% | 0.01294% | 0.0111% | 0.01309% | 0.01046% | 0.01046% | 0.01309% | 0.01154% | 0.01518% | 0.01154% | 0.01774% | 0.01052% | 0.01075% | 0.01075%
476 | 0.01128% | 0.00971% | 0.01058% | 0.01442% | 0.01131% | 0.01422% | 0.01101% | 0.01287% | 0.01043% | 0.01287% | 0.01131% | 0.01442% | 0.01131% | 0.01751% | 0.01088% | 0.01442% | 0.01131% | 0.01422% | 0.01101% | 0.01287% | 0.01043% | 0.01043% | 0.01287% | 0.01131% | 0.01442% | 0.01131% | 0.01751% | 0.01088% | 0.01128% | 0.01128%
477 | 0.01151% | 0.009721% | 0.01085% | 0.01343% | 0.01095% | 0.01467% | 0.01102% | 0.01239% | 0.01021% | 0.01239% | 0.01095% | 0.01343% | 0.01095% | 0.01683% | 0.01114% | 0.01343% | 0.01095% | 0.01467% | 0.01102% | 0.01239% | 0.01021% | 0.01021% | 0.01239% | 0.01095% | 0.01343% | 0.01095% | 0.01683% | 0.01114% | 0.01151% | 0.01151%
478 | 0.007998% | 0.009734% | 0.007619% | 0.01176% | 0.01052% | 0.01486% | 0.01096% | 0.01191% | 0.009822% | 0.01191% | 0.01052% | 0.01176% | 0.01052% | 0.01492% | 0.01109% | 0.01176% | 0.01052% | 0.01486% | 0.01096% | 0.01191% | 0.009822% | 0.009822% | 0.01191% | 0.01052% | 0.01176% | 0.01052% | 0.01492% | 0.01109% | 0.007998% | 0.007998%
479 | 0.008454% | 0.009787% | 0.008137% | 0.009477% | 0.0103% | 0.015% | 0.01102% | 0.01145% | 0.009578% | 0.01145% | 0.0103% | 0.009477% | 0.0103% | 0.01159% | 0.01112% | 0.009477% | 0.0103% | 0.015% | 0.01102% | 0.01145% | 0.009578% | 0.009578% | 0.01145% | 0.0103% | 0.009477% | 0.0103% | 0.01159% | 0.01112% | 0.008454% | 0.008454%
480 | 0.008554% | 0.009389% | 0.008247% | 0.008018% | 0.01014% | 0.01466% | 0.011% | 0.01085% | 0.009512% | 0.01085% | 0.01014% | 0.008018% | 0.01014% | 0.008603% | 0.01105% | 0.008018% | 0.01014% | 0.01466% | 0.011% | 0.01085% | 0.009512% | 0.009512% | 0.01085% | 0.01014% | 0.008018% | 0.01014% | 0.008603% | 0.01105% | 0.008554% | 0.008554%
481 | 0.007779% | 0.007686% | 0.007619% | 0.007678% | 0.009024% | 0.01514% | 0.009931% | 0.00957% | 0.008589% | 0.00957% | 0.009024% | 0.007678% | 0.009024% | 0.007322% | 0.01117% | 0.007678% | 0.009024% | 0.01514% | 0.009931% | 0.00957% | 0.008589% | 0.008589% | 0.00957% | 0.009024% | 0.007678% | 0.009024% | 0.007322% | 0.01117% | 0.007779% | 0.007779%
482 | 0.007783% | 0.007682% | 0.007681% | 0.007214% | 0.009246% | 0.01517% | 0.01016% | 0.0092% | 0.008826% | 0.0092% | 0.009246% | 0.007214% | 0.009246% | 0.007039% | 0.0113% | 0.007214% | 0.009246% | 0.01517% | 0.01016% | 0.0092% | 0.008826% | 0.008826% | 0.0092% | 0.009246% | 0.007214% | 0.009246% | 0.007039% | 0.0113% | 0.007783% | 0.007783%
483 | 0.007881% | 0.007662% | 0.007835% | 0.007175% | 0.009445% | 0.01521% | 0.01032% | 0.008659% | 0.009023% | 0.008659% | 0.009445% | 0.007175% | 0.009445% | 0.006927% | 0.01133% | 0.007175% | 0.009445% | 0.01521% | 0.01032% | 0.008659% | 0.009023% | 0.009023% | 0.008659% | 0.009445% | 0.007175% | 0.009445% | 0.006927% | 0.01133% | 0.007881% | 0.007881%
484 | 0.0079% | 0.00768% | 0.007803% | 0.007239% | 0.009459% | 0.01531% | 0.01052% | 0.008325% | 0.008786% | 0.008325% | 0.009459% | 0.007239% | 0.009459% | 0.007104% | 0.01143% | 0.007239% | 0.009459% | 0.01531% | 0.01052% | 0.008325% | 0.008786% | 0.008786% | 0.008325% | 0.009459% | 0.007239% | 0.009459% | 0.007104% | 0.01143% | 0.0079% | 0.0079%
485 | 0.00801% | 0.007656% | 0.007882% | 0.007376% | 0.009606% | 0.01542% | 0.01068% | 0.008497% | 0.008875% | 0.008497% | 0.009606% | 0.007376% | 0.009606% | 0.007742% | 0.01149% | 0.007376% | 0.009606% | 0.01542% | 0.01068% | 0.008497% | 0.008875% | 0.008875% | 0.008497% | 0.009606% | 0.007376% | 0.009606% | 0.007742% | 0.01149% | 0.00801% | 0.00801%
486 | 0.008102% | 0.007615% | 0.007934% | 0.008364% | 0.009757% | 0.01552% | 0.01085% | 0.009217% | 0.008967% | 0.009217% | 0.009757% | 0.008364% | 0.009757% | 0.008712% | 0.01143% | 0.008364% | 0.009757% | 0.01552% | 0.01085% | 0.009217% | 0.008967% | 0.008967% | 0.009217% | 0.009757% | 0.008364% | 0.009757% | 0.008712% | 0.01143% | 0.008102% | 0.008102%
487 | 0.01429% | 0.007747% | 0.01303% | 0.008854% | 0.009758% | 0.01565% | 0.01095% | 0.009819% | 0.008784% | 0.009819% | 0.009758% | 0.008854% | 0.009758% | 0.01038% | 0.01161% | 0.008854% | 0.009758% | 0.01565% | 0.01095% | 0.009819% | 0.008784% | 0.008784% | 0.009819% | 0.009758% | 0.008854% | 0.009758% | 0.01038% | 0.01161% | 0.01429% | 0.01429%
488 | 0.01054% | 0.008151% | 0.00998% | 0.008924% | 0.009189% | 0.01495% | 0.009732% | 0.01123% | 0.008701% | 0.01123% | 0.009189% | 0.008924% | 0.009189% | 0.01138% | 0.009935% | 0.008924% | 0.009189% | 0.01495% | 0.009732% | 0.01123% | 0.008701% | 0.008701% | 0.01123% | 0.009189% | 0.008924% | 0.009189% | 0.01138% | 0.009935% | 0.01054% | 0.01054%
489 | 0.009397% | 0.008297% | 0.008991% | 0.009673% | 0.009052% | 0.01414% | 0.009205% | 0.01333% | 0.008733% | 0.01333% | 0.009052% | 0.009673% | 0.009052% | 0.01286% | 0.008339% | 0.009673% | 0.009052% | 0.01414% | 0.009205% | 0.01333% | 0.008733% | 0.008733% | 0.01333% | 0.009052% | 0.009673% | 0.009052% | 0.01286% | 0.008339% | 0.009397% | 0.009397%
490 | 0.008744% | 0.008885% | 0.008497% | 0.01094% | 0.008836% | 0.01362% | 0.008893% | 0.01407% | 0.008443% | 0.01407% | 0.008836% | 0.01094% | 0.008836% | 0.01448% | 0.007731% | 0.01094% | 0.008836% | 0.01362% | 0.008893% | 0.01407% | 0.008443% | 0.008443% | 0.01407% | 0.008836% | 0.01094% | 0.008836% | 0.01448% | 0.007731% | 0.008744% | 0.008744%
491 | 0.008425% | 0.009667% | 0.008207% | 0.01224% | 0.008469% | 0.01296% | 0.008486% | 0.01447% | 0.008174% | 0.01447% | 0.008469% | 0.01224% | 0.008469% | 0.01546% | 0.007288% | 0.01224% | 0.008469% | 0.01296% | 0.008486% | 0.01447% | 0.008174% | 0.008174% | 0.01447% | 0.008469% | 0.01224% | 0.008469% | 0.01546% | 0.007288% | 0.008425% | 0.008425%
492 | 0.008092% | 0.01058% | 0.008088% | 0.01333% | 0.008211% | 0.01209% | 0.008158% | 0.01467% | 0.007955% | 0.01467% | 0.008211% | 0.01333% | 0.008211% | 0.01587% | 0.006967% | 0.01333% | 0.008211% | 0.01209% | 0.008158% | 0.01467% | 0.007955% | 0.007955% | 0.01467% | 0.008211% | 0.01333% | 0.008211% | 0.01587% | 0.006967% | 0.008092% | 0.008092%
493 | 0.007862% | 0.01101% | 0.00771% | 0.01425% | 0.008153% | 0.01109% | 0.008056% | 0.01479% | 0.008037% | 0.01479% | 0.008153% | 0.01425% | 0.008153% | 0.01589% | 0.006861% | 0.01425% | 0.008153% | 0.01109% | 0.008056% | 0.01479% | 0.008037% | 0.008037% | 0.01479% | 0.008153% | 0.01425% | 0.008153% | 0.01589% | 0.006861% | 0.007862% | 0.007862%
494 | 0.007612% | 0.01095% | 0.00743% | 0.0146% | 0.008057% | 0.009901% | 0.007947% | 0.01487% | 0.007945% | 0.01487% | 0.008057% | 0.0146% | 0.008057% | 0.01576% | 0.006512% | 0.0146% | 0.008057% | 0.009901% | 0.007947% | 0.01487% | 0.007945% | 0.007945% | 0.01487% | 0.008057% | 0.0146% | 0.008057% | 0.01576% | 0.006512% | 0.007612% | 0.007612%
495 | 0.007681% | 0.01042% | 0.007461% | 0.01463% | 0.008221% | 0.009352% | 0.008079% | 0.01503% | 0.008028% | 0.01503% | 0.008221% | 0.01463% | 0.008221% | 0.01584% | 0.006688% | 0.01463% | 0.008221% | 0.009352% | 0.008079% | 0.01503% | 0.008028% | 0.008028% | 0.01503% | 0.008221% | 0.01463% | 0.008221% | 0.01584% | 0.006688% | 0.007681% | 0.007681%
496 | 0.008007% | 0.009558% | 0.007651% | 0.01441% | 0.008339% | 0.009492% | 0.008208% | 0.01511% | 0.008099% | 0.01511% | 0.008339% | 0.01441% | 0.008339% | 0.01592% | 0.007074% | 0.01441% | 0.008339% | 0.009492% | 0.008208% | 0.01511% | 0.008099% | 0.008099% | 0.01511% | 0.008339% | 0.01441% | 0.008339% | 0.01592% | 0.007074% | 0.008007% | 0.008007%
497 | 0.008585% | 0.008807% | 0.008546% | 0.0142% | 0.008399% | 0.01052% | 0.008652% | 0.01283% | 0.008006% | 0.01283% | 0.008399% | 0.0142% | 0.008399% | 0.01614% | 0.007997% | 0.0142% | 0.008399% | 0.01052% | 0.008652% | 0.01283% | 0.008006% | 0.008006% | 0.01283% | 0.008399% | 0.0142% | 0.008399% | 0.01614% | 0.007997% | 0.008585% | 0.008585%
498 | 0.01034% | 0.00834% | 0.01008% | 0.01443% | 0.00897% | 0.01232% | 0.01016% | 0.01243% | 0.008206% | 0.01243% | 0.00897% | 0.01443% | 0.00897% | 0.0168% | 0.01042% | 0.01443% | 0.00897% | 0.01232% | 0.01016% | 0.01243% | 0.008206% | 0.008206% | 0.01243% | 0.00897% | 0.01443% | 0.00897% | 0.0168% | 0.01042% | 0.01034% | 0.01034%
499 | 0.01059% | 0.008044% | 0.01034% | 0.01354% | 0.008892% | 0.01345% | 0.01005% | 0.0123% | 0.00819% | 0.0123% | 0.008892% | 0.01354% | 0.008892% | 0.01601% | 0.01076% | 0.01354% | 0.008892% | 0.01345% | 0.01005% | 0.0123% | 0.00819% | 0.00819% | 0.0123% | 0.008892% | 0.01354% | 0.008892% | 0.01601% | 0.01076% | 0.01059% | 0.01059%
500 | 0.01083% | 0.008122% | 0.01055% | 0.01244% | 0.008879% | 0.01469% | 0.01002% | 0.01216% | 0.008255% | 0.01216% | 0.008879% | 0.01244% | 0.008879% | 0.01497% | 0.01126% | 0.01244% | 0.008879% | 0.01469% | 0.01002% | 0.01216% | 0.008255% | 0.008255% | 0.01216% | 0.008879% | 0.01244% | 0.008879% | 0.01497% | 0.01126% | 0.01083% | 0.01083%
501 | 0.01114% | 0.008146% | 0.01072% | 0.01139% | 0.008933% | 0.01508% | 0.01008% | 0.01194% | 0.00835% | 0.01194% | 0.008933% | 0.01139% | 0.008933% | 0.01359% | 0.01157% | 0.01139% | 0.008933% | 0.01508% | 0.01008% | 0.01194% | 0.00835% | 0.00835% | 0.01194% | 0.008933% | 0.01139% | 0.008933% | 0.01359% | 0.01157% | 0.01114% | 0.01114%
502 | 0.007158% | 0.008125% | 0.006993% | 0.01043% | 0.009023% | 0.01528% | 0.01016% | 0.01174% | 0.00847% | 0.01174% | 0.009023% | 0.01043% | 0.009023% | 0.01196% | 0.01166% | 0.01043% | 0.009023% | 0.01528% | 0.01016% | 0.01174% | 0.00847% | 0.00847% | 0.01174% | 0.009023% | 0.01043% | 0.009023% | 0.01196% | 0.01166% | 0.007158% | 0.007158%
503 | 0.007853% | 0.008199% | 0.008075% | 0.009575% | 0.009287% | 0.0154% | 0.01039% | 0.0115% | 0.008719% | 0.0115% | 0.009287% | 0.009575% | 0.009287% | 0.01041% | 0.01205% | 0.009575% | 0.009287% | 0.0154% | 0.01039% | 0.0115% | 0.008719% | 0.008719% | 0.0115% | 0.009287% | 0.009575% | 0.009287% | 0.01041% | 0.01205% | 0.007853% | 0.007853%
504 | 0.008176% | 0.008654% | 0.008451% | 0.008667% | 0.009747% | 0.01533% | 0.01076% | 0.01056% | 0.008978% | 0.01056% | 0.009747% | 0.008667% | 0.009747% | 0.009009% | 0.01217% | 0.008667% | 0.009747% | 0.01533% | 0.01076% | 0.01056% | 0.008978% | 0.008978% | 0.01056% | 0.009747% | 0.008667% | 0.009747% | 0.009009% | 0.01217% | 0.008176% | 0.008176%
505 | 0.009746% | 0.008735% | 0.009888% | 0.008007% | 0.01091% | 0.01481% | 0.01234% | 0.01003% | 0.009892% | 0.01003% | 0.01091% | 0.008007% | 0.01091% | 0.00746% | 0.01309% | 0.008007% | 0.01091% | 0.01481% | 0.01234% | 0.01003% | 0.009892% | 0.009892% | 0.01003% | 0.01091% | 0.008007% | 0.01091% | 0.00746% | 0.01309% | 0.009746% | 0.009746%
506 | 0.009948% | 0.008757% | 0.009947% | 0.007404% | 0.01076% | 0.01484% | 0.01205% | 0.008731% | 0.009917% | 0.008731% | 0.01076% | 0.007404% | 0.01076% | 0.007516% | 0.01278% | 0.007404% | 0.01076% | 0.01484% | 0.01205% | 0.008731% | 0.009917% | 0.009917% | 0.008731% | 0.01076% | 0.007404% | 0.01076% | 0.007516% | 0.01278% | 0.009948% | 0.009948%
507 | 0.009979% | 0.008756% | 0.009938% | 0.007317% | 0.0107% | 0.01479% | 0.01202% | 0.00772% | 0.01002% | 0.00772% | 0.0107% | 0.007317% | 0.0107% | 0.007581% | 0.0128% | 0.007317% | 0.0107% | 0.01479% | 0.01202% | 0.00772% | 0.01002% | 0.01002% | 0.00772% | 0.0107% | 0.007317% | 0.0107% | 0.007581% | 0.0128% | 0.009979% | 0.009979%
508 | 0.0103% | 0.008696% | 0.01003% | 0.007367% | 0.0107% | 0.01477% | 0.01201% | 0.00707% | 0.01041% | 0.00707% | 0.0107% | 0.007367% | 0.0107% | 0.008% | 0.01292% | 0.007367% | 0.0107% | 0.01477% | 0.01201% | 0.00707% | 0.01041% | 0.01041% | 0.00707% | 0.0107% | 0.007367% | 0.0107% | 0.008% | 0.01292% | 0.0103% | 0.0103%
509 | 0.01142% | 0.008874% | 0.01011% | 0.007606% | 0.01142% | 0.01479% | 0.01247% | 0.00715% | 0.01093% | 0.00715% | 0.01142% | 0.007606% | 0.01142% | 0.008552% | 0.01346% | 0.007606% | 0.01142% | 0.01479% | 0.01247% | 0.00715% | 0.01093% | 0.01093% | 0.00715% | 0.01142% | 0.007606% | 0.01142% | 0.008552% | 0.01346% | 0.01142% | 0.01142%
510 | 0.01371% | 0.009002% | 0.01062% | 0.008989% | 0.01274% | 0.01487% | 0.01347% | 0.008538% | 0.01207% | 0.008538% | 0.01274% | 0.008989% | 0.01274% | 0.009604% | 0.01521% | 0.008989% | 0.01274% | 0.01487% | 0.01347% | 0.008538% | 0.01207% | 0.01207% | 0.008538% | 0.01274% | 0.008989% | 0.01274% | 0.009604% | 0.01521% | 0.01371% | 0.01371%
511 | 0.02137% | 0.009542% | 0.0181% | 0.009974% | 0.01431% | 0.01501% | 0.01506% | 0.01059% | 0.01336% | 0.01059% | 0.01431% | 0.009974% | 0.01431% | 0.01134% | 0.01778% | 0.009974% | 0.01431% | 0.01501% | 0.01506% | 0.01059% | 0.01336% | 0.01336% | 0.01059% | 0.01431% | 0.009974% | 0.01431% | 0.01134% | 0.01778% | 0.02137% | 0.02137%
512 | 0.02069% | 0.01096% | 0.01978% | 0.01095% | 0.01521% | 0.01437% | 0.01531% | 0.01294% | 0.01404% | 0.01294% | 0.01521% | 0.01095% | 0.01521% | 0.01282% | 0.01853% | 0.01095% | 0.01521% | 0.01437% | 0.01531% | 0.01294% | 0.01404% | 0.01404% | 0.01294% | 0.01521% | 0.01095% | 0.01521% | 0.01282% | 0.01853% | 0.02069% | 0.02069%
513 | 0.0216% | 0.01371% | 0.02107% | 0.01278% | 0.01586% | 0.01351% | 0.01572% | 0.0151% | 0.01467% | 0.0151% | 0.01586% | 0.01278% | 0.01586% | 0.01512% | 0.01916% | 0.01278% | 0.01586% | 0.01351% | 0.01572% | 0.0151% | 0.01467% | 0.01467% | 0.0151% | 0.01586% | 0.01278% | 0.01586% | 0.01512% | 0.01916% | 0.0216% | 0.0216%
514 | 0.02232% | 0.01641% | 0.02141% | 0.0142% | 0.01672% | 0.01275% | 0.01672% | 0.01555% | 0.0154% | 0.01555% | 0.01672% | 0.0142% | 0.01672% | 0.01601% | 0.02049% | 0.0142% | 0.01672% | 0.01275% | 0.01672% | 0.01555% | 0.0154% | 0.0154% | 0.01555% | 0.01672% | 0.0142% | 0.01672% | 0.01601% | 0.02049% | 0.02232% | 0.02232%
515 | 0.02257% | 0.01831% | 0.02191% | 0.01489% | 0.01689% | 0.01235% | 0.01742% | 0.0157% | 0.01537% | 0.0157% | 0.01689% | 0.01489% | 0.01689% | 0.01619% | 0.02129% | 0.01489% | 0.01689% | 0.01235% | 0.01742% | 0.0157% | 0.01537% | 0.01537% | 0.0157% | 0.01689% | 0.01489% | 0.01689% | 0.01619% | 0.02129% | 0.02257% | 0.02257%
516 | 0.02218% | 0.01875% | 0.02176% | 0.0153% | 0.01657% | 0.01185% | 0.01758% | 0.0155% | 0.01505% | 0.0155% | 0.01657% | 0.0153% | 0.01657% | 0.01614% | 0.02189% | 0.0153% | 0.01657% | 0.01185% | 0.01758% | 0.0155% | 0.01505% | 0.01505% | 0.0155% | 0.01657% | 0.0153% | 0.01657% | 0.01614% | 0.02189% | 0.02218% | 0.02218%
517 | 0.02128% | 0.01838% | 0.02176% | 0.01556% | 0.01597% | 0.01106% | 0.01731% | 0.01478% | 0.01468% | 0.01478% | 0.01597% | 0.01556% | 0.01597% | 0.01613% | 0.02224% | 0.01556% | 0.01597% | 0.01106% | 0.01731% | 0.01478% | 0.01468% | 0.01468% | 0.01478% | 0.01597% | 0.01556% | 0.01597% | 0.01613% | 0.02224% | 0.02128% | 0.02128%
518 | 0.01966% | 0.01767% | 0.02166% | 0.01571% | 0.01506% | 0.01004% | 0.01676% | 0.01409% | 0.01411% | 0.01409% | 0.01506% | 0.01571% | 0.01506% | 0.01614% | 0.02223% | 0.01571% | 0.01506% | 0.01004% | 0.01676% | 0.01409% | 0.01411% | 0.01411% | 0.01409% | 0.01506% | 0.01571% | 0.01506% | 0.01614% | 0.02223% | 0.01966% | 0.01966%
519 | 0.01757% | 0.01498% | 0.02048% | 0.01568% | 0.01389% | 0.009246% | 0.01582% | 0.01366% | 0.01321% | 0.01366% | 0.01389% | 0.01568% | 0.01389% | 0.016% | 0.02179% | 0.01568% | 0.01389% | 0.009246% | 0.01582% | 0.01366% | 0.01321% | 0.01321% | 0.01366% | 0.01389% | 0.01568% | 0.01389% | 0.016% | 0.02179% | 0.01757% | 0.01757%
520 | 0.01571% | 0.01258% | 0.02009% | 0.01558% | 0.0131% | 0.008974% | 0.01464% | 0.01401% | 0.0127% | 0.01401% | 0.0131% | 0.01558% | 0.0131% | 0.01572% | 0.021% | 0.01558% | 0.0131% | 0.008974% | 0.01464% | 0.01401% | 0.0127% | 0.0127% | 0.01401% | 0.0131% | 0.01558% | 0.0131% | 0.01572% | 0.021% | 0.01571% | 0.01571%
521 | 0.01454% | 0.01128% | 0.01908% | 0.01563% | 0.01264% | 0.009754% | 0.01395% | 0.01193% | 0.01218% | 0.01193% | 0.01264% | 0.01563% | 0.01264% | 0.01556% | 0.01972% | 0.01563% | 0.01264% | 0.009754% | 0.01395% | 0.01193% | 0.01218% | 0.01218% | 0.01193% | 0.01264% | 0.01563% | 0.01264% | 0.01556% | 0.01972% | 0.01454% | 0.01454%
522 | 0.01502% | 0.009848% | 0.02027% | 0.01635% | 0.01306% | 0.01146% | 0.01491% | 0.0122% | 0.0123% | 0.0122% | 0.01306% | 0.01635% | 0.01306% | 0.01628% | 0.02005% | 0.01635% | 0.01306% | 0.01146% | 0.01491% | 0.0122% | 0.0123% | 0.0123% | 0.0122% | 0.01306% | 0.01635% | 0.01306% | 0.01628% | 0.02005% | 0.01502% | 0.01502%
523 | 0.01417% | 0.009284% | 0.02019% | 0.01589% | 0.01239% | 0.01252% | 0.01438% | 0.01212% | 0.01178% | 0.01212% | 0.01239% | 0.01589% | 0.01239% | 0.01575% | 0.01789% | 0.01589% | 0.01239% | 0.01252% | 0.01438% | 0.01212% | 0.01178% | 0.01178% | 0.01212% | 0.01239% | 0.01589% | 0.01239% | 0.01575% | 0.01789% | 0.01417% | 0.01417%
524 | 0.01365% | 0.009068% | 0.01788% | 0.01516% | 0.01173% | 0.01357% | 0.01395% | 0.01208% | 0.01119% | 0.01208% | 0.01173% | 0.01516% | 0.01173% | 0.01517% | 0.01639% | 0.01516% | 0.01173% | 0.01357% | 0.01395% | 0.01208% | 0.01119% | 0.01119% | 0.01208% | 0.01173% | 0.01516% | 0.01173% | 0.01517% | 0.01639% | 0.01365% | 0.01365%
525 | 0.01341% | 0.009225% | 0.01448% | 0.01426% | 0.01143% | 0.01404% | 0.01333% | 0.01231% | 0.01084% | 0.01231% | 0.01143% | 0.01426% | 0.01143% | 0.01438% | 0.01548% | 0.01426% | 0.01143% | 0.01404% | 0.01333% | 0.01231% | 0.01084% | 0.01084% | 0.01231% | 0.01143% | 0.01426% | 0.01143% | 0.01438% | 0.01548% | 0.01341% | 0.01341%
526 | 0.009448% | 0.009333% | 0.009086% | 0.01282% | 0.01148% | 0.0142% | 0.01275% | 0.01296% | 0.01089% | 0.01296% | 0.01148% | 0.01282% | 0.01148% | 0.01268% | 0.01501% | 0.01282% | 0.01148% | 0.0142% | 0.01275% | 0.01296% | 0.01089% | 0.01089% | 0.01296% | 0.01148% | 0.01282% | 0.01148% | 0.01268% | 0.01501% | 0.009448% | 0.009448%
527 | 0.009861% | 0.009556% | 0.009202% | 0.01066% | 0.01168% | 0.01418% | 0.01215% | 0.01336% | 0.01099% | 0.01336% | 0.01168% | 0.01066% | 0.01168% | 0.009656% | 0.01448% | 0.01066% | 0.01168% | 0.01418% | 0.01215% | 0.01336% | 0.01099% | 0.01099% | 0.01336% | 0.01168% | 0.01066% | 0.01168% | 0.009656% | 0.01448% | 0.009861% | 0.009861%
528 | 0.009575% | 0.009236% | 0.009383% | 0.009158% | 0.01111% | 0.01443% | 0.01159% | 0.01242% | 0.01043% | 0.01242% | 0.01111% | 0.009158% | 0.01111% | 0.007965% | 0.01373% | 0.009158% | 0.01111% | 0.01443% | 0.01159% | 0.01242% | 0.01043% | 0.01043% | 0.01242% | 0.01111% | 0.009158% | 0.01111% | 0.007965% | 0.01373% | 0.009575% | 0.009575%
529 | 0.0102% | 0.009547% | 0.009941% | 0.008366% | 0.01171% | 0.01415% | 0.01175% | 0.01125% | 0.01098% | 0.01125% | 0.01171% | 0.008366% | 0.01171% | 0.007395% | 0.01352% | 0.008366% | 0.01171% | 0.01415% | 0.01175% | 0.01125% | 0.01098% | 0.01098% | 0.01125% | 0.01171% | 0.008366% | 0.01171% | 0.007395% | 0.01352% | 0.0102% | 0.0102%
530 | 0.01031% | 0.009525% | 0.01013% | 0.007724% | 0.01159% | 0.01416% | 0.01159% | 0.009964% | 0.01094% | 0.009964% | 0.01159% | 0.007724% | 0.01159% | 0.007345% | 0.01332% | 0.007724% | 0.01159% | 0.01416% | 0.01159% | 0.009964% | 0.01094% | 0.01094% | 0.009964% | 0.01159% | 0.007724% | 0.01159% | 0.007345% | 0.01332% | 0.01031% | 0.01031%
531 | 0.01048% | 0.009413% | 0.01011% | 0.007603% | 0.0116% | 0.01411% | 0.01164% | 0.008841% | 0.01107% | 0.008841% | 0.0116% | 0.007603% | 0.0116% | 0.007444% | 0.01328% | 0.007603% | 0.0116% | 0.01411% | 0.01164% | 0.008841% | 0.01107% | 0.01107% | 0.008841% | 0.0116% | 0.007603% | 0.0116% | 0.007444% | 0.01328% | 0.01048% | 0.01048%
532 | 0.01083% | 0.009374% | 0.01021% | 0.007665% | 0.01176% | 0.01409% | 0.01178% | 0.008229% | 0.01141% | 0.008229% | 0.01176% | 0.007665% | 0.01176% | 0.007932% | 0.01372% | 0.007665% | 0.01176% | 0.01409% | 0.01178% | 0.008229% | 0.01141% | 0.01141% | 0.008229% | 0.01176% | 0.007665% | 0.01176% | 0.007932% | 0.01372% | 0.01083% | 0.01083%
533 | 0.0119% | 0.009461% | 0.01056% | 0.00802% | 0.01249% | 0.01416% | 0.01232% | 0.008595% | 0.01202% | 0.008595% | 0.01249% | 0.00802% | 0.01249% | 0.008548% | 0.01466% | 0.00802% | 0.01249% | 0.01416% | 0.01232% | 0.008595% | 0.01202% | 0.01202% | 0.008595% | 0.01249% | 0.00802% | 0.01249% | 0.008548% | 0.01466% | 0.0119% | 0.0119%
534 | 0.01405% | 0.009496% | 0.01072% | 0.009353% | 0.01378% | 0.01429% | 0.01333% | 0.009918% | 0.01308% | 0.009918% | 0.01378% | 0.009353% | 0.01378% | 0.009541% | 0.01608% | 0.009353% | 0.01378% | 0.01429% | 0.01333% | 0.009918% | 0.01308% | 0.01308% | 0.009918% | 0.01378% | 0.009353% | 0.01378% | 0.009541% | 0.01608% | 0.01405% | 0.01405%
535 | 0.0214% | 0.009833% | 0.01817% | 0.01023% | 0.01517% | 0.01444% | 0.01489% | 0.01167% | 0.01431% | 0.01167% | 0.01517% | 0.01023% | 0.01517% | 0.01121% | 0.01857% | 0.01023% | 0.01517% | 0.01444% | 0.01489% | 0.01167% | 0.01431% | 0.01431% | 0.01167% | 0.01517% | 0.01023% | 0.01517% | 0.01121% | 0.01857% | 0.0214% | 0.0214%
536 | 0.02094% | 0.01124% | 0.01988% | 0.01129% | 0.01621% | 0.0138% | 0.01516% | 0.01441% | 0.01522% | 0.01441% | 0.01621% | 0.01129% | 0.01621% | 0.01262% | 0.01953% | 0.01129% | 0.01621% | 0.0138% | 0.01516% | 0.01441% | 0.01522% | 0.01522% | 0.01441% | 0.01621% | 0.01129% | 0.01621% | 0.01262% | 0.01953% | 0.02094% | 0.02094%
537 | 0.02169% | 0.01421% | 0.02117% | 0.0131% | 0.01681% | 0.01328% | 0.01569% | 0.01619% | 0.01567% | 0.01619% | 0.01681% | 0.0131% | 0.01681% | 0.01497% | 0.02057% | 0.0131% | 0.01681% | 0.01328% | 0.01569% | 0.01619% | 0.01567% | 0.01567% | 0.01619% | 0.01681% | 0.0131% | 0.01681% | 0.01497% | 0.02057% | 0.02169% | 0.02169%
538 | 0.02259% | 0.01694% | 0.02155% | 0.01446% | 0.01742% | 0.01305% | 0.01672% | 0.01609% | 0.016% | 0.01609% | 0.01742% | 0.01446% | 0.01742% | 0.01601% | 0.02166% | 0.01446% | 0.01742% | 0.01305% | 0.01672% | 0.01609% | 0.016% | 0.016% | 0.01609% | 0.01742% | 0.01446% | 0.01742% | 0.01601% | 0.02166% | 0.02259% | 0.02259%
539 | 0.02282% | 0.01872% | 0.02201% | 0.01521% | 0.01767% | 0.01274% | 0.01743% | 0.01642% | 0.01606% | 0.01642% | 0.01767% | 0.01521% | 0.01767% | 0.01621% | 0.02237% | 0.01521% | 0.01767% | 0.01274% | 0.01743% | 0.01642% | 0.01606% | 0.01606% | 0.01642% | 0.01767% | 0.01521% | 0.01767% | 0.01621% | 0.02237% | 0.02282% | 0.02282%
540 | 0.02246% | 0.01919% | 0.02189% | 0.01562% | 0.01736% | 0.01197% | 0.01768% | 0.01608% | 0.01562% | 0.01608% | 0.01736% | 0.01562% | 0.01736% | 0.01621% | 0.02291% | 0.01562% | 0.01736% | 0.01197% | 0.01768% | 0.01608% | 0.01562% | 0.01562% | 0.01608% | 0.01736% | 0.01562% | 0.01736% | 0.01621% | 0.02291% | 0.02246% | 0.02246%
541 | 0.02144% | 0.01873% | 0.02186% | 0.01581% | 0.01657% | 0.01101% | 0.01739% | 0.01507% | 0.015% | 0.01507% | 0.01657% | 0.01581% | 0.01657% | 0.01617% | 0.02287% | 0.01581% | 0.01657% | 0.01101% | 0.01739% | 0.01507% | 0.015% | 0.015% | 0.01507% | 0.01657% | 0.01581% | 0.01657% | 0.01617% | 0.02287% | 0.02144% | 0.02144%
542 | 0.01982% | 0.01778% | 0.02172% | 0.01592% | 0.01554% | 0.01006% | 0.01681% | 0.01425% | 0.01433% | 0.01425% | 0.01554% | 0.01592% | 0.01554% | 0.01619% | 0.02268% | 0.01592% | 0.01554% | 0.01006% | 0.01681% | 0.01425% | 0.01433% | 0.01433% | 0.01425% | 0.01554% | 0.01592% | 0.01554% | 0.01619% | 0.02268% | 0.01982% | 0.01982%
543 | 0.01752% | 0.01492% | 0.02049% | 0.0158% | 0.01402% | 0.009213% | 0.01575% | 0.01363% | 0.01321% | 0.01363% | 0.01402% | 0.0158% | 0.01402% | 0.01603% | 0.02196% | 0.0158% | 0.01402% | 0.009213% | 0.01575% | 0.01363% | 0.01321% | 0.01321% | 0.01363% | 0.01402% | 0.0158% | 0.01402% | 0.01603% | 0.02196% | 0.01752% | 0.01752%
544 | 0.01553% | 0.01242% | 0.02007% | 0.01562% | 0.01303% | 0.008875% | 0.01452% | 0.01373% | 0.01247% | 0.01373% | 0.01303% | 0.01562% | 0.01303% | 0.0157% | 0.02079% | 0.01562% | 0.01303% | 0.008875% | 0.01452% | 0.01373% | 0.01247% | 0.01247% | 0.01373% | 0.01303% | 0.01562% | 0.01303% | 0.0157% | 0.02079% | 0.01553% | 0.01553%
545 | 0.01432% | 0.01113% | 0.01912% | 0.01568% | 0.01275% | 0.009727% | 0.01388% | 0.01196% | 0.01222% | 0.01196% | 0.01275% | 0.01568% | 0.01275% | 0.01554% | 0.01972% | 0.01568% | 0.01275% | 0.009727% | 0.01388% | 0.01196% | 0.01222% | 0.01222% | 0.01196% | 0.01275% | 0.01568% | 0.01275% | 0.01554% | 0.01972% | 0.01432% | 0.01432%
546 | 0.01471% | 0.009545% | 0.0204% | 0.01632% | 0.01288% | 0.01155% | 0.01474% | 0.01189% | 0.01202% | 0.01189% | 0.01288% | 0.01632% | 0.01288% | 0.01626% | 0.01959% | 0.01632% | 0.01288% | 0.01155% | 0.01474% | 0.01189% | 0.01202% | 0.01202% | 0.01189% | 0.01288% | 0.01632% | 0.01288% | 0.01626% | 0.01959% | 0.01471% | 0.01471%
547 | 0.01384% | 0.008965% | 0.02041% | 0.01576% | 0.01198% | 0.01271% | 0.01427% | 0.01157% | 0.01129% | 0.01157% | 0.01198% | 0.01576% | 0.01198% | 0.01575% | 0.01723% | 0.01576% | 0.01198% | 0.01271% | 0.01427% | 0.01157% | 0.01129% | 0.01129% | 0.01157% | 0.01198% | 0.01576% | 0.01198% | 0.01575% | 0.01723% | 0.01384% | 0.01384%
548 | 0.01324% | 0.008833% | 0.01812% | 0.01494% | 0.01118% | 0.01384% | 0.01381% | 0.01145% | 0.01064% | 0.01145% | 0.01118% | 0.01494% | 0.01118% | 0.0151% | 0.01543% | 0.01494% | 0.01118% | 0.01384% | 0.01381% | 0.01145% | 0.01064% | 0.01064% | 0.01145% | 0.01118% | 0.01494% | 0.01118% | 0.0151% | 0.01543% | 0.01324% | 0.01324%
549 | 0.01293% | 0.008767% | 0.01445% | 0.01396% | 0.01075% | 0.01427% | 0.01309% | 0.01151% | 0.0102% | 0.01151% | 0.01075% | 0.01396% | 0.01075% | 0.01429% | 0.01439% | 0.01396% | 0.01075% | 0.01427% | 0.01309% | 0.01151% | 0.0102% | 0.0102% | 0.01151% | 0.01075% | 0.01396% | 0.01075% | 0.01429% | 0.01439% | 0.01293% | 0.01293%
550 | 0.009142% | 0.008695% | 0.009017% | 0.01242% | 0.01051% | 0.01444% | 0.01245% | 0.0118% | 0.01002% | 0.0118% | 0.01051% | 0.01242% | 0.01051% | 0.01256% | 0.01376% | 0.01242% | 0.01051% | 0.01444% | 0.01245% | 0.0118% | 0.01002% | 0.01002% | 0.0118% | 0.01051% | 0.01242% | 0.01051% | 0.01256% | 0.01376% | 0.009142% | 0.009142%
551 | 0.009486% | 0.008665% | 0.009332% | 0.01019% | 0.01055% | 0.01457% | 0.01186% | 0.01202% | 0.009991% | 0.01202% | 0.01055% | 0.01019% | 0.01055% | 0.009578% | 0.01323% | 0.01019% | 0.01055% | 0.01457% | 0.01186% | 0.01202% | 0.009991% | 0.009991% | 0.01202% | 0.01055% | 0.01019% | 0.01055% | 0.009578% | 0.01323% | 0.009486% | 0.009486%
552 | 0.009726% | 0.008922% | 0.009664% | 0.008873% | 0.0109% | 0.0145% | 0.0117% | 0.01225% | 0.01022% | 0.01225% | 0.0109% | 0.008873% | 0.0109% | 0.007748% | 0.01317% | 0.008873% | 0.0109% | 0.0145% | 0.0117% | 0.01225% | 0.01022% | 0.01022% | 0.01225% | 0.0109% | 0.008873% | 0.0109% | 0.007748% | 0.01317% | 0.009726% | 0.009726%
553 | 0.009794% | 0.008785% | 0.009713% | 0.007929% | 0.01072% | 0.01461% | 0.01154% | 0.0101% | 0.009994% | 0.0101% | 0.01072% | 0.007929% | 0.01072% | 0.007435% | 0.01255% | 0.007929% | 0.01072% | 0.01461% | 0.01154% | 0.0101% | 0.009994% | 0.009994% | 0.0101% | 0.01072% | 0.007929% | 0.01072% | 0.007435% | 0.01255% | 0.009794% | 0.009794%
554 | 0.009969% | 0.008813% | 0.009957% | 0.007296% | 0.01071% | 0.01468% | 0.0115% | 0.008873% | 0.01001% | 0.008873% | 0.01071% | 0.007296% | 0.01071% | 0.007453% | 0.01263% | 0.007296% | 0.01071% | 0.01468% | 0.0115% | 0.008873% | 0.01001% | 0.01001% | 0.008873% | 0.01071% | 0.007296% | 0.01071% | 0.007453% | 0.01263% | 0.009969% | 0.009969%
555 | 0.009993% | 0.008823% | 0.01025% | 0.007261% | 0.01082% | 0.01469% | 0.0116% | 0.007976% | 0.01029% | 0.007976% | 0.01082% | 0.007261% | 0.01082% | 0.007542% | 0.0128% | 0.007261% | 0.01082% | 0.01469% | 0.0116% | 0.007976% | 0.01029% | 0.01029% | 0.007976% | 0.01082% | 0.007261% | 0.01082% | 0.007542% | 0.0128% | 0.009993% | 0.009993%
556 | 0.01039% | 0.008729% | 0.01021% | 0.00734% | 0.011% | 0.01474% | 0.01169% | 0.007425% | 0.01067% | 0.007425% | 0.011% | 0.00734% | 0.011% | 0.007963% | 0.01302% | 0.00734% | 0.011% | 0.01474% | 0.01169% | 0.007425% | 0.01067% | 0.01067% | 0.007425% | 0.011% | 0.00734% | 0.011% | 0.007963% | 0.01302% | 0.01039% | 0.01039%
557 | 0.01141% | 0.008728% | 0.01037% | 0.007638% | 0.01165% | 0.01478% | 0.0122% | 0.007509% | 0.01119% | 0.007509% | 0.01165% | 0.007638% | 0.01165% | 0.008555% | 0.01372% | 0.007638% | 0.01165% | 0.01478% | 0.0122% | 0.007509% | 0.01119% | 0.01119% | 0.007509% | 0.01165% | 0.007638% | 0.01165% | 0.008555% | 0.01372% | 0.01141% | 0.01141%
558 | 0.01359% | 0.00878% | 0.01068% | 0.008959% | 0.01278% | 0.0148% | 0.01319% | 0.008667% | 0.01226% | 0.008667% | 0.01278% | 0.008959% | 0.01278% | 0.009492% | 0.01514% | 0.008959% | 0.01278% | 0.0148% | 0.01319% | 0.008667% | 0.01226% | 0.01226% | 0.008667% | 0.01278% | 0.008959% | 0.01278% | 0.009492% | 0.01514% | 0.01359% | 0.01359%
559 | 0.02103% | 0.009249% | 0.01847% | 0.009873% | 0.01437% | 0.01492% | 0.01474% | 0.01074% | 0.01362% | 0.01074% | 0.01437% | 0.009873% | 0.01437% | 0.01111% | 0.01751% | 0.009873% | 0.01437% | 0.01492% | 0.01474% | 0.01074% | 0.01362% | 0.01362% | 0.01074% | 0.01437% | 0.009873% | 0.01437% | 0.01111% | 0.01751% | 0.02103% | 0.02103%
560 | 0.02049% | 0.01058% | 0.02014% | 0.01081% | 0.01532% | 0.01432% | 0.01499% | 0.0131% | 0.01429% | 0.0131% | 0.01532% | 0.01081% | 0.01532% | 0.0125% | 0.01834% | 0.01081% | 0.01532% | 0.01432% | 0.01499% | 0.0131% | 0.01429% | 0.01429% | 0.0131% | 0.01532% | 0.01081% | 0.01532% | 0.0125% | 0.01834% | 0.02049% | 0.02049%
561 | 0.02135% | 0.01352% | 0.02126% | 0.01264% | 0.01609% | 0.01348% | 0.01553% | 0.01511% | 0.01489% | 0.01511% | 0.01609% | 0.01264% | 0.01609% | 0.0148% | 0.01927% | 0.01264% | 0.01609% | 0.01348% | 0.01553% | 0.01511% | 0.01489% | 0.01489% | 0.01511% | 0.01609% | 0.01264% | 0.01609% | 0.0148% | 0.01927% | 0.02135% | 0.02135%
562 | 0.02194% | 0.01612% | 0.02141% | 0.01407% | 0.01686% | 0.01274% | 0.01648% | 0.01536% | 0.01544% | 0.01536% | 0.01686% | 0.01407% | 0.01686% | 0.01584% | 0.02046% | 0.01407% | 0.01686% | 0.01274% | 0.01648% | 0.01536% | 0.01544% | 0.01544% | 0.01536% | 0.01686% | 0.01407% | 0.01686% | 0.01584% | 0.02046% | 0.02194% | 0.02194%
563 | 0.02211% | 0.01804% | 0.02171% | 0.01484% | 0.0171% | 0.01214% | 0.01715% | 0.01563% | 0.01551% | 0.01563% | 0.0171% | 0.01484% | 0.0171% | 0.01605% | 0.0213% | 0.01484% | 0.0171% | 0.01214% | 0.01715% | 0.01563% | 0.01551% | 0.01551% | 0.01563% | 0.0171% | 0.01484% | 0.0171% | 0.01605% | 0.0213% | 0.02211% | 0.02211%
564 | 0.02176% | 0.01868% | 0.02141% | 0.01523% | 0.01671% | 0.01134% | 0.01733% | 0.01533% | 0.01509% | 0.01533% | 0.01671% | 0.01523% | 0.01671% | 0.016% | 0.02182% | 0.01523% | 0.01671% | 0.01134% | 0.01733% | 0.01533% | 0.01509% | 0.01509% | 0.01533% | 0.01671% | 0.01523% | 0.01671% | 0.016% | 0.02182% | 0.02176% | 0.02176%
565 | 0.02069% | 0.01835% | 0.0213% | 0.01544% | 0.01599% | 0.0104% | 0.01703% | 0.01452% | 0.01464% | 0.01452% | 0.01599% | 0.01544% | 0.01599% | 0.01591% | 0.02197% | 0.01544% | 0.01599% | 0.0104% | 0.01703% | 0.01452% | 0.01464% | 0.01464% | 0.01452% | 0.01599% | 0.01544% | 0.01599% | 0.01591% | 0.02197% | 0.02069% | 0.02069%
566 | 0.01892% | 0.01754% | 0.02105% | 0.01556% | 0.01497% | 0.009364% | 0.01644% | 0.01375% | 0.01402% | 0.01375% | 0.01497% | 0.01556% | 0.01497% | 0.01587% | 0.02181% | 0.01556% | 0.01497% | 0.009364% | 0.01644% | 0.01375% | 0.01402% | 0.01402% | 0.01375% | 0.01497% | 0.01556% | 0.01497% | 0.01587% | 0.02181% | 0.01892% | 0.01892%
567 | 0.0166% | 0.01488% | 0.01985% | 0.0155% | 0.01371% | 0.008632% | 0.01547% | 0.01326% | 0.01304% | 0.01326% | 0.01371% | 0.0155% | 0.01371% | 0.01576% | 0.02134% | 0.0155% | 0.01371% | 0.008632% | 0.01547% | 0.01326% | 0.01304% | 0.01304% | 0.01326% | 0.01371% | 0.0155% | 0.01371% | 0.01576% | 0.02134% | 0.0166% | 0.0166%
568 | 0.01474% | 0.01238% | 0.01937% | 0.01535% | 0.01275% | 0.008516% | 0.01425% | 0.01344% | 0.01234% | 0.01344% | 0.01275% | 0.01535% | 0.01275% | 0.01545% | 0.02032% | 0.01535% | 0.01275% | 0.008516% | 0.01425% | 0.01344% | 0.01234% | 0.01234% | 0.01344% | 0.01275% | 0.01535% | 0.01275% | 0.01545% | 0.02032% | 0.01474% | 0.01474%
569 | 0.0136% | 0.01105% | 0.01841% | 0.01541% | 0.01234% | 0.009319% | 0.01353% | 0.0116% | 0.01198% | 0.0116% | 0.01234% | 0.01541% | 0.01234% | 0.01528% | 0.01897% | 0.01541% | 0.01234% | 0.009319% | 0.01353% | 0.0116% | 0.01198% | 0.01198% | 0.0116% | 0.01234% | 0.01541% | 0.01234% | 0.01528% | 0.01897% | 0.0136% | 0.0136%
570 | 0.01401% | 0.009497% | 0.01962% | 0.01608% | 0.01248% | 0.01108% | 0.01438% | 0.01169% | 0.01189% | 0.01169% | 0.01248% | 0.01608% | 0.01248% | 0.01597% | 0.01872% | 0.01608% | 0.01248% | 0.01108% | 0.01438% | 0.01169% | 0.01189% | 0.01189% | 0.01169% | 0.01248% | 0.01608% | 0.01248% | 0.01597% | 0.01872% | 0.01401% | 0.01401%
571 | 0.01324% | 0.008866% | 0.01962% | 0.01558% | 0.01167% | 0.01227% | 0.01392% | 0.01154% | 0.0113% | 0.01154% | 0.01167% | 0.01558% | 0.01167% | 0.01545% | 0.01628% | 0.01558% | 0.01167% | 0.01227% | 0.01392% | 0.01154% | 0.0113% | 0.0113% | 0.01154% | 0.01167% | 0.01558% | 0.01167% | 0.01545% | 0.01628% | 0.01324% | 0.01324%
572 | 0.01265% | 0.008544% | 0.01731% | 0.01479% | 0.01089% | 0.0134% | 0.01344% | 0.01149% | 0.01068% | 0.01149% | 0.01089% | 0.01479% | 0.01089% | 0.01476% | 0.0145% | 0.01479% | 0.01089% | 0.0134% | 0.01344% | 0.01149% | 0.01068% | 0.01068% | 0.01149% | 0.01089% | 0.01479% | 0.01089% | 0.01476% | 0.0145% | 0.01265% | 0.01265%
573 | 0.01233% | 0.008396% | 0.01366% | 0.01381% | 0.01038% | 0.01376% | 0.01271% | 0.01151% | 0.01015% | 0.01151% | 0.01038% | 0.01381% | 0.01038% | 0.01394% | 0.01335% | 0.01381% | 0.01038% | 0.01376% | 0.01271% | 0.01151% | 0.01015% | 0.01015% | 0.01151% | 0.01038% | 0.01381% | 0.01038% | 0.01394% | 0.01335% | 0.01233% | 0.01233%
574 | 0.008588% | 0.008346% | 0.008531% | 0.01233% | 0.0101% | 0.01385% | 0.01208% | 0.01176% | 0.009915% | 0.01176% | 0.0101% | 0.01233% | 0.0101% | 0.01235% | 0.0127% | 0.01233% | 0.0101% | 0.01385% | 0.01208% | 0.01176% | 0.009915% | 0.009915% | 0.01176% | 0.0101% | 0.01233% | 0.0101% | 0.01235% | 0.0127% | 0.008588% | 0.008588%
575 | 0.00887% | 0.008368% | 0.008463% | 0.01014% | 0.01011% | 0.01394% | 0.01146% | 0.01205% | 0.009936% | 0.01205% | 0.01011% | 0.01014% | 0.01011% | 0.00937% | 0.01223% | 0.01014% | 0.01011% | 0.01394% | 0.01146% | 0.01205% | 0.009936% | 0.009936% | 0.01205% | 0.01011% | 0.01014% | 0.01011% | 0.00937% | 0.01223% | 0.00887% | 0.00887%
576 | 0.009128% | 0.008474% | 0.009149% | 0.008672% | 0.01023% | 0.01413% | 0.01127% | 0.01194% | 0.00989% | 0.01194% | 0.01023% | 0.008672% | 0.01023% | 0.007451% | 0.01211% | 0.008672% | 0.01023% | 0.01413% | 0.01127% | 0.01194% | 0.00989% | 0.00989% | 0.01194% | 0.01023% | 0.008672% | 0.01023% | 0.007451% | 0.01211% | 0.009128% | 0.009128%
577 | 0.00917% | 0.008375% | 0.009194% | 0.00763% | 0.009998% | 0.014% | 0.01096% | 0.009965% | 0.009714% | 0.009965% | 0.009998% | 0.00763% | 0.009998% | 0.006769% | 0.01141% | 0.00763% | 0.009998% | 0.014% | 0.01096% | 0.009965% | 0.009714% | 0.009714% | 0.009965% | 0.009998% | 0.00763% | 0.009998% | 0.006769% | 0.01141% | 0.00917% | 0.00917%
578 | 0.009277% | 0.008369% | 0.009573% | 0.00701% | 0.009895% | 0.014% | 0.01089% | 0.008545% | 0.009623% | 0.008545% | 0.009895% | 0.00701% | 0.009895% | 0.006828% | 0.0113% | 0.00701% | 0.009895% | 0.014% | 0.01089% | 0.008545% | 0.009623% | 0.009623% | 0.008545% | 0.009895% | 0.00701% | 0.009895% | 0.006828% | 0.0113% | 0.009277% | 0.009277%
579 | 0.0094% | 0.008345% | 0.009655% | 0.006952% | 0.009946% | 0.01404% | 0.01107% | 0.007497% | 0.009742% | 0.007497% | 0.009946% | 0.006952% | 0.009946% | 0.007012% | 0.01148% | 0.006952% | 0.009946% | 0.01404% | 0.01107% | 0.007497% | 0.009742% | 0.009742% | 0.007497% | 0.009946% | 0.006952% | 0.009946% | 0.007012% | 0.01148% | 0.0094% | 0.0094%
580 | 0.009792% | 0.008321% | 0.00985% | 0.007023% | 0.01008% | 0.01411% | 0.0112% | 0.006926% | 0.0101% | 0.006926% | 0.01008% | 0.007023% | 0.01008% | 0.007434% | 0.01184% | 0.007023% | 0.01008% | 0.01411% | 0.0112% | 0.006926% | 0.0101% | 0.0101% | 0.006926% | 0.01008% | 0.007023% | 0.01008% | 0.007434% | 0.01184% | 0.009792% | 0.009792%
581 | 0.01079% | 0.008344% | 0.009921% | 0.007354% | 0.01077% | 0.01427% | 0.01174% | 0.007062% | 0.0107% | 0.007062% | 0.01077% | 0.007354% | 0.01077% | 0.008057% | 0.01277% | 0.007354% | 0.01077% | 0.01427% | 0.01174% | 0.007062% | 0.0107% | 0.0107% | 0.007062% | 0.01077% | 0.007354% | 0.01077% | 0.008057% | 0.01277% | 0.01079% | 0.01079%
582 | 0.0131% | 0.008423% | 0.01027% | 0.008726% | 0.01197% | 0.01446% | 0.01278% | 0.008261% | 0.01175% | 0.008261% | 0.01197% | 0.008726% | 0.01197% | 0.009165% | 0.01434% | 0.008726% | 0.01197% | 0.01446% | 0.01278% | 0.008261% | 0.01175% | 0.01175% | 0.008261% | 0.01197% | 0.008726% | 0.01197% | 0.009165% | 0.01434% | 0.0131% | 0.0131%
583 | 0.02045% | 0.008874% | 0.01795% | 0.009707% | 0.0136% | 0.01458% | 0.01436% | 0.01026% | 0.01306% | 0.01026% | 0.0136% | 0.009707% | 0.0136% | 0.01088% | 0.01682% | 0.009707% | 0.0136% | 0.01458% | 0.01436% | 0.01026% | 0.01306% | 0.01306% | 0.01026% | 0.0136% | 0.009707% | 0.0136% | 0.01088% | 0.01682% | 0.02045% | 0.02045%
584 | 0.0199% | 0.01001% | 0.01967% | 0.01067% | 0.01452% | 0.0139% | 0.01452% | 0.01262% | 0.01373% | 0.01262% | 0.01452% | 0.01067% | 0.01452% | 0.01224% | 0.01741% | 0.01067% | 0.01452% | 0.0139% | 0.01452% | 0.01262% | 0.01373% | 0.01373% | 0.01262% | 0.01452% | 0.01067% | 0.01452% | 0.01224% | 0.01741% | 0.0199% | 0.0199%
585 | 0.02089% | 0.013% | 0.02078% | 0.01254% | 0.01525% | 0.01321% | 0.01516% | 0.01462% | 0.01425% | 0.01462% | 0.01525% | 0.01254% | 0.01525% | 0.0146% | 0.01823% | 0.01254% | 0.01525% | 0.01321% | 0.01516% | 0.01462% | 0.01425% | 0.01425% | 0.01462% | 0.01525% | 0.01254% | 0.01525% | 0.0146% | 0.01823% | 0.02089% | 0.02089%
586 | 0.0218% | 0.01587% | 0.021% | 0.01391% | 0.01605% | 0.01266% | 0.01625% | 0.01481% | 0.01478% | 0.01481% | 0.01605% | 0.01391% | 0.01605% | 0.01554% | 0.01962% | 0.01391% | 0.01605% | 0.01266% | 0.01625% | 0.01481% | 0.01478% | 0.01478% | 0.01481% | 0.01605% | 0.01391% | 0.01605% | 0.01554% | 0.01962% | 0.0218% | 0.0218%
587 | 0.02211% | 0.01791% | 0.0214% | 0.01461% | 0.01635% | 0.01209% | 0.017% | 0.01509% | 0.01489% | 0.01509% | 0.01635% | 0.01461% | 0.01635% | 0.01561% | 0.02059% | 0.01461% | 0.01635% | 0.01209% | 0.017% | 0.01509% | 0.01489% | 0.01489% | 0.01509% | 0.01635% | 0.01461% | 0.01635% | 0.01561% | 0.02059% | 0.02211% | 0.02211%
588 | 0.02168% | 0.01843% | 0.02116% | 0.01494% | 0.01599% | 0.01137% | 0.01715% | 0.01485% | 0.01457% | 0.01485% | 0.01599% | 0.01494% | 0.01599% | 0.01536% | 0.02111% | 0.01494% | 0.01599% | 0.01137% | 0.01715% | 0.01485% | 0.01457% | 0.01457% | 0.01485% | 0.01599% | 0.01494% | 0.01599% | 0.01536% | 0.02111% | 0.02168% | 0.02168%
589 | 0.02059% | 0.018% | 0.021% | 0.01506% | 0.01516% | 0.01042% | 0.01678% | 0.01386% | 0.01399% | 0.01386% | 0.01516% | 0.01506% | 0.01516% | 0.01515% | 0.02108% | 0.01506% | 0.01516% | 0.01042% | 0.01678% | 0.01386% | 0.01399% | 0.01399% | 0.01386% | 0.01516% | 0.01506% | 0.01516% | 0.01515% | 0.02108% | 0.02059% | 0.02059%
590 | 0.01886% | 0.01728% | 0.02079% | 0.01512% | 0.01413% | 0.009176% | 0.01617% | 0.01306% | 0.01333% | 0.01306% | 0.01413% | 0.01512% | 0.01413% | 0.0151% | 0.02078% | 0.01512% | 0.01413% | 0.009176% | 0.01617% | 0.01306% | 0.01333% | 0.01333% | 0.01306% | 0.01413% | 0.01512% | 0.01413% | 0.0151% | 0.02078% | 0.01886% | 0.01886%
591 | 0.01665% | 0.0146% | 0.01962% | 0.01515% | 0.013% | 0.008282% | 0.01523% | 0.01276% | 0.0125% | 0.01276% | 0.013% | 0.01515% | 0.013% | 0.0151% | 0.02037% | 0.01515% | 0.013% | 0.008282% | 0.01523% | 0.01276% | 0.0125% | 0.0125% | 0.01276% | 0.013% | 0.01515% | 0.013% | 0.0151% | 0.02037% | 0.01665% | 0.01665%
592 | 0.01474% | 0.01216% | 0.0191% | 0.01507% | 0.01211% | 0.008075% | 0.01401% | 0.01302% | 0.01187% | 0.01302% | 0.01211% | 0.01507% | 0.01211% | 0.01496% | 0.01936% | 0.01507% | 0.01211% | 0.008075% | 0.01401% | 0.01302% | 0.01187% | 0.01187% | 0.01302% | 0.01211% | 0.01507% | 0.01211% | 0.01496% | 0.01936% | 0.01474% | 0.01474%
593 | 0.01359% | 0.01083% | 0.01806% | 0.01516% | 0.0117% | 0.008914% | 0.01324% | 0.01107% | 0.01148% | 0.01107% | 0.0117% | 0.01516% | 0.0117% | 0.01496% | 0.01795% | 0.01516% | 0.0117% | 0.008914% | 0.01324% | 0.01107% | 0.01148% | 0.01148% | 0.01107% | 0.0117% | 0.01516% | 0.0117% | 0.01496% | 0.01795% | 0.01359% | 0.01359%
594 | 0.01393% | 0.009337% | 0.01926% | 0.01591% | 0.01188% | 0.01074% | 0.01407% | 0.0112% | 0.01146% | 0.0112% | 0.01188% | 0.01591% | 0.01188% | 0.01579% | 0.01781% | 0.01591% | 0.01188% | 0.01074% | 0.01407% | 0.0112% | 0.01146% | 0.01146% | 0.0112% | 0.01188% | 0.01591% | 0.01188% | 0.01579% | 0.01781% | 0.01393% | 0.01393%
595 | 0.01309% | 0.008736% | 0.01915% | 0.01544% | 0.01119% | 0.01185% | 0.01354% | 0.01109% | 0.01093% | 0.01109% | 0.01119% | 0.01544% | 0.01119% | 0.01536% | 0.01541% | 0.01544% | 0.01119% | 0.01185% | 0.01354% | 0.01109% | 0.01093% | 0.01093% | 0.01109% | 0.01119% | 0.01544% | 0.01119% | 0.01536% | 0.01541% | 0.01309% | 0.01309%
596 | 0.01253% | 0.008441% | 0.01677% | 0.01469% | 0.01054% | 0.01292% | 0.01309% | 0.0111% | 0.01041% | 0.0111% | 0.01054% | 0.01469% | 0.01054% | 0.01477% | 0.01379% | 0.01469% | 0.01054% | 0.01292% | 0.01309% | 0.0111% | 0.01041% | 0.01041% | 0.0111% | 0.01054% | 0.01469% | 0.01054% | 0.01477% | 0.01379% | 0.01253% | 0.01253%
597 | 0.01222% | 0.008298% | 0.01315% | 0.01373% | 0.01004% | 0.01334% | 0.01236% | 0.01117% | 0.009955% | 0.01117% | 0.01004% | 0.01373% | 0.01004% | 0.01392% | 0.01267% | 0.01373% | 0.01004% | 0.01334% | 0.01236% | 0.01117% | 0.009955% | 0.009955% | 0.01117% | 0.01004% | 0.01373% | 0.01004% | 0.01392% | 0.01267% | 0.01222% | 0.01222%
598 | 0.00854% | 0.008206% | 0.008203% | 0.01212% | 0.009765% | 0.01356% | 0.01174% | 0.01139% | 0.009667% | 0.01139% | 0.009765% | 0.01212% | 0.009765% | 0.01214% | 0.01194% | 0.01212% | 0.009765% | 0.01356% | 0.01174% | 0.01139% | 0.009667% | 0.009667% | 0.01139% | 0.009765% | 0.01212% | 0.009765% | 0.01214% | 0.01194% | 0.00854% | 0.00854%
599 | 0.00877% | 0.008189% | 0.007973% | 0.009819% | 0.009755% | 0.01366% | 0.01113% | 0.01159% | 0.009574% | 0.01159% | 0.009755% | 0.009819% | 0.009755% | 0.009015% | 0.01142% | 0.009819% | 0.009755% | 0.01366% | 0.01113% | 0.01159% | 0.009574% | 0.009574% | 0.01159% | 0.009755% | 0.009819% | 0.009755% | 0.009015% | 0.01142% | 0.00877% | 0.00877%
600 | 0.008946% | 0.008226% | 0.008455% | 0.008378% | 0.009839% | 0.01375% | 0.01092% | 0.01164% | 0.00961% | 0.01164% | 0.009839% | 0.008378% | 0.009839% | 0.007025% | 0.01121% | 0.008378% | 0.009839% | 0.01375% | 0.01092% | 0.01164% | 0.00961% | 0.00961% | 0.01164% | 0.009839% | 0.008378% | 0.009839% | 0.007025% | 0.01121% | 0.008946% | 0.008946%
601 | 0.009036% | 0.008137% | 0.008641% | 0.007467% | 0.009838% | 0.01373% | 0.01071% | 0.009825% | 0.009545% | 0.009825% | 0.009838% | 0.007467% | 0.009838% | 0.006641% | 0.01061% | 0.007467% | 0.009838% | 0.01373% | 0.01071% | 0.009825% | 0.009545% | 0.009545% | 0.009825% | 0.009838% | 0.007467% | 0.009838% | 0.006641% | 0.01061% | 0.009036% | 0.009036%
602 | 0.009084% | 0.008131% | 0.008995% | 0.006856% | 0.009753% | 0.01373% | 0.0106% | 0.00842% | 0.009515% | 0.00842% | 0.009753% | 0.006856% | 0.009753% | 0.006618% | 0.01051% | 0.006856% | 0.009753% | 0.01373% | 0.0106% | 0.00842% | 0.009515% | 0.009515% | 0.00842% | 0.009753% | 0.006856% | 0.009753% | 0.006618% | 0.01051% | 0.009084% | 0.009084%
603 | 0.009151% | 0.008136% | 0.008895% | 0.006759% | 0.009767% | 0.01362% | 0.0107% | 0.007411% | 0.009673% | 0.007411% | 0.009767% | 0.006759% | 0.009767% | 0.006728% | 0.01062% | 0.006759% | 0.009767% | 0.01362% | 0.0107% | 0.007411% | 0.009673% | 0.009673% | 0.007411% | 0.009767% | 0.006759% | 0.009767% | 0.006728% | 0.01062% | 0.009151% | 0.009151%
604 | 0.009488% | 0.008104% | 0.008917% | 0.006851% | 0.009978% | 0.01366% | 0.01084% | 0.006851% | 0.01007% | 0.006851% | 0.009978% | 0.006851% | 0.009978% | 0.007202% | 0.01098% | 0.006851% | 0.009978% | 0.01366% | 0.01084% | 0.006851% | 0.01007% | 0.01007% | 0.006851% | 0.009978% | 0.006851% | 0.009978% | 0.007202% | 0.01098% | 0.009488% | 0.009488%
605 | 0.01053% | 0.008114% | 0.00905% | 0.007129% | 0.01062% | 0.01371% | 0.01135% | 0.006886% | 0.01061% | 0.006886% | 0.01062% | 0.007129% | 0.01062% | 0.007792% | 0.0118% | 0.007129% | 0.01062% | 0.01371% | 0.01135% | 0.006886% | 0.01061% | 0.01061% | 0.006886% | 0.01062% | 0.007129% | 0.01062% | 0.007792% | 0.0118% | 0.01053% | 0.01053%
606 | 0.01268% | 0.008171% | 0.009363% | 0.00843% | 0.01182% | 0.01376% | 0.01237% | 0.0081% | 0.01166% | 0.0081% | 0.01182% | 0.00843% | 0.01182% | 0.008803% | 0.01332% | 0.00843% | 0.01182% | 0.01376% | 0.01237% | 0.0081% | 0.01166% | 0.01166% | 0.0081% | 0.01182% | 0.00843% | 0.01182% | 0.008803% | 0.01332% | 0.01268% | 0.01268%
607 | 0.01967% | 0.008592% | 0.01717% | 0.009336% | 0.01334% | 0.01386% | 0.01391% | 0.009931% | 0.01284% | 0.009931% | 0.01334% | 0.009336% | 0.01334% | 0.01043% | 0.01562% | 0.009336% | 0.01334% | 0.01386% | 0.01391% | 0.009931% | 0.01284% | 0.01284% | 0.009931% | 0.01334% | 0.009336% | 0.01334% | 0.01043% | 0.01562% | 0.01967% | 0.01967%
608 | 0.01915% | 0.009658% | 0.01851% | 0.01023% | 0.01424% | 0.01318% | 0.014% | 0.01231% | 0.01358% | 0.01231% | 0.01424% | 0.01023% | 0.01424% | 0.01174% | 0.01636% | 0.01023% | 0.01424% | 0.01318% | 0.014% | 0.01231% | 0.01358% | 0.01358% | 0.01231% | 0.01424% | 0.01023% | 0.01424% | 0.01174% | 0.01636% | 0.01915% | 0.01915%
609 | 0.02019% | 0.01252% | 0.01987% | 0.01216% | 0.01506% | 0.01268% | 0.0147% | 0.01442% | 0.01426% | 0.01442% | 0.01506% | 0.01216% | 0.01506% | 0.01417% | 0.01763% | 0.01216% | 0.01506% | 0.01268% | 0.0147% | 0.01442% | 0.01426% | 0.01426% | 0.01442% | 0.01506% | 0.01216% | 0.01506% | 0.01417% | 0.01763% | 0.02019% | 0.02019%
610 | 0.02107% | 0.01535% | 0.02026% | 0.01352% | 0.01579% | 0.01229% | 0.01578% | 0.01453% | 0.01478% | 0.01453% | 0.01579% | 0.01352% | 0.01579% | 0.01522% | 0.019% | 0.01352% | 0.01579% | 0.01229% | 0.01578% | 0.01453% | 0.01478% | 0.01478% | 0.01453% | 0.01579% | 0.01352% | 0.01579% | 0.01522% | 0.019% | 0.02107% | 0.02107%
611 | 0.02144% | 0.01753% | 0.02079% | 0.0143% | 0.01612% | 0.01193% | 0.01659% | 0.01466% | 0.01475% | 0.01466% | 0.01612% | 0.0143% | 0.01612% | 0.01555% | 0.02003% | 0.0143% | 0.01612% | 0.01193% | 0.01659% | 0.01466% | 0.01475% | 0.01475% | 0.01466% | 0.01612% | 0.0143% | 0.01612% | 0.01555% | 0.02003% | 0.02144% | 0.02144%
612 | 0.02117% | 0.0182% | 0.02071% | 0.01474% | 0.01579% | 0.01132% | 0.01683% | 0.01427% | 0.01431% | 0.01427% | 0.01579% | 0.01474% | 0.01579% | 0.01562% | 0.02068% | 0.01474% | 0.01579% | 0.01132% | 0.01683% | 0.01427% | 0.01431% | 0.01431% | 0.01427% | 0.01579% | 0.01474% | 0.01579% | 0.01562% | 0.02068% | 0.02117% | 0.02117%
613 | 0.02016% | 0.01794% | 0.02068% | 0.01497% | 0.01509% | 0.01055% | 0.01659% | 0.01331% | 0.01382% | 0.01331% | 0.01509% | 0.01497% | 0.01509% | 0.01563% | 0.02093% | 0.01497% | 0.01509% | 0.01055% | 0.01659% | 0.01331% | 0.01382% | 0.01382% | 0.01331% | 0.01509% | 0.01497% | 0.01509% | 0.01563% | 0.02093% | 0.02016% | 0.02016%
614 | 0.0186% | 0.01733% | 0.02054% | 0.01507% | 0.01411% | 0.009554% | 0.01603% | 0.01238% | 0.01312% | 0.01238% | 0.01411% | 0.01507% | 0.01411% | 0.01567% | 0.02088% | 0.01507% | 0.01411% | 0.009554% | 0.01603% | 0.01238% | 0.01312% | 0.01312% | 0.01238% | 0.01411% | 0.01507% | 0.01411% | 0.01567% | 0.02088% | 0.0186% | 0.0186%
615 | 0.01657% | 0.0147% | 0.01932% | 0.01503% | 0.01287% | 0.008832% | 0.01504% | 0.01185% | 0.01212% | 0.01185% | 0.01287% | 0.01503% | 0.01287% | 0.01555% | 0.0204% | 0.01503% | 0.01287% | 0.008832% | 0.01504% | 0.01185% | 0.01212% | 0.01212% | 0.01185% | 0.01287% | 0.01503% | 0.01287% | 0.01555% | 0.0204% | 0.01657% | 0.01657%
616 | 0.01478% | 0.01219% | 0.01881% | 0.0149% | 0.01187% | 0.008591% | 0.01376% | 0.01212% | 0.01143% | 0.01212% | 0.01187% | 0.0149% | 0.01187% | 0.01522% | 0.01922% | 0.0149% | 0.01187% | 0.008591% | 0.01376% | 0.01212% | 0.01143% | 0.01143% | 0.01212% | 0.01187% | 0.0149% | 0.01187% | 0.01522% | 0.01922% | 0.01478% | 0.01478%
617 | 0.01366% | 0.01082% | 0.01778% | 0.01499% | 0.01155% | 0.009414% | 0.01309% | 0.01035% | 0.01111% | 0.01035% | 0.01155% | 0.01499% | 0.01155% | 0.01513% | 0.01792% | 0.01499% | 0.01155% | 0.009414% | 0.01309% | 0.01035% | 0.01111% | 0.01111% | 0.01035% | 0.01155% | 0.01499% | 0.01155% | 0.01513% | 0.01792% | 0.01366% | 0.01366%
618 | 0.0139% | 0.009284% | 0.01899% | 0.01572% | 0.01172% | 0.01128% | 0.01398% | 0.01058% | 0.01106% | 0.01058% | 0.01172% | 0.01572% | 0.01172% | 0.01586% | 0.01775% | 0.01572% | 0.01172% | 0.01128% | 0.01398% | 0.01058% | 0.01106% | 0.01106% | 0.01058% | 0.01172% | 0.01572% | 0.01172% | 0.01586% | 0.01775% | 0.0139% | 0.0139%
619 | 0.01294% | 0.008646% | 0.01891% | 0.01523% | 0.01102% | 0.01239% | 0.01342% | 0.01056% | 0.01057% | 0.01056% | 0.01102% | 0.01523% | 0.01102% | 0.01525% | 0.01513% | 0.01523% | 0.01102% | 0.01239% | 0.01342% | 0.01056% | 0.01057% | 0.01057% | 0.01056% | 0.01102% | 0.01523% | 0.01102% | 0.01525% | 0.01513% | 0.01294% | 0.01294%
620 | 0.01227% | 0.008334% | 0.01652% | 0.01444% | 0.01027% | 0.01342% | 0.01292% | 0.01056% | 0.01002% | 0.01056% | 0.01027% | 0.01444% | 0.01027% | 0.01452% | 0.01326% | 0.01444% | 0.01027% | 0.01342% | 0.01292% | 0.01056% | 0.01002% | 0.01002% | 0.01056% | 0.01027% | 0.01444% | 0.01027% | 0.01452% | 0.01326% | 0.01227% | 0.01227%
621 | 0.01193% | 0.008182% | 0.01293% | 0.01348% | 0.009797% | 0.01387% | 0.01222% | 0.01066% | 0.009461% | 0.01066% | 0.009797% | 0.01348% | 0.009797% | 0.01367% | 0.01212% | 0.01348% | 0.009797% | 0.01387% | 0.01222% | 0.01066% | 0.009461% | 0.009461% | 0.01066% | 0.009797% | 0.01348% | 0.009797% | 0.01367% | 0.01212% | 0.01193% | 0.01193%
622 | 0.008238% | 0.008105% | 0.008176% | 0.01192% | 0.009534% | 0.01413% | 0.01161% | 0.01098% | 0.009199% | 0.01098% | 0.009534% | 0.01192% | 0.009534% | 0.01194% | 0.01131% | 0.01192% | 0.009534% | 0.01413% | 0.01161% | 0.01098% | 0.009199% | 0.009199% | 0.01098% | 0.009534% | 0.01192% | 0.009534% | 0.01194% | 0.01131% | 0.008238% | 0.008238%
623 | 0.00842% | 0.008078% | 0.007908% | 0.009632% | 0.00942% | 0.01427% | 0.01094% | 0.01118% | 0.009063% | 0.01118% | 0.00942% | 0.009632% | 0.00942% | 0.008868% | 0.01058% | 0.009632% | 0.00942% | 0.01427% | 0.01094% | 0.01118% | 0.009063% | 0.009063% | 0.01118% | 0.00942% | 0.009632% | 0.00942% | 0.008868% | 0.01058% | 0.00842% | 0.00842%
624 | 0.008602% | 0.008086% | 0.00828% | 0.008174% | 0.009481% | 0.01412% | 0.0107% | 0.01129% | 0.009163% | 0.01129% | 0.009481% | 0.008174% | 0.009481% | 0.006935% | 0.01031% | 0.008174% | 0.009481% | 0.01412% | 0.0107% | 0.01129% | 0.009163% | 0.009163% | 0.01129% | 0.009481% | 0.008174% | 0.009481% | 0.006935% | 0.01031% | 0.008602% | 0.008602%
625 | 0.0077% | 0.009597% | 0.007519% | 0.007072% | 0.009791% | 0.01504% | 0.01056% | 0.008604% | 0.009062% | 0.008604% | 0.009791% | 0.007072% | 0.009791% | 0.007897% | 0.009593% | 0.007072% | 0.009791% | 0.01504% | 0.01056% | 0.008604% | 0.009062% | 0.009062% | 0.008604% | 0.009791% | 0.007072% | 0.009791% | 0.007897% | 0.009593% | 0.0077% | 0.0077%
626 | 0.00774% | 0.009774% | 0.007842% | 0.006607% | 0.009644% | 0.01512% | 0.01072% | 0.007971% | 0.008904% | 0.007971% | 0.009644% | 0.006607% | 0.009644% | 0.007075% | 0.009711% | 0.006607% | 0.009644% | 0.01512% | 0.01072% | 0.007971% | 0.008904% | 0.008904% | 0.007971% | 0.009644% | 0.006607% | 0.009644% | 0.007075% | 0.009711% | 0.00774% | 0.00774%
627 | 0.007659% | 0.009895% | 0.007877% | 0.006598% | 0.009667% | 0.0151% | 0.01079% | 0.007329% | 0.009027% | 0.007329% | 0.009667% | 0.006598% | 0.009667% | 0.006722% | 0.009893% | 0.006598% | 0.009667% | 0.0151% | 0.01079% | 0.007329% | 0.009027% | 0.009027% | 0.007329% | 0.009667% | 0.006598% | 0.009667% | 0.006722% | 0.009893% | 0.007659% | 0.007659%
628 | 0.007608% | 0.009947% | 0.007881% | 0.006653% | 0.009947% | 0.01514% | 0.01079% | 0.007135% | 0.009315% | 0.007135% | 0.009947% | 0.006653% | 0.009947% | 0.006915% | 0.009958% | 0.006653% | 0.009947% | 0.01514% | 0.01079% | 0.007135% | 0.009315% | 0.009315% | 0.007135% | 0.009947% | 0.006653% | 0.009947% | 0.006915% | 0.009958% | 0.007608% | 0.007608%
629 | 0.007649% | 0.01% | 0.008% | 0.006861% | 0.01019% | 0.01519% | 0.01079% | 0.007255% | 0.009453% | 0.007255% | 0.01019% | 0.006861% | 0.01019% | 0.007405% | 0.009982% | 0.006861% | 0.01019% | 0.01519% | 0.01079% | 0.007255% | 0.009453% | 0.009453% | 0.007255% | 0.01019% | 0.006861% | 0.01019% | 0.007405% | 0.009982% | 0.007649% | 0.007649%
630 | 0.007683% | 0.01019% | 0.00813% | 0.007684% | 0.01029% | 0.01528% | 0.01088% | 0.008038% | 0.009352% | 0.008038% | 0.01029% | 0.007684% | 0.01029% | 0.008326% | 0.01012% | 0.007684% | 0.01029% | 0.01528% | 0.01088% | 0.008038% | 0.009352% | 0.009352% | 0.008038% | 0.01029% | 0.007684% | 0.01029% | 0.008326% | 0.01012% | 0.007683% | 0.007683%
631 | 0.01336% | 0.01036% | 0.01284% | 0.008471% | 0.01052% | 0.0153% | 0.01102% | 0.009407% | 0.009739% | 0.009407% | 0.01052% | 0.008471% | 0.01052% | 0.0098% | 0.01024% | 0.008471% | 0.01052% | 0.0153% | 0.01102% | 0.009407% | 0.009739% | 0.009739% | 0.009407% | 0.01052% | 0.008471% | 0.01052% | 0.0098% | 0.01024% | 0.01336% | 0.01336%
632 | 0.009842% | 0.01048% | 0.009898% | 0.009309% | 0.0101% | 0.01442% | 0.00965% | 0.01106% | 0.009641% | 0.01106% | 0.0101% | 0.009309% | 0.0101% | 0.0112% | 0.008204% | 0.009309% | 0.0101% | 0.01442% | 0.00965% | 0.01106% | 0.009641% | 0.009641% | 0.01106% | 0.0101% | 0.009309% | 0.0101% | 0.0112% | 0.008204% | 0.009842% | 0.009842%
633 | 0.008625% | 0.01101% | 0.008763% | 0.01125% | 0.01001% | 0.01371% | 0.009245% | 0.01324% | 0.009501% | 0.01324% | 0.01001% | 0.01125% | 0.01001% | 0.01366% | 0.006914% | 0.01125% | 0.01001% | 0.01371% | 0.009245% | 0.01324% | 0.009501% | 0.009501% | 0.01324% | 0.01001% | 0.01125% | 0.01001% | 0.01366% | 0.006914% | 0.008625% | 0.008625%
634 | 0.008078% | 0.01198% | 0.008294% | 0.01265% | 0.01026% | 0.01302% | 0.009334% | 0.01365% | 0.009514% | 0.01365% | 0.01026% | 0.01265% | 0.01026% | 0.01492% | 0.006257% | 0.01265% | 0.01026% | 0.01302% | 0.009334% | 0.01365% | 0.009514% | 0.009514% | 0.01365% | 0.01026% | 0.01265% | 0.01026% | 0.01492% | 0.006257% | 0.008078% | 0.008078%
635 | 0.007861% | 0.01318% | 0.008135% | 0.01351% | 0.01039% | 0.0125% | 0.009636% | 0.01451% | 0.009603% | 0.01451% | 0.01039% | 0.01351% | 0.01039% | 0.01517% | 0.005807% | 0.01351% | 0.01039% | 0.0125% | 0.009636% | 0.01451% | 0.009603% | 0.009603% | 0.01451% | 0.01039% | 0.01351% | 0.01039% | 0.01517% | 0.005807% | 0.007861% | 0.007861%
636 | 0.007731% | 0.01403% | 0.007835% | 0.01405% | 0.01014% | 0.0117% | 0.009999% | 0.01474% | 0.009524% | 0.01474% | 0.01014% | 0.01405% | 0.01014% | 0.01506% | 0.005617% | 0.01405% | 0.01014% | 0.0117% | 0.009999% | 0.01474% | 0.009524% | 0.009524% | 0.01474% | 0.01014% | 0.01405% | 0.01014% | 0.01506% | 0.005617% | 0.007731% | 0.007731%
637 | 0.007505% | 0.01384% | 0.007682% | 0.0145% | 0.009981% | 0.01074% | 0.01016% | 0.01462% | 0.009514% | 0.01462% | 0.009981% | 0.0145% | 0.009981% | 0.01504% | 0.005663% | 0.0145% | 0.009981% | 0.01074% | 0.01016% | 0.01462% | 0.009514% | 0.009514% | 0.01462% | 0.009981% | 0.0145% | 0.009981% | 0.01504% | 0.005663% | 0.007505% | 0.007505%
638 | 0.007446% | 0.01315% | 0.00752% | 0.01472% | 0.009859% | 0.009867% | 0.009913% | 0.01445% | 0.009495% | 0.01445% | 0.009859% | 0.01472% | 0.009859% | 0.01507% | 0.005564% | 0.01472% | 0.009859% | 0.009867% | 0.009913% | 0.01445% | 0.009495% | 0.009495% | 0.01445% | 0.009859% | 0.01472% | 0.009859% | 0.01507% | 0.005564% | 0.007446% | 0.007446%
639 | 0.007378% | 0.01202% | 0.007462% | 0.01472% | 0.009869% | 0.008988% | 0.009583% | 0.01449% | 0.009628% | 0.01449% | 0.009869% | 0.01472% | 0.009869% | 0.01523% | 0.005543% | 0.01472% | 0.009869% | 0.008988% | 0.009583% | 0.01449% | 0.009628% | 0.009628% | 0.01449% | 0.009869% | 0.01472% | 0.009869% | 0.01523% | 0.005543% | 0.007378% | 0.007378%
640 | 0.007459% | 0.01099% | 0.007741% | 0.01467% | 0.01001% | 0.008837% | 0.009288% | 0.01478% | 0.009812% | 0.01478% | 0.01001% | 0.01467% | 0.01001% | 0.01551% | 0.005679% | 0.01467% | 0.01001% | 0.008837% | 0.009288% | 0.01478% | 0.009812% | 0.009812% | 0.01478% | 0.01001% | 0.01467% | 0.01001% | 0.01551% | 0.005679% | 0.007459% | 0.007459%
641 | 0.008033% | 0.0104% | 0.008098% | 0.01466% | 0.01012% | 0.009736% | 0.009329% | 0.0128% | 0.009843% | 0.0128% | 0.01012% | 0.01466% | 0.01012% | 0.01599% | 0.006192% | 0.01466% | 0.01012% | 0.009736% | 0.009329% | 0.0128% | 0.009843% | 0.009843% | 0.0128% | 0.01012% | 0.01466% | 0.01012% | 0.01599% | 0.006192% | 0.008033% | 0.008033%
642 | 0.01012% | 0.01002% | 0.01007% | 0.01552% | 0.01094% | 0.01172% | 0.01103% | 0.01274% | 0.01003% | 0.01274% | 0.01094% | 0.01552% | 0.01094% | 0.01752% | 0.008972% | 0.01552% | 0.01094% | 0.01172% | 0.01103% | 0.01274% | 0.01003% | 0.01003% | 0.01274% | 0.01094% | 0.01552% | 0.01094% | 0.01752% | 0.008972% | 0.01012% | 0.01012%
643 | 0.01062% | 0.01007% | 0.01064% | 0.01505% | 0.01085% | 0.01309% | 0.01096% | 0.01248% | 0.009923% | 0.01248% | 0.01085% | 0.01505% | 0.01085% | 0.01771% | 0.009406% | 0.01505% | 0.01085% | 0.01309% | 0.01096% | 0.01248% | 0.009923% | 0.009923% | 0.01248% | 0.01085% | 0.01505% | 0.01085% | 0.01771% | 0.009406% | 0.01062% | 0.01062%
644 | 0.01113% | 0.01002% | 0.01097% | 0.01427% | 0.01054% | 0.01446% | 0.0108% | 0.01221% | 0.009826% | 0.01221% | 0.01054% | 0.01427% | 0.01054% | 0.01746% | 0.009639% | 0.01427% | 0.01054% | 0.01446% | 0.0108% | 0.01221% | 0.009826% | 0.009826% | 0.01221% | 0.01054% | 0.01427% | 0.01054% | 0.01746% | 0.009639% | 0.01113% | 0.01113%
645 | 0.0115% | 0.01004% | 0.01138% | 0.01328% | 0.01024% | 0.01493% | 0.01085% | 0.01182% | 0.009696% | 0.01182% | 0.01024% | 0.01328% | 0.01024% | 0.01674% | 0.009893% | 0.01328% | 0.01024% | 0.01493% | 0.01085% | 0.01182% | 0.009696% | 0.009696% | 0.01182% | 0.01024% | 0.01328% | 0.01024% | 0.01674% | 0.009893% | 0.0115% | 0.0115%
646 | 0.008072% | 0.01009% | 0.007627% | 0.01166% | 0.009922% | 0.01521% | 0.01087% | 0.01148% | 0.00943% | 0.01148% | 0.009922% | 0.01166% | 0.009922% | 0.01485% | 0.01003% | 0.01166% | 0.009922% | 0.01521% | 0.01087% | 0.01148% | 0.00943% | 0.00943% | 0.01148% | 0.009922% | 0.01166% | 0.009922% | 0.01485% | 0.01003% | 0.008072% | 0.008072%
647 | 0.008484% | 0.01012% | 0.008203% | 0.009349% | 0.009735% | 0.01535% | 0.01089% | 0.01099% | 0.009149% | 0.01099% | 0.009735% | 0.009349% | 0.009735% | 0.01145% | 0.01004% | 0.009349% | 0.009735% | 0.01535% | 0.01089% | 0.01099% | 0.009149% | 0.009149% | 0.01099% | 0.009735% | 0.009349% | 0.009735% | 0.01145% | 0.01004% | 0.008484% | 0.008484%
648 | 0.008493% | 0.009655% | 0.008232% | 0.007872% | 0.009591% | 0.01508% | 0.01086% | 0.01036% | 0.009035% | 0.01036% | 0.009591% | 0.007872% | 0.009591% | 0.008478% | 0.009952% | 0.007872% | 0.009591% | 0.01508% | 0.01086% | 0.01036% | 0.009035% | 0.009035% | 0.01036% | 0.009591% | 0.007872% | 0.009591% | 0.008478% | 0.009952% | 0.008493% | 0.008493%
649 | 0.007656% | 0.007949% | 0.007587% | 0.00747% | 0.008495% | 0.01522% | 0.009639% | 0.009327% | 0.008246% | 0.009327% | 0.008495% | 0.00747% | 0.008495% | 0.007018% | 0.009699% | 0.00747% | 0.008495% | 0.01522% | 0.009639% | 0.009327% | 0.008246% | 0.008246% | 0.009327% | 0.008495% | 0.00747% | 0.008495% | 0.007018% | 0.009699% | 0.007656% | 0.007656%
650 | 0.007718% | 0.007906% | 0.007727% | 0.007043% | 0.008693% | 0.01517% | 0.009909% | 0.008949% | 0.008452% | 0.008949% | 0.008693% | 0.007043% | 0.008693% | 0.00671% | 0.009844% | 0.007043% | 0.008693% | 0.01517% | 0.009909% | 0.008949% | 0.008452% | 0.008452% | 0.008949% | 0.008693% | 0.007043% | 0.008693% | 0.00671% | 0.009844% | 0.007718% | 0.007718%
651 | 0.007881% | 0.007837% | 0.007913% | 0.007009% | 0.008886% | 0.0152% | 0.01012% | 0.008441% | 0.008652% | 0.008441% | 0.008886% | 0.007009% | 0.008886% | 0.00663% | 0.01% | 0.007009% | 0.008886% | 0.0152% | 0.01012% | 0.008441% | 0.008652% | 0.008652% | 0.008441% | 0.008886% | 0.007009% | 0.008886% | 0.00663% | 0.01% | 0.007881% | 0.007881%
652 | 0.007765% | 0.007846% | 0.007892% | 0.007068% | 0.008924% | 0.01531% | 0.01028% | 0.008176% | 0.008499% | 0.008176% | 0.008924% | 0.007068% | 0.008924% | 0.006783% | 0.01018% | 0.007068% | 0.008924% | 0.01531% | 0.01028% | 0.008176% | 0.008499% | 0.008499% | 0.008176% | 0.008924% | 0.007068% | 0.008924% | 0.006783% | 0.01018% | 0.007765% | 0.007765%
653 | 0.007833% | 0.00785% | 0.008012% | 0.007203% | 0.009164% | 0.0154% | 0.01049% | 0.00841% | 0.008676% | 0.00841% | 0.009164% | 0.007203% | 0.009164% | 0.007487% | 0.0104% | 0.007203% | 0.009164% | 0.0154% | 0.01049% | 0.00841% | 0.008676% | 0.008676% | 0.00841% | 0.009164% | 0.007203% | 0.009164% | 0.007487% | 0.0104% | 0.007833% | 0.007833%
654 | 0.007869% | 0.007839% | 0.008135% | 0.008189% | 0.00939% | 0.01552% | 0.01076% | 0.009176% | 0.008843% | 0.009176% | 0.00939% | 0.008189% | 0.00939% | 0.008559% | 0.01055% | 0.008189% | 0.00939% | 0.01552% | 0.01076% | 0.009176% | 0.008843% | 0.008843% | 0.009176% | 0.00939% | 0.008189% | 0.00939% | 0.008559% | 0.01055% | 0.007869% | 0.007869%
655 | 0.0138% | 0.007941% | 0.01308% | 0.008711% | 0.009429% | 0.0156% | 0.01086% | 0.009745% | 0.008712% | 0.009745% | 0.009429% | 0.008711% | 0.009429% | 0.01023% | 0.01068% | 0.008711% | 0.009429% | 0.0156% | 0.01086% | 0.009745% | 0.008712% | 0.008712% | 0.009745% | 0.009429% | 0.008711% | 0.009429% | 0.01023% | 0.01068% | 0.0138% | 0.0138%
656 | 0.009945% | 0.008325% | 0.009477% | 0.008646% | 0.008779% | 0.01474% | 0.009356% | 0.011% | 0.008435% | 0.011% | 0.008779% | 0.008646% | 0.008779% | 0.01094% | 0.008673% | 0.008646% | 0.008779% | 0.01474% | 0.009356% | 0.011% | 0.008435% | 0.008435% | 0.011% | 0.008779% | 0.008646% | 0.008779% | 0.01094% | 0.008673% | 0.009945% | 0.009945%
657 | 0.00907% | 0.008451% | 0.009088% | 0.009496% | 0.008846% | 0.01392% | 0.009101% | 0.01348% | 0.008822% | 0.01348% | 0.008846% | 0.009496% | 0.008846% | 0.01259% | 0.007609% | 0.009496% | 0.008846% | 0.01392% | 0.009101% | 0.01348% | 0.008822% | 0.008822% | 0.01348% | 0.008846% | 0.009496% | 0.008846% | 0.01259% | 0.007609% | 0.00907% | 0.00907%
658 | 0.008281% | 0.008868% | 0.008394% | 0.01075% | 0.00859% | 0.01309% | 0.008754% | 0.0142% | 0.008613% | 0.0142% | 0.00859% | 0.01075% | 0.00859% | 0.0141% | 0.006992% | 0.01075% | 0.00859% | 0.01309% | 0.008754% | 0.0142% | 0.008613% | 0.008613% | 0.0142% | 0.00859% | 0.01075% | 0.00859% | 0.0141% | 0.006992% | 0.008281% | 0.008281%
659 | 0.007717% | 0.009479% | 0.007801% | 0.01199% | 0.008161% | 0.01233% | 0.008198% | 0.01461% | 0.008348% | 0.01461% | 0.008161% | 0.01199% | 0.008161% | 0.01487% | 0.006444% | 0.01199% | 0.008161% | 0.01233% | 0.008198% | 0.01461% | 0.008348% | 0.008348% | 0.01461% | 0.008161% | 0.01199% | 0.008161% | 0.01487% | 0.006444% | 0.007717% | 0.007717%
660 | 0.007339% | 0.01039% | 0.007567% | 0.01306% | 0.007893% | 0.01149% | 0.007851% | 0.01483% | 0.008047% | 0.01483% | 0.007893% | 0.01306% | 0.007893% | 0.0152% | 0.006115% | 0.01306% | 0.007893% | 0.01149% | 0.007851% | 0.01483% | 0.008047% | 0.008047% | 0.01483% | 0.007893% | 0.01306% | 0.007893% | 0.0152% | 0.006115% | 0.007339% | 0.007339%
661 | 0.007036% | 0.01081% | 0.007185% | 0.01391% | 0.007827% | 0.0106% | 0.007733% | 0.01493% | 0.008111% | 0.01493% | 0.007827% | 0.01391% | 0.007827% | 0.01518% | 0.005919% | 0.01391% | 0.007827% | 0.0106% | 0.007733% | 0.01493% | 0.008111% | 0.008111% | 0.01493% | 0.007827% | 0.01391% | 0.007827% | 0.01518% | 0.005919% | 0.007036% | 0.007036%
662 | 0.006891% | 0.01081% | 0.006838% | 0.01433% | 0.00777% | 0.009582% | 0.007664% | 0.01505% | 0.008109% | 0.01505% | 0.00777% | 0.01433% | 0.00777% | 0.01515% | 0.00583% | 0.01433% | 0.00777% | 0.009582% | 0.007664% | 0.01505% | 0.008109% | 0.008109% | 0.01505% | 0.00777% | 0.01433% | 0.00777% | 0.01515% | 0.00583% | 0.006891% | 0.006891%
663 | 0.006887% | 0.01028% | 0.006761% | 0.01435% | 0.007848% | 0.00891% | 0.007686% | 0.01515% | 0.008027% | 0.01515% | 0.007848% | 0.01435% | 0.007848% | 0.0152% | 0.005881% | 0.01435% | 0.007848% | 0.00891% | 0.007686% | 0.01515% | 0.008027% | 0.008027% | 0.01515% | 0.007848% | 0.01435% | 0.007848% | 0.0152% | 0.005881% | 0.006887% | 0.006887%
664 | 0.006933% | 0.009362% | 0.006858% | 0.0141% | 0.007826% | 0.008809% | 0.007731% | 0.01512% | 0.007969% | 0.01512% | 0.007826% | 0.0141% | 0.007826% | 0.01522% | 0.006007% | 0.0141% | 0.007826% | 0.008809% | 0.007731% | 0.01512% | 0.007969% | 0.007969% | 0.01512% | 0.007826% | 0.0141% | 0.007826% | 0.01522% | 0.006007% | 0.006933% | 0.006933%
665 | 0.007298% | 0.008521% | 0.007323% | 0.01369% | 0.007785% | 0.009629% | 0.007875% | 0.01282% | 0.007891% | 0.01282% | 0.007785% | 0.01369% | 0.007785% | 0.01522% | 0.006456% | 0.01369% | 0.007785% | 0.009629% | 0.007875% | 0.01282% | 0.007891% | 0.007891% | 0.01282% | 0.007785% | 0.01369% | 0.007785% | 0.01522% | 0.006456% | 0.007298% | 0.007298%
666 | 0.009524% | 0.008079% | 0.009387% | 0.01418% | 0.008646% | 0.0117% | 0.009727% | 0.01254% | 0.008304% | 0.01254% | 0.008646% | 0.01418% | 0.008646% | 0.01614% | 0.009391% | 0.01418% | 0.008646% | 0.0117% | 0.009727% | 0.01254% | 0.008304% | 0.008304% | 0.01254% | 0.008646% | 0.01418% | 0.008646% | 0.01614% | 0.009391% | 0.009524% | 0.009524%
667 | 0.00979% | 0.007755% | 0.00972% | 0.01332% | 0.008511% | 0.01309% | 0.009668% | 0.0123% | 0.008173% | 0.0123% | 0.008511% | 0.01332% | 0.008511% | 0.01549% | 0.009788% | 0.01332% | 0.008511% | 0.01309% | 0.009668% | 0.0123% | 0.008173% | 0.008173% | 0.0123% | 0.008511% | 0.01332% | 0.008511% | 0.01549% | 0.009788% | 0.00979% | 0.00979%
668 | 0.01011% | 0.007729% | 0.009949% | 0.01221% | 0.008525% | 0.01447% | 0.009676% | 0.01219% | 0.008252% | 0.01219% | 0.008525% | 0.01221% | 0.008525% | 0.01448% | 0.01011% | 0.01221% | 0.008525% | 0.01447% | 0.009676% | 0.01219% | 0.008252% | 0.008252% | 0.01219% | 0.008525% | 0.01221% | 0.008525% | 0.01448% | 0.01011% | 0.01011% | 0.01011%
669 | 0.01035% | 0.007695% | 0.0101% | 0.01116% | 0.008592% | 0.01493% | 0.009717% | 0.01196% | 0.008357% | 0.01196% | 0.008592% | 0.01116% | 0.008592% | 0.01312% | 0.01038% | 0.01116% | 0.008592% | 0.01493% | 0.009717% | 0.01196% | 0.008357% | 0.008357% | 0.01196% | 0.008592% | 0.01116% | 0.008592% | 0.01312% | 0.01038% | 0.01035% | 0.01035%
670 | 0.006656% | 0.007659% | 0.00655% | 0.01021% | 0.008714% | 0.0152% | 0.00984% | 0.01168% | 0.00841% | 0.01168% | 0.008714% | 0.01021% | 0.008714% | 0.01156% | 0.0106% | 0.01021% | 0.008714% | 0.0152% | 0.00984% | 0.01168% | 0.00841% | 0.00841% | 0.01168% | 0.008714% | 0.01021% | 0.008714% | 0.01156% | 0.0106% | 0.006656% | 0.006656%
671 | 0.007158% | 0.00763% | 0.007236% | 0.009319% | 0.008871% | 0.01537% | 0.01% | 0.01145% | 0.00863% | 0.01145% | 0.008871% | 0.009319% | 0.008871% | 0.009944% | 0.01076% | 0.009319% | 0.008871% | 0.01537% | 0.01% | 0.01145% | 0.00863% | 0.00863% | 0.01145% | 0.008871% | 0.009319% | 0.008871% | 0.009944% | 0.01076% | 0.007158% | 0.007158%
672 | 0.007613% | 0.008261% | 0.007616% | 0.008391% | 0.009185% | 0.01538% | 0.01032% | 0.01037% | 0.00879% | 0.01037% | 0.009185% | 0.008391% | 0.009185% | 0.008496% | 0.01058% | 0.008391% | 0.009185% | 0.01538% | 0.01032% | 0.01037% | 0.00879% | 0.00879% | 0.01037% | 0.009185% | 0.008391% | 0.009185% | 0.008496% | 0.01058% | 0.007613% | 0.007613%
673 | 0.008903% | 0.007954% | 0.008738% | 0.00758% | 0.01019% | 0.01486% | 0.01173% | 0.009628% | 0.009583% | 0.009628% | 0.01019% | 0.00758% | 0.01019% | 0.006807% | 0.01098% | 0.00758% | 0.01019% | 0.01486% | 0.01173% | 0.009628% | 0.009583% | 0.009583% | 0.009628% | 0.01019% | 0.00758% | 0.01019% | 0.006807% | 0.01098% | 0.008903% | 0.008903%
674 | 0.009041% | 0.00795% | 0.0089% | 0.007% | 0.01001% | 0.01496% | 0.01144% | 0.008282% | 0.009537% | 0.008282% | 0.01001% | 0.007% | 0.01001% | 0.006866% | 0.0108% | 0.007% | 0.01001% | 0.01496% | 0.01144% | 0.008282% | 0.009537% | 0.009537% | 0.008282% | 0.01001% | 0.007% | 0.01001% | 0.006866% | 0.0108% | 0.009041% | 0.009041%
675 | 0.009187% | 0.007935% | 0.008943% | 0.006913% | 0.01003% | 0.01498% | 0.01147% | 0.007346% | 0.009664% | 0.007346% | 0.01003% | 0.006913% | 0.01003% | 0.006972% | 0.01084% | 0.006913% | 0.01003% | 0.01498% | 0.01147% | 0.007346% | 0.009664% | 0.009664% | 0.007346% | 0.01003% | 0.006913% | 0.01003% | 0.006972% | 0.01084% | 0.009187% | 0.009187%
676 | 0.009561% | 0.00788% | 0.00902% | 0.006973% | 0.0101% | 0.01498% | 0.01151% | 0.006749% | 0.01006% | 0.006749% | 0.0101% | 0.006973% | 0.0101% | 0.007442% | 0.01101% | 0.006973% | 0.0101% | 0.01498% | 0.01151% | 0.006749% | 0.01006% | 0.01006% | 0.006749% | 0.0101% | 0.006973% | 0.0101% | 0.007442% | 0.01101% | 0.009561% | 0.009561%
677 | 0.01047% | 0.00786% | 0.009021% | 0.007222% | 0.01074% | 0.01501% | 0.01195% | 0.006837% | 0.01056% | 0.006837% | 0.01074% | 0.007222% | 0.01074% | 0.008001% | 0.01167% | 0.007222% | 0.01074% | 0.01501% | 0.01195% | 0.006837% | 0.01056% | 0.01056% | 0.006837% | 0.01074% | 0.007222% | 0.01074% | 0.008001% | 0.01167% | 0.01047% | 0.01047%
678 | 0.0127% | 0.008225% | 0.009276% | 0.008489% | 0.01185% | 0.01513% | 0.01292% | 0.007992% | 0.01154% | 0.007992% | 0.01185% | 0.008489% | 0.01185% | 0.009057% | 0.01303% | 0.008489% | 0.01185% | 0.01513% | 0.01292% | 0.007992% | 0.01154% | 0.01154% | 0.007992% | 0.01185% | 0.008489% | 0.01185% | 0.009057% | 0.01303% | 0.0127% | 0.0127%
679 | 0.02046% | 0.008361% | 0.01735% | 0.009435% | 0.01337% | 0.01528% | 0.0145% | 0.009824% | 0.01267% | 0.009824% | 0.01337% | 0.009435% | 0.01337% | 0.01078% | 0.0154% | 0.009435% | 0.01337% | 0.01528% | 0.0145% | 0.009824% | 0.01267% | 0.01267% | 0.009824% | 0.01337% | 0.009435% | 0.01337% | 0.01078% | 0.0154% | 0.02046% | 0.02046%
680 | 0.01958% | 0.009408% | 0.01863% | 0.01023% | 0.01421% | 0.0145% | 0.01448% | 0.01215% | 0.01333% | 0.01215% | 0.01421% | 0.01023% | 0.01421% | 0.01206% | 0.0159% | 0.01023% | 0.01421% | 0.0145% | 0.01448% | 0.01215% | 0.01333% | 0.01333% | 0.01215% | 0.01421% | 0.01023% | 0.01421% | 0.01206% | 0.0159% | 0.01958% | 0.01958%
681 | 0.02069% | 0.01235% | 0.02012% | 0.01228% | 0.01513% | 0.01372% | 0.01532% | 0.0144% | 0.0141% | 0.0144% | 0.01513% | 0.01228% | 0.01513% | 0.01465% | 0.01741% | 0.01228% | 0.01513% | 0.01372% | 0.01532% | 0.0144% | 0.0141% | 0.0141% | 0.0144% | 0.01513% | 0.01228% | 0.01513% | 0.01465% | 0.01741% | 0.02069% | 0.02069%
682 | 0.02137% | 0.01511% | 0.02029% | 0.01361% | 0.01595% | 0.01298% | 0.01632% | 0.01461% | 0.01471% | 0.01461% | 0.01595% | 0.01361% | 0.01595% | 0.01561% | 0.01886% | 0.01361% | 0.01595% | 0.01298% | 0.01632% | 0.01461% | 0.01471% | 0.01471% | 0.01461% | 0.01595% | 0.01361% | 0.01595% | 0.01561% | 0.01886% | 0.02137% | 0.02137%
683 | 0.02149% | 0.01746% | 0.02057% | 0.01433% | 0.01624% | 0.01223% | 0.01695% | 0.01487% | 0.01482% | 0.01487% | 0.01624% | 0.01433% | 0.01624% | 0.01571% | 0.01987% | 0.01433% | 0.01624% | 0.01223% | 0.01695% | 0.01487% | 0.01482% | 0.01482% | 0.01487% | 0.01624% | 0.01433% | 0.01624% | 0.01571% | 0.01987% | 0.02149% | 0.02149%
684 | 0.02107% | 0.01819% | 0.02034% | 0.01469% | 0.01586% | 0.0113% | 0.01706% | 0.0145% | 0.01443% | 0.0145% | 0.01586% | 0.01469% | 0.01586% | 0.01561% | 0.02049% | 0.01469% | 0.01586% | 0.0113% | 0.01706% | 0.0145% | 0.01443% | 0.01443% | 0.0145% | 0.01586% | 0.01469% | 0.01586% | 0.01561% | 0.02049% | 0.02107% | 0.02107%
685 | 0.02012% | 0.01781% | 0.02026% | 0.01489% | 0.01514% | 0.01022% | 0.01673% | 0.01357% | 0.0139% | 0.01357% | 0.01514% | 0.01489% | 0.01514% | 0.01552% | 0.02069% | 0.01489% | 0.01514% | 0.01022% | 0.01673% | 0.01357% | 0.0139% | 0.0139% | 0.01357% | 0.01514% | 0.01489% | 0.01514% | 0.01552% | 0.02069% | 0.02012% | 0.02012%
686 | 0.01848% | 0.01707% | 0.02012% | 0.01499% | 0.01413% | 0.009203% | 0.01615% | 0.01264% | 0.01319% | 0.01264% | 0.01413% | 0.01499% | 0.01413% | 0.01554% | 0.02063% | 0.01499% | 0.01413% | 0.009203% | 0.01615% | 0.01264% | 0.01319% | 0.01319% | 0.01264% | 0.01413% | 0.01499% | 0.01413% | 0.01554% | 0.02063% | 0.01848% | 0.01848%
687 | 0.01629% | 0.01449% | 0.01897% | 0.015% | 0.01292% | 0.008433% | 0.01518% | 0.01215% | 0.01222% | 0.01215% | 0.01292% | 0.015% | 0.01292% | 0.01545% | 0.02025% | 0.015% | 0.01292% | 0.008433% | 0.01518% | 0.01215% | 0.01222% | 0.01222% | 0.01215% | 0.01292% | 0.015% | 0.01292% | 0.01545% | 0.02025% | 0.01629% | 0.01629%
688 | 0.01448% | 0.01201% | 0.0185% | 0.01486% | 0.01196% | 0.008319% | 0.01394% | 0.01235% | 0.01152% | 0.01235% | 0.01196% | 0.01486% | 0.01196% | 0.01513% | 0.01921% | 0.01486% | 0.01196% | 0.008319% | 0.01394% | 0.01235% | 0.01152% | 0.01152% | 0.01235% | 0.01196% | 0.01486% | 0.01196% | 0.01513% | 0.01921% | 0.01448% | 0.01448%
689 | 0.01299% | 0.01063% | 0.01721% | 0.01476% | 0.0114% | 0.009049% | 0.01293% | 0.01048% | 0.01115% | 0.01048% | 0.0114% | 0.01476% | 0.0114% | 0.01481% | 0.0174% | 0.01476% | 0.0114% | 0.009049% | 0.01293% | 0.01048% | 0.01115% | 0.01115% | 0.01048% | 0.0114% | 0.01476% | 0.0114% | 0.01481% | 0.0174% | 0.01299% | 0.01299%
690 | 0.01361% | 0.009135% | 0.0188% | 0.01567% | 0.01179% | 0.011% | 0.01407% | 0.01087% | 0.01127% | 0.01087% | 0.01179% | 0.01567% | 0.01179% | 0.01571% | 0.01747% | 0.01567% | 0.01179% | 0.011% | 0.01407% | 0.01087% | 0.01127% | 0.01127% | 0.01087% | 0.01179% | 0.01567% | 0.01179% | 0.01571% | 0.01747% | 0.01361% | 0.01361%
691 | 0.01272% | 0.008515% | 0.01886% | 0.01521% | 0.01115% | 0.01227% | 0.01363% | 0.01088% | 0.01076% | 0.01088% | 0.01115% | 0.01521% | 0.01115% | 0.01523% | 0.01507% | 0.01521% | 0.01115% | 0.01227% | 0.01363% | 0.01088% | 0.01076% | 0.01076% | 0.01088% | 0.01115% | 0.01521% | 0.01115% | 0.01523% | 0.01507% | 0.01272% | 0.01272%
692 | 0.01213% | 0.008181% | 0.01656% | 0.01444% | 0.01038% | 0.01343% | 0.01312% | 0.01079% | 0.01008% | 0.01079% | 0.01038% | 0.01444% | 0.01038% | 0.01457% | 0.01328% | 0.01444% | 0.01038% | 0.01343% | 0.01312% | 0.01079% | 0.01008% | 0.01008% | 0.01079% | 0.01038% | 0.01444% | 0.01038% | 0.01457% | 0.01328% | 0.01213% | 0.01213%
693 | 0.01182% | 0.008033% | 0.01281% | 0.01347% | 0.009901% | 0.01385% | 0.0124% | 0.01089% | 0.00957% | 0.01089% | 0.009901% | 0.01347% | 0.009901% | 0.01372% | 0.01213% | 0.01347% | 0.009901% | 0.01385% | 0.0124% | 0.01089% | 0.00957% | 0.00957% | 0.01089% | 0.009901% | 0.01347% | 0.009901% | 0.01372% | 0.01213% | 0.01182% | 0.01182%
694 | 0.008257% | 0.007944% | 0.008332% | 0.01192% | 0.009724% | 0.01405% | 0.01182% | 0.01125% | 0.009423% | 0.01125% | 0.009724% | 0.01192% | 0.009724% | 0.01202% | 0.01149% | 0.01192% | 0.009724% | 0.01405% | 0.01182% | 0.01125% | 0.009423% | 0.009423% | 0.01125% | 0.009724% | 0.01192% | 0.009724% | 0.01202% | 0.01149% | 0.008257% | 0.008257%
695 | 0.008562% | 0.007934% | 0.008157% | 0.009717% | 0.009774% | 0.01423% | 0.0113% | 0.01164% | 0.009482% | 0.01164% | 0.009774% | 0.009717% | 0.009774% | 0.009023% | 0.01105% | 0.009717% | 0.009774% | 0.01423% | 0.0113% | 0.01164% | 0.009482% | 0.009482% | 0.01164% | 0.009774% | 0.009717% | 0.009774% | 0.009023% | 0.01105% | 0.008562% | 0.008562%
696 | 0.008389% | 0.007853% | 0.008157% | 0.008357% | 0.009564% | 0.01451% | 0.01081% | 0.01116% | 0.00931% | 0.01116% | 0.009564% | 0.008357% | 0.009564% | 0.007342% | 0.0107% | 0.008357% | 0.009564% | 0.01451% | 0.01081% | 0.01116% | 0.00931% | 0.00931% | 0.01116% | 0.009564% | 0.008357% | 0.009564% | 0.007342% | 0.0107% | 0.008389% | 0.008389%
697 | 0.008892% | 0.007881% | 0.00859% | 0.007395% | 0.009673% | 0.0142% | 0.01084% | 0.009676% | 0.009396% | 0.009676% | 0.009673% | 0.007395% | 0.009673% | 0.006751% | 0.01019% | 0.007395% | 0.009673% | 0.0142% | 0.01084% | 0.009676% | 0.009396% | 0.009396% | 0.009676% | 0.009673% | 0.007395% | 0.009673% | 0.006751% | 0.01019% | 0.008892% | 0.008892%
698 | 0.009013% | 0.007904% | 0.008889% | 0.006858% | 0.009751% | 0.0143% | 0.01085% | 0.008369% | 0.009464% | 0.008369% | 0.009751% | 0.006858% | 0.009751% | 0.00682% | 0.01028% | 0.006858% | 0.009751% | 0.0143% | 0.01085% | 0.008369% | 0.009464% | 0.009464% | 0.008369% | 0.009751% | 0.006858% | 0.009751% | 0.00682% | 0.01028% | 0.009013% | 0.009013%
699 | 0.009121% | 0.007886% | 0.008909% | 0.006796% | 0.009847% | 0.01435% | 0.011% | 0.007412% | 0.009666% | 0.007412% | 0.009847% | 0.006796% | 0.009847% | 0.007005% | 0.01053% | 0.006796% | 0.009847% | 0.01435% | 0.011% | 0.007412% | 0.009666% | 0.009666% | 0.007412% | 0.009847% | 0.006796% | 0.009847% | 0.007005% | 0.01053% | 0.009121% | 0.009121%
700 | 0.009502% | 0.007866% | 0.008994% | 0.006907% | 0.01004% | 0.01436% | 0.01118% | 0.006862% | 0.01005% | 0.006862% | 0.01004% | 0.006907% | 0.01004% | 0.007517% | 0.01097% | 0.006907% | 0.01004% | 0.01436% | 0.01118% | 0.006862% | 0.01005% | 0.01005% | 0.006862% | 0.01004% | 0.006907% | 0.01004% | 0.007517% | 0.01097% | 0.009502% | 0.009502%
701 | 0.01056% | 0.007863% | 0.009112% | 0.007195% | 0.01072% | 0.0144% | 0.01169% | 0.007013% | 0.01062% | 0.007013% | 0.01072% | 0.007195% | 0.01072% | 0.008084% | 0.01181% | 0.007195% | 0.01072% | 0.0144% | 0.01169% | 0.007013% | 0.01062% | 0.01062% | 0.007013% | 0.01072% | 0.007195% | 0.01072% | 0.008084% | 0.01181% | 0.01056% | 0.01056%
702 | 0.01279% | 0.008227% | 0.009367% | 0.008477% | 0.01176% | 0.01451% | 0.01266% | 0.008143% | 0.0116% | 0.008143% | 0.01176% | 0.008477% | 0.01176% | 0.009104% | 0.01322% | 0.008477% | 0.01176% | 0.01451% | 0.01266% | 0.008143% | 0.0116% | 0.0116% | 0.008143% | 0.01176% | 0.008477% | 0.01176% | 0.009104% | 0.01322% | 0.01279% | 0.01279%
703 | 0.01988% | 0.008432% | 0.01705% | 0.00944% | 0.01342% | 0.01463% | 0.01427% | 0.01007% | 0.01282% | 0.01007% | 0.01342% | 0.00944% | 0.01342% | 0.01082% | 0.0157% | 0.00944% | 0.01342% | 0.01463% | 0.01427% | 0.01007% | 0.01282% | 0.01282% | 0.01007% | 0.01342% | 0.00944% | 0.01342% | 0.01082% | 0.0157% | 0.01988% | 0.01988%
704 | 0.01927% | 0.009431% | 0.01853% | 0.01024% | 0.01431% | 0.01387% | 0.01427% | 0.01249% | 0.01355% | 0.01249% | 0.01431% | 0.01024% | 0.01431% | 0.01205% | 0.01631% | 0.01024% | 0.01431% | 0.01387% | 0.01427% | 0.01249% | 0.01355% | 0.01355% | 0.01249% | 0.01431% | 0.01024% | 0.01431% | 0.01205% | 0.01631% | 0.01927% | 0.01927%
705 | 0.02039% | 0.01236% | 0.01988% | 0.0123% | 0.01525% | 0.01319% | 0.0151% | 0.0147% | 0.0143% | 0.0147% | 0.01525% | 0.0123% | 0.01525% | 0.01455% | 0.01779% | 0.0123% | 0.01525% | 0.01319% | 0.0151% | 0.0147% | 0.0143% | 0.0143% | 0.0147% | 0.01525% | 0.0123% | 0.01525% | 0.01455% | 0.01779% | 0.02039% | 0.02039%
706 | 0.02118% | 0.01515% | 0.0201% | 0.01363% | 0.01605% | 0.01241% | 0.01607% | 0.01489% | 0.01486% | 0.01489% | 0.01605% | 0.01363% | 0.01605% | 0.01552% | 0.01918% | 0.01363% | 0.01605% | 0.01241% | 0.01607% | 0.01489% | 0.01486% | 0.01486% | 0.01489% | 0.01605% | 0.01363% | 0.01605% | 0.01552% | 0.01918% | 0.02118% | 0.02118%
707 | 0.02149% | 0.01745% | 0.02058% | 0.01435% | 0.01629% | 0.01172% | 0.01678% | 0.01502% | 0.01488% | 0.01502% | 0.01629% | 0.01435% | 0.01629% | 0.01573% | 0.02016% | 0.01435% | 0.01629% | 0.01172% | 0.01678% | 0.01502% | 0.01488% | 0.01488% | 0.01502% | 0.01629% | 0.01435% | 0.01629% | 0.01573% | 0.02016% | 0.02149% | 0.02149%
708 | 0.02115% | 0.01819% | 0.02042% | 0.01474% | 0.01592% | 0.011% | 0.01696% | 0.01461% | 0.01445% | 0.01461% | 0.01592% | 0.01474% | 0.01592% | 0.01569% | 0.02077% | 0.01474% | 0.01592% | 0.011% | 0.01696% | 0.01461% | 0.01445% | 0.01445% | 0.01461% | 0.01592% | 0.01474% | 0.01592% | 0.01569% | 0.02077% | 0.02115% | 0.02115%
709 | 0.02015% | 0.01785% | 0.02042% | 0.01496% | 0.01517% | 0.01014% | 0.01666% | 0.01369% | 0.01394% | 0.01369% | 0.01517% | 0.01496% | 0.01517% | 0.01561% | 0.02096% | 0.01496% | 0.01517% | 0.01014% | 0.01666% | 0.01369% | 0.01394% | 0.01394% | 0.01369% | 0.01517% | 0.01496% | 0.01517% | 0.01561% | 0.02096% | 0.02015% | 0.02015%
710 | 0.01839% | 0.01708% | 0.02028% | 0.0151% | 0.01416% | 0.009041% | 0.01606% | 0.01295% | 0.01338% | 0.01295% | 0.01416% | 0.0151% | 0.01416% | 0.01556% | 0.02085% | 0.0151% | 0.01416% | 0.009041% | 0.01606% | 0.01295% | 0.01338% | 0.01338% | 0.01295% | 0.01416% | 0.0151% | 0.01416% | 0.01556% | 0.02085% | 0.01839% | 0.01839%
711 | 0.01609% | 0.01452% | 0.01913% | 0.01511% | 0.01296% | 0.008185% | 0.01511% | 0.01261% | 0.01249% | 0.01261% | 0.01296% | 0.01511% | 0.01296% | 0.01547% | 0.02049% | 0.01511% | 0.01296% | 0.008185% | 0.01511% | 0.01261% | 0.01249% | 0.01249% | 0.01261% | 0.01296% | 0.01511% | 0.01296% | 0.01547% | 0.02049% | 0.01609% | 0.01609%
712 | 0.01422% | 0.01202% | 0.01868% | 0.015% | 0.01203% | 0.008071% | 0.0139% | 0.01281% | 0.0118% | 0.01281% | 0.01203% | 0.015% | 0.01203% | 0.01518% | 0.01946% | 0.015% | 0.01203% | 0.008071% | 0.0139% | 0.01281% | 0.0118% | 0.0118% | 0.01281% | 0.01203% | 0.015% | 0.01203% | 0.01518% | 0.01946% | 0.01422% | 0.01422%
713 | 0.0127% | 0.01064% | 0.0173% | 0.01486% | 0.01146% | 0.008874% | 0.01282% | 0.0109% | 0.0114% | 0.0109% | 0.01146% | 0.01486% | 0.01146% | 0.01479% | 0.01762% | 0.01486% | 0.01146% | 0.008874% | 0.01282% | 0.0109% | 0.0114% | 0.0114% | 0.0109% | 0.01146% | 0.01486% | 0.01146% | 0.01479% | 0.01762% | 0.0127% | 0.0127%
714 | 0.01343% | 0.009113% | 0.01882% | 0.01574% | 0.01177% | 0.01086% | 0.01393% | 0.011% | 0.01135% | 0.011% | 0.01177% | 0.01574% | 0.01177% | 0.01569% | 0.01763% | 0.01574% | 0.01177% | 0.01086% | 0.01393% | 0.011% | 0.01135% | 0.01135% | 0.011% | 0.01177% | 0.01574% | 0.01177% | 0.01569% | 0.01763% | 0.01343% | 0.01343%
715 | 0.01269% | 0.008512% | 0.01882% | 0.01527% | 0.01112% | 0.01213% | 0.0135% | 0.01093% | 0.01083% | 0.01093% | 0.01112% | 0.01527% | 0.01112% | 0.01519% | 0.01521% | 0.01527% | 0.01112% | 0.01213% | 0.0135% | 0.01093% | 0.01083% | 0.01083% | 0.01093% | 0.01112% | 0.01527% | 0.01112% | 0.01519% | 0.01521% | 0.01269% | 0.01269%
716 | 0.01213% | 0.00821% | 0.01642% | 0.0145% | 0.0104% | 0.01324% | 0.013% | 0.01098% | 0.01033% | 0.01098% | 0.0104% | 0.0145% | 0.0104% | 0.01446% | 0.01344% | 0.0145% | 0.0104% | 0.01324% | 0.013% | 0.01098% | 0.01033% | 0.01033% | 0.01098% | 0.0104% | 0.0145% | 0.0104% | 0.01446% | 0.01344% | 0.01213% | 0.01213%
717 | 0.01188% | 0.008069% | 0.01278% | 0.01355% | 0.009893% | 0.01365% | 0.01228% | 0.01108% | 0.009885% | 0.01108% | 0.009893% | 0.01355% | 0.009893% | 0.01363% | 0.01234% | 0.01355% | 0.009893% | 0.01365% | 0.01228% | 0.01108% | 0.009885% | 0.009885% | 0.01108% | 0.009893% | 0.01355% | 0.009893% | 0.01363% | 0.01234% | 0.01188% | 0.01188%
718 | 0.00829% | 0.007974% | 0.008341% | 0.012% | 0.009697% | 0.01387% | 0.01172% | 0.0114% | 0.009685% | 0.0114% | 0.009697% | 0.012% | 0.009697% | 0.01193% | 0.01178% | 0.012% | 0.009697% | 0.01387% | 0.01172% | 0.0114% | 0.009685% | 0.009685% | 0.0114% | 0.009697% | 0.012% | 0.009697% | 0.01193% | 0.01178% | 0.00829% | 0.00829%
719 | 0.008501% | 0.007953% | 0.008149% | 0.009789% | 0.009712% | 0.01397% | 0.01116% | 0.01166% | 0.009667% | 0.01166% | 0.009712% | 0.009789% | 0.009712% | 0.008934% | 0.01129% | 0.009789% | 0.009712% | 0.01397% | 0.01116% | 0.01166% | 0.009667% | 0.009667% | 0.01166% | 0.009712% | 0.009789% | 0.009712% | 0.008934% | 0.01129% | 0.008501% | 0.008501%
720 | 0.008574% | 0.007944% | 0.008349% | 0.008319% | 0.009737% | 0.01406% | 0.01093% | 0.0116% | 0.009591% | 0.0116% | 0.009737% | 0.008319% | 0.009737% | 0.007052% | 0.01085% | 0.008319% | 0.009737% | 0.01406% | 0.01093% | 0.0116% | 0.009591% | 0.009591% | 0.0116% | 0.009737% | 0.008319% | 0.009737% | 0.007052% | 0.01085% | 0.008574% | 0.008574%
721 | 0.00875% | 0.007911% | 0.008454% | 0.007484% | 0.009777% | 0.01411% | 0.01078% | 0.00981% | 0.0096% | 0.00981% | 0.009777% | 0.007484% | 0.009777% | 0.006689% | 0.01053% | 0.007484% | 0.009777% | 0.01411% | 0.01078% | 0.00981% | 0.0096% | 0.0096% | 0.00981% | 0.009777% | 0.007484% | 0.009777% | 0.006689% | 0.01053% | 0.00875% | 0.00875%
722 | 0.008901% | 0.007898% | 0.008676% | 0.00687% | 0.009747% | 0.01423% | 0.01075% | 0.008435% | 0.009583% | 0.008435% | 0.009747% | 0.00687% | 0.009747% | 0.006697% | 0.01039% | 0.00687% | 0.009747% | 0.01423% | 0.01075% | 0.008435% | 0.009583% | 0.009583% | 0.008435% | 0.009747% | 0.00687% | 0.009747% | 0.006697% | 0.01039% | 0.008901% | 0.008901%
723 | 0.009034% | 0.007877% | 0.008668% | 0.006802% | 0.009863% | 0.01428% | 0.01089% | 0.007422% | 0.00973% | 0.007422% | 0.009863% | 0.006802% | 0.009863% | 0.006859% | 0.01064% | 0.006802% | 0.009863% | 0.01428% | 0.01089% | 0.007422% | 0.00973% | 0.00973% | 0.007422% | 0.009863% | 0.006802% | 0.009863% | 0.006859% | 0.01064% | 0.009034% | 0.009034%
724 | 0.009408% | 0.007862% | 0.008709% | 0.006904% | 0.01003% | 0.01431% | 0.01104% | 0.006843% | 0.01012% | 0.006843% | 0.01003% | 0.006904% | 0.01003% | 0.007329% | 0.01103% | 0.006904% | 0.01003% | 0.01431% | 0.01104% | 0.006843% | 0.01012% | 0.01012% | 0.006843% | 0.01003% | 0.006904% | 0.01003% | 0.007329% | 0.01103% | 0.009408% | 0.009408%
725 | 0.01046% | 0.007875% | 0.008804% | 0.0072% | 0.01061% | 0.01437% | 0.01152% | 0.006895% | 0.01064% | 0.006895% | 0.01061% | 0.0072% | 0.01061% | 0.007878% | 0.01178% | 0.0072% | 0.01061% | 0.01437% | 0.01152% | 0.006895% | 0.01064% | 0.01064% | 0.006895% | 0.01061% | 0.0072% | 0.01061% | 0.007878% | 0.01178% | 0.01046% | 0.01046%
726 | 0.01281% | 0.008424% | 0.009106% | 0.008518% | 0.0117% | 0.01449% | 0.01259% | 0.007983% | 0.01162% | 0.007983% | 0.0117% | 0.008518% | 0.0117% | 0.00894% | 0.01335% | 0.008518% | 0.0117% | 0.01449% | 0.01259% | 0.007983% | 0.01162% | 0.01162% | 0.007983% | 0.0117% | 0.008518% | 0.0117% | 0.00894% | 0.01335% | 0.01281% | 0.01281%
727 | 0.01983% | 0.008505% | 0.01671% | 0.009443% | 0.01335% | 0.0147% | 0.01417% | 0.00989% | 0.01281% | 0.00989% | 0.01335% | 0.009443% | 0.01335% | 0.01063% | 0.01584% | 0.009443% | 0.01335% | 0.0147% | 0.01417% | 0.00989% | 0.01281% | 0.01281% | 0.00989% | 0.01335% | 0.009443% | 0.01335% | 0.01063% | 0.01584% | 0.01983% | 0.01983%
728 | 0.01918% | 0.00944% | 0.01829% | 0.01015% | 0.01416% | 0.01395% | 0.01409% | 0.01225% | 0.01341% | 0.01225% | 0.01416% | 0.01015% | 0.01416% | 0.01177% | 0.01625% | 0.01015% | 0.01416% | 0.01395% | 0.01409% | 0.01225% | 0.01341% | 0.01341% | 0.01225% | 0.01416% | 0.01015% | 0.01416% | 0.01177% | 0.01625% | 0.01918% | 0.01918%
729 | 0.02047% | 0.01232% | 0.01998% | 0.01223% | 0.01514% | 0.01332% | 0.01507% | 0.01441% | 0.01407% | 0.01441% | 0.01514% | 0.01223% | 0.01514% | 0.01441% | 0.01779% | 0.01223% | 0.01514% | 0.01332% | 0.01507% | 0.01441% | 0.01407% | 0.01407% | 0.01441% | 0.01514% | 0.01223% | 0.01514% | 0.01441% | 0.01779% | 0.02047% | 0.02047%
730 | 0.02132% | 0.01519% | 0.02032% | 0.01366% | 0.01601% | 0.01271% | 0.01612% | 0.01462% | 0.01464% | 0.01462% | 0.01601% | 0.01366% | 0.01601% | 0.01558% | 0.0192% | 0.01366% | 0.01601% | 0.01271% | 0.01612% | 0.01462% | 0.01464% | 0.01464% | 0.01462% | 0.01601% | 0.01366% | 0.01601% | 0.01558% | 0.0192% | 0.02132% | 0.02132%
731 | 0.02159% | 0.01747% | 0.0208% | 0.0145% | 0.01633% | 0.01212% | 0.01689% | 0.0149% | 0.01479% | 0.0149% | 0.01633% | 0.0145% | 0.01633% | 0.01592% | 0.02027% | 0.0145% | 0.01633% | 0.01212% | 0.01689% | 0.0149% | 0.01479% | 0.01479% | 0.0149% | 0.01633% | 0.0145% | 0.01633% | 0.01592% | 0.02027% | 0.02159% | 0.02159%
732 | 0.02134% | 0.01817% | 0.02075% | 0.01494% | 0.01598% | 0.01147% | 0.01713% | 0.01453% | 0.01435% | 0.01453% | 0.01598% | 0.01494% | 0.01598% | 0.016% | 0.02096% | 0.01494% | 0.01598% | 0.01147% | 0.01713% | 0.01453% | 0.01435% | 0.01435% | 0.01453% | 0.01598% | 0.01494% | 0.01598% | 0.016% | 0.02096% | 0.02134% | 0.02134%
733 | 0.02038% | 0.01784% | 0.02075% | 0.01518% | 0.01526% | 0.01053% | 0.01685% | 0.01366% | 0.01384% | 0.01366% | 0.01526% | 0.01518% | 0.01526% | 0.01595% | 0.02118% | 0.01518% | 0.01526% | 0.01053% | 0.01685% | 0.01366% | 0.01384% | 0.01384% | 0.01366% | 0.01526% | 0.01518% | 0.01526% | 0.01595% | 0.02118% | 0.02038% | 0.02038%
734 | 0.01867% | 0.01711% | 0.02065% | 0.01531% | 0.01419% | 0.009307% | 0.01623% | 0.0127% | 0.01316% | 0.0127% | 0.01419% | 0.01531% | 0.01419% | 0.01591% | 0.02101% | 0.01531% | 0.01419% | 0.009307% | 0.01623% | 0.0127% | 0.01316% | 0.01316% | 0.0127% | 0.01419% | 0.01531% | 0.01419% | 0.01591% | 0.02101% | 0.01867% | 0.01867%
735 | 0.01646% | 0.01446% | 0.01956% | 0.0153% | 0.01294% | 0.008453% | 0.01533% | 0.01218% | 0.01212% | 0.01218% | 0.01294% | 0.0153% | 0.01294% | 0.01588% | 0.02066% | 0.0153% | 0.01294% | 0.008453% | 0.01533% | 0.01218% | 0.01212% | 0.01212% | 0.01218% | 0.01294% | 0.0153% | 0.01294% | 0.01588% | 0.02066% | 0.01646% | 0.01646%
736 | 0.01463% | 0.012% | 0.01913% | 0.01521% | 0.01209% | 0.008285% | 0.01418% | 0.01259% | 0.01155% | 0.01259% | 0.01209% | 0.01521% | 0.01209% | 0.0156% | 0.01976% | 0.01521% | 0.01209% | 0.008285% | 0.01418% | 0.01259% | 0.01155% | 0.01155% | 0.01259% | 0.01209% | 0.01521% | 0.01209% | 0.0156% | 0.01976% | 0.01463% | 0.01463%
737 | 0.01311% | 0.01065% | 0.01777% | 0.01504% | 0.01157% | 0.009002% | 0.01306% | 0.0108% | 0.01126% | 0.0108% | 0.01157% | 0.01504% | 0.01157% | 0.01517% | 0.01797% | 0.01504% | 0.01157% | 0.009002% | 0.01306% | 0.0108% | 0.01126% | 0.01126% | 0.0108% | 0.01157% | 0.01504% | 0.01157% | 0.01517% | 0.01797% | 0.01311% | 0.01311%
738 | 0.01373% | 0.009165% | 0.01922% | 0.0159% | 0.0119% | 0.01106% | 0.01417% | 0.01094% | 0.01125% | 0.01094% | 0.0119% | 0.0159% | 0.0119% | 0.01603% | 0.01811% | 0.0159% | 0.0119% | 0.01106% | 0.01417% | 0.01094% | 0.01125% | 0.01125% | 0.01094% | 0.0119% | 0.0159% | 0.0119% | 0.01603% | 0.01811% | 0.01373% | 0.01373%
739 | 0.01291% | 0.008566% | 0.01916% | 0.01543% | 0.01118% | 0.01225% | 0.01366% | 0.01088% | 0.01074% | 0.01088% | 0.01118% | 0.01543% | 0.01118% | 0.01547% | 0.01567% | 0.01543% | 0.01118% | 0.01225% | 0.01366% | 0.01088% | 0.01074% | 0.01074% | 0.01088% | 0.01118% | 0.01543% | 0.01118% | 0.01547% | 0.01567% | 0.01291% | 0.01291%
740 | 0.01229% | 0.008273% | 0.01683% | 0.01467% | 0.01046% | 0.01336% | 0.01318% | 0.01093% | 0.01023% | 0.01093% | 0.01046% | 0.01467% | 0.01046% | 0.01474% | 0.01397% | 0.01467% | 0.01046% | 0.01336% | 0.01318% | 0.01093% | 0.01023% | 0.01023% | 0.01093% | 0.01046% | 0.01467% | 0.01046% | 0.01474% | 0.01397% | 0.01229% | 0.01229%
741 | 0.01208% | 0.008199% | 0.01323% | 0.01375% | 0.01001% | 0.01385% | 0.01251% | 0.01106% | 0.009803% | 0.01106% | 0.01001% | 0.01375% | 0.01001% | 0.01394% | 0.01295% | 0.01375% | 0.01001% | 0.01385% | 0.01251% | 0.01106% | 0.009803% | 0.009803% | 0.01106% | 0.01001% | 0.01375% | 0.01001% | 0.01394% | 0.01295% | 0.01208% | 0.01208%
742 | 0.008486% | 0.008094% | 0.008258% | 0.01218% | 0.00966% | 0.01396% | 0.01175% | 0.01128% | 0.009541% | 0.01128% | 0.00966% | 0.01218% | 0.00966% | 0.01222% | 0.01206% | 0.01218% | 0.00966% | 0.01396% | 0.01175% | 0.01128% | 0.009541% | 0.009541% | 0.01128% | 0.00966% | 0.01218% | 0.00966% | 0.01222% | 0.01206% | 0.008486% | 0.008486%
743 | 0.008528% | 0.008033% | 0.007904% | 0.009859% | 0.009497% | 0.01393% | 0.011% | 0.01143% | 0.00939% | 0.01143% | 0.009497% | 0.009859% | 0.009497% | 0.00905% | 0.01108% | 0.009859% | 0.009497% | 0.01393% | 0.011% | 0.01143% | 0.00939% | 0.00939% | 0.01143% | 0.009497% | 0.009859% | 0.009497% | 0.00905% | 0.01108% | 0.008528% | 0.008528%
744 | 0.008557% | 0.007987% | 0.008368% | 0.008284% | 0.009482% | 0.01394% | 0.01067% | 0.01142% | 0.009379% | 0.01142% | 0.009482% | 0.008284% | 0.009482% | 0.006939% | 0.01046% | 0.008284% | 0.009482% | 0.01394% | 0.01067% | 0.01142% | 0.009379% | 0.009379% | 0.01142% | 0.009482% | 0.008284% | 0.009482% | 0.006939% | 0.01046% | 0.008557% | 0.008557%
745 | 0.008532% | 0.007928% | 0.008234% | 0.007168% | 0.009274% | 0.01383% | 0.01029% | 0.00947% | 0.00916% | 0.00947% | 0.009274% | 0.007168% | 0.009274% | 0.006163% | 0.009352% | 0.007168% | 0.009274% | 0.01383% | 0.01029% | 0.00947% | 0.00916% | 0.00916% | 0.00947% | 0.009274% | 0.007168% | 0.009274% | 0.006163% | 0.009352% | 0.008532% | 0.008532%
746 | 0.008472% | 0.007916% | 0.008299% | 0.006569% | 0.009172% | 0.01373% | 0.01014% | 0.008064% | 0.009103% | 0.008064% | 0.009172% | 0.006569% | 0.009172% | 0.00607% | 0.008899% | 0.006569% | 0.009172% | 0.01373% | 0.01014% | 0.008064% | 0.009103% | 0.009103% | 0.008064% | 0.009172% | 0.006569% | 0.009172% | 0.00607% | 0.008899% | 0.008472% | 0.008472%
747 | 0.008439% | 0.007896% | 0.008277% | 0.00641% | 0.009132% | 0.01356% | 0.01018% | 0.007002% | 0.009203% | 0.007002% | 0.009132% | 0.00641% | 0.009132% | 0.006084% | 0.008732% | 0.00641% | 0.009132% | 0.01356% | 0.01018% | 0.007002% | 0.009203% | 0.009203% | 0.007002% | 0.009132% | 0.00641% | 0.009132% | 0.006084% | 0.008732% | 0.008439% | 0.008439%
748 | 0.008687% | 0.007876% | 0.008376% | 0.006383% | 0.009189% | 0.01347% | 0.01026% | 0.006257% | 0.009506% | 0.006257% | 0.009189% | 0.006383% | 0.009189% | 0.006409% | 0.008812% | 0.006383% | 0.009189% | 0.01347% | 0.01026% | 0.006257% | 0.009506% | 0.009506% | 0.006257% | 0.009189% | 0.006383% | 0.009189% | 0.006409% | 0.008812% | 0.008687% | 0.008687%
749 | 0.009654% | 0.007915% | 0.008552% | 0.006582% | 0.009761% | 0.01346% | 0.01072% | 0.00631% | 0.01003% | 0.00631% | 0.009761% | 0.006582% | 0.009761% | 0.006894% | 0.009507% | 0.006582% | 0.009761% | 0.01346% | 0.01072% | 0.00631% | 0.01003% | 0.01003% | 0.00631% | 0.009761% | 0.006582% | 0.009761% | 0.006894% | 0.009507% | 0.009654% | 0.009654%
750 | 0.01196% | 0.008533% | 0.008834% | 0.007637% | 0.01078% | 0.01344% | 0.01176% | 0.00745% | 0.01078% | 0.00745% | 0.01078% | 0.007637% | 0.01078% | 0.007814% | 0.01105% | 0.007637% | 0.01078% | 0.01344% | 0.01176% | 0.00745% | 0.01078% | 0.01078% | 0.00745% | 0.01078% | 0.007637% | 0.01078% | 0.007814% | 0.01105% | 0.01196% | 0.01196%
751 | 0.01861% | 0.008695% | 0.01579% | 0.008582% | 0.01241% | 0.01377% | 0.01336% | 0.009236% | 0.01225% | 0.009236% | 0.01241% | 0.008582% | 0.01241% | 0.009624% | 0.01357% | 0.008582% | 0.01241% | 0.01377% | 0.01336% | 0.009236% | 0.01225% | 0.01225% | 0.009236% | 0.01241% | 0.008582% | 0.01241% | 0.009624% | 0.01357% | 0.01861% | 0.01861%
752 | 0.01803% | 0.009701% | 0.01714% | 0.009293% | 0.0131% | 0.01306% | 0.01326% | 0.01129% | 0.01298% | 0.01129% | 0.0131% | 0.009293% | 0.0131% | 0.01078% | 0.01422% | 0.009293% | 0.0131% | 0.01306% | 0.01326% | 0.01129% | 0.01298% | 0.01298% | 0.01129% | 0.0131% | 0.009293% | 0.0131% | 0.01078% | 0.01422% | 0.01803% | 0.01803%
753 | 0.01915% | 0.01248% | 0.0186% | 0.01134% | 0.01417% | 0.01261% | 0.01415% | 0.01368% | 0.01379% | 0.01368% | 0.01417% | 0.01134% | 0.01417% | 0.0133% | 0.01608% | 0.01134% | 0.01417% | 0.01261% | 0.01415% | 0.01368% | 0.01379% | 0.01379% | 0.01368% | 0.01417% | 0.01134% | 0.01417% | 0.0133% | 0.01608% | 0.01915% | 0.01915%
754 | 0.01999% | 0.01527% | 0.01894% | 0.01274% | 0.01518% | 0.01214% | 0.01533% | 0.01394% | 0.01446% | 0.01394% | 0.01518% | 0.01274% | 0.01518% | 0.0144% | 0.01799% | 0.01274% | 0.01518% | 0.01214% | 0.01533% | 0.01394% | 0.01446% | 0.01446% | 0.01394% | 0.01518% | 0.01274% | 0.01518% | 0.0144% | 0.01799% | 0.01999% | 0.01999%
755 | 0.02044% | 0.0176% | 0.01949% | 0.0135% | 0.01561% | 0.01162% | 0.01618% | 0.01419% | 0.01458% | 0.01419% | 0.01561% | 0.0135% | 0.01561% | 0.01459% | 0.01934% | 0.0135% | 0.01561% | 0.01162% | 0.01618% | 0.01419% | 0.01458% | 0.01458% | 0.01419% | 0.01561% | 0.0135% | 0.01561% | 0.01459% | 0.01934% | 0.02044% | 0.02044%
756 | 0.02031% | 0.01839% | 0.01948% | 0.0139% | 0.01532% | 0.01112% | 0.01645% | 0.01382% | 0.01423% | 0.01382% | 0.01532% | 0.0139% | 0.01532% | 0.01455% | 0.02017% | 0.0139% | 0.01532% | 0.01112% | 0.01645% | 0.01382% | 0.01423% | 0.01423% | 0.01382% | 0.01532% | 0.0139% | 0.01532% | 0.01455% | 0.02017% | 0.02031% | 0.02031%
757 | 0.01948% | 0.01813% | 0.01954% | 0.01417% | 0.01467% | 0.01024% | 0.01621% | 0.01288% | 0.01381% | 0.01288% | 0.01467% | 0.01417% | 0.01467% | 0.01452% | 0.02047% | 0.01417% | 0.01467% | 0.01024% | 0.01621% | 0.01288% | 0.01381% | 0.01381% | 0.01288% | 0.01467% | 0.01417% | 0.01467% | 0.01452% | 0.02047% | 0.01948% | 0.01948%
758 | 0.01792% | 0.01743% | 0.01948% | 0.01431% | 0.01364% | 0.009131% | 0.01564% | 0.01198% | 0.01315% | 0.01198% | 0.01364% | 0.01431% | 0.01364% | 0.01455% | 0.02033% | 0.01431% | 0.01364% | 0.009131% | 0.01564% | 0.01198% | 0.01315% | 0.01315% | 0.01198% | 0.01364% | 0.01431% | 0.01364% | 0.01455% | 0.02033% | 0.01792% | 0.01792%
759 | 0.01583% | 0.01481% | 0.0183% | 0.01436% | 0.01241% | 0.008365% | 0.01466% | 0.01152% | 0.0122% | 0.01152% | 0.01241% | 0.01436% | 0.01241% | 0.01452% | 0.01989% | 0.01436% | 0.01241% | 0.008365% | 0.01466% | 0.01152% | 0.0122% | 0.0122% | 0.01152% | 0.01241% | 0.01436% | 0.01241% | 0.01452% | 0.01989% | 0.01583% | 0.01583%
760 | 0.0139% | 0.01224% | 0.01768% | 0.01433% | 0.0114% | 0.008048% | 0.01336% | 0.01174% | 0.01139% | 0.01174% | 0.0114% | 0.01433% | 0.0114% | 0.01437% | 0.01879% | 0.01433% | 0.0114% | 0.008048% | 0.01336% | 0.01174% | 0.01139% | 0.01139% | 0.01174% | 0.0114% | 0.01433% | 0.0114% | 0.01437% | 0.01879% | 0.0139% | 0.0139%
761 | 0.01219% | 0.01077% | 0.01616% | 0.01425% | 0.01069% | 0.008505% | 0.01216% | 0.009871% | 0.01082% | 0.009871% | 0.01069% | 0.01425% | 0.01069% | 0.01409% | 0.01674% | 0.01425% | 0.01069% | 0.008505% | 0.01216% | 0.009871% | 0.01082% | 0.01082% | 0.009871% | 0.01069% | 0.01425% | 0.01069% | 0.01409% | 0.01674% | 0.01219% | 0.01219%
762 | 0.0128% | 0.009205% | 0.0176% | 0.01522% | 0.01101% | 0.01032% | 0.0133% | 0.01021% | 0.01067% | 0.01021% | 0.01101% | 0.01522% | 0.01101% | 0.01508% | 0.01665% | 0.01522% | 0.01101% | 0.01032% | 0.0133% | 0.01021% | 0.01067% | 0.01067% | 0.01021% | 0.01101% | 0.01522% | 0.01101% | 0.01508% | 0.01665% | 0.0128% | 0.0128%
763 | 0.01188% | 0.008571% | 0.01764% | 0.01488% | 0.01047% | 0.0115% | 0.01293% | 0.01025% | 0.01013% | 0.01025% | 0.01047% | 0.01488% | 0.01047% | 0.01473% | 0.01421% | 0.01488% | 0.01047% | 0.0115% | 0.01293% | 0.01025% | 0.01013% | 0.01013% | 0.01025% | 0.01047% | 0.01488% | 0.01047% | 0.01473% | 0.01421% | 0.01188% | 0.01188%
764 | 0.01121% | 0.008231% | 0.01531% | 0.01419% | 0.009807% | 0.01257% | 0.01248% | 0.01029% | 0.009597% | 0.01029% | 0.009807% | 0.01419% | 0.009807% | 0.0142% | 0.01234% | 0.01419% | 0.009807% | 0.01257% | 0.01248% | 0.01029% | 0.009597% | 0.009597% | 0.01029% | 0.009807% | 0.01419% | 0.009807% | 0.0142% | 0.01234% | 0.01121% | 0.01121%
765 | 0.01093% | 0.008064% | 0.01184% | 0.01325% | 0.009291% | 0.01299% | 0.01177% | 0.01042% | 0.009058% | 0.01042% | 0.009291% | 0.01325% | 0.009291% | 0.01342% | 0.01106% | 0.01325% | 0.009291% | 0.01299% | 0.01177% | 0.01042% | 0.009058% | 0.009058% | 0.01042% | 0.009291% | 0.01325% | 0.009291% | 0.01342% | 0.01106% | 0.01093% | 0.01093%
766 | 0.007819% | 0.007953% | 0.00773% | 0.01166% | 0.009058% | 0.01323% | 0.01117% | 0.01074% | 0.008795% | 0.01074% | 0.009058% | 0.01166% | 0.009058% | 0.01167% | 0.01027% | 0.01166% | 0.009058% | 0.01323% | 0.01117% | 0.01074% | 0.008795% | 0.008795% | 0.01074% | 0.009058% | 0.01166% | 0.009058% | 0.01167% | 0.01027% | 0.007819% | 0.007819%
767 | 0.007852% | 0.007928% | 0.007411% | 0.009371% | 0.009041% | 0.01332% | 0.01058% | 0.01104% | 0.008761% | 0.01104% | 0.009041% | 0.009371% | 0.009041% | 0.008547% | 0.009615% | 0.009371% | 0.009041% | 0.01332% | 0.01058% | 0.01104% | 0.008761% | 0.008761% | 0.01104% | 0.009041% | 0.009371% | 0.009041% | 0.008547% | 0.009615% | 0.007852% | 0.007852%
768 | 0.008067% | 0.007933% | 0.007779% | 0.007903% | 0.009073% | 0.01345% | 0.01032% | 0.01108% | 0.00885% | 0.01108% | 0.009073% | 0.007903% | 0.009073% | 0.006535% | 0.009331% | 0.007903% | 0.009073% | 0.01345% | 0.01032% | 0.01108% | 0.00885% | 0.00885% | 0.01108% | 0.009073% | 0.007903% | 0.009073% | 0.006535% | 0.009331% | 0.008067% | 0.008067%
769 | 0.00806% | 0.00789% | 0.007707% | 0.006944% | 0.008971% | 0.01329% | 0.01008% | 0.009196% | 0.008664% | 0.009196% | 0.008971% | 0.006944% | 0.008971% | 0.006106% | 0.008535% | 0.006944% | 0.008971% | 0.01329% | 0.01008% | 0.009196% | 0.008664% | 0.008664% | 0.009196% | 0.008971% | 0.006944% | 0.008971% | 0.006106% | 0.008535% | 0.00806% | 0.00806%
770 | 0.008176% | 0.007871% | 0.007975% | 0.006439% | 0.008984% | 0.01333% | 0.01009% | 0.007854% | 0.008655% | 0.007854% | 0.008984% | 0.006439% | 0.008984% | 0.006139% | 0.008441% | 0.006439% | 0.008984% | 0.01333% | 0.01009% | 0.007854% | 0.008655% | 0.008655% | 0.007854% | 0.008984% | 0.006439% | 0.008984% | 0.006139% | 0.008441% | 0.008176% | 0.008176%
771 | 0.008334% | 0.007851% | 0.007972% | 0.006325% | 0.009005% | 0.01332% | 0.01024% | 0.006845% | 0.008815% | 0.006845% | 0.009005% | 0.006325% | 0.009005% | 0.006285% | 0.008563% | 0.006325% | 0.009005% | 0.01332% | 0.01024% | 0.006845% | 0.008815% | 0.008815% | 0.006845% | 0.009005% | 0.006325% | 0.009005% | 0.006285% | 0.008563% | 0.008334% | 0.008334%
772 | 0.008632% | 0.007809% | 0.007999% | 0.00635% | 0.009096% | 0.01338% | 0.01037% | 0.006156% | 0.009209% | 0.006156% | 0.009096% | 0.00635% | 0.009096% | 0.006707% | 0.008884% | 0.00635% | 0.009096% | 0.01338% | 0.01037% | 0.006156% | 0.009209% | 0.009209% | 0.006156% | 0.009096% | 0.00635% | 0.009096% | 0.006707% | 0.008884% | 0.008632% | 0.008632%
773 | 0.009709% | 0.007849% | 0.008169% | 0.00659% | 0.009671% | 0.01346% | 0.01084% | 0.006238% | 0.009802% | 0.006238% | 0.009671% | 0.00659% | 0.009671% | 0.00726% | 0.009701% | 0.00659% | 0.009671% | 0.01346% | 0.01084% | 0.006238% | 0.009802% | 0.009802% | 0.006238% | 0.009671% | 0.00659% | 0.009671% | 0.00726% | 0.009701% | 0.009709% | 0.009709%
774 | 0.01198% | 0.008346% | 0.008494% | 0.007671% | 0.01075% | 0.01351% | 0.01185% | 0.007405% | 0.0106% | 0.007405% | 0.01075% | 0.007671% | 0.01075% | 0.008206% | 0.01123% | 0.007671% | 0.01075% | 0.01351% | 0.01185% | 0.007405% | 0.0106% | 0.0106% | 0.007405% | 0.01075% | 0.007671% | 0.01075% | 0.008206% | 0.01123% | 0.01198% | 0.01198%
775 | 0.01857% | 0.008506% | 0.01576% | 0.008575% | 0.01228% | 0.01371% | 0.01337% | 0.009198% | 0.0121% | 0.009198% | 0.01228% | 0.008575% | 0.01228% | 0.009912% | 0.01367% | 0.008575% | 0.01228% | 0.01371% | 0.01337% | 0.009198% | 0.0121% | 0.0121% | 0.009198% | 0.01228% | 0.008575% | 0.01228% | 0.009912% | 0.01367% | 0.01857% | 0.01857%
776 | 0.01814% | 0.009485% | 0.01718% | 0.009304% | 0.01301% | 0.01289% | 0.0132% | 0.01121% | 0.01293% | 0.01121% | 0.01301% | 0.009304% | 0.01301% | 0.01107% | 0.01425% | 0.009304% | 0.01301% | 0.01289% | 0.0132% | 0.01121% | 0.01293% | 0.01293% | 0.01121% | 0.01301% | 0.009304% | 0.01301% | 0.01107% | 0.01425% | 0.01814% | 0.01814%
777 | 0.01959% | 0.01241% | 0.01888% | 0.01145% | 0.0142% | 0.01259% | 0.01426% | 0.01367% | 0.01382% | 0.01367% | 0.0142% | 0.01145% | 0.0142% | 0.01374% | 0.01628% | 0.01145% | 0.0142% | 0.01259% | 0.01426% | 0.01367% | 0.01382% | 0.01382% | 0.01367% | 0.0142% | 0.01145% | 0.0142% | 0.01374% | 0.01628% | 0.01959% | 0.01959%
778 | 0.02062% | 0.01531% | 0.01938% | 0.01291% | 0.0152% | 0.01234% | 0.01545% | 0.01394% | 0.01451% | 0.01394% | 0.0152% | 0.01291% | 0.0152% | 0.01494% | 0.01811% | 0.01291% | 0.0152% | 0.01234% | 0.01545% | 0.01394% | 0.01451% | 0.01451% | 0.01394% | 0.0152% | 0.01291% | 0.0152% | 0.01494% | 0.01811% | 0.02062% | 0.02062%
779 | 0.02111% | 0.01767% | 0.01999% | 0.01376% | 0.01565% | 0.01195% | 0.01625% | 0.01416% | 0.01468% | 0.01416% | 0.01565% | 0.01376% | 0.01565% | 0.01527% | 0.01936% | 0.01376% | 0.01565% | 0.01195% | 0.01625% | 0.01416% | 0.01468% | 0.01468% | 0.01416% | 0.01565% | 0.01376% | 0.01565% | 0.01527% | 0.01936% | 0.02111% | 0.02111%
780 | 0.02095% | 0.01847% | 0.01992% | 0.01422% | 0.01537% | 0.01128% | 0.01644% | 0.01382% | 0.01437% | 0.01382% | 0.01537% | 0.01422% | 0.01537% | 0.0153% | 0.02009% | 0.01422% | 0.01537% | 0.01128% | 0.01644% | 0.01382% | 0.01437% | 0.01437% | 0.01382% | 0.01537% | 0.01422% | 0.01537% | 0.0153% | 0.02009% | 0.02095% | 0.02095%
781 | 0.02005% | 0.01824% | 0.01991% | 0.01453% | 0.01469% | 0.01027% | 0.01617% | 0.01289% | 0.0139% | 0.01289% | 0.01469% | 0.01453% | 0.01469% | 0.01531% | 0.02034% | 0.01453% | 0.01469% | 0.01027% | 0.01617% | 0.01289% | 0.0139% | 0.0139% | 0.01289% | 0.01469% | 0.01453% | 0.01469% | 0.01531% | 0.02034% | 0.02005% | 0.02005%
782 | 0.01843% | 0.01751% | 0.01983% | 0.01475% | 0.01367% | 0.009108% | 0.01559% | 0.01198% | 0.01319% | 0.01198% | 0.01367% | 0.01475% | 0.01367% | 0.01533% | 0.02022% | 0.01475% | 0.01367% | 0.009108% | 0.01559% | 0.01198% | 0.01319% | 0.01319% | 0.01198% | 0.01367% | 0.01475% | 0.01367% | 0.01533% | 0.02022% | 0.01843% | 0.01843%
783 | 0.01621% | 0.01477% | 0.01866% | 0.01479% | 0.01247% | 0.008379% | 0.01467% | 0.01166% | 0.0121% | 0.01166% | 0.01247% | 0.01479% | 0.01247% | 0.01526% | 0.01986% | 0.01479% | 0.01247% | 0.008379% | 0.01467% | 0.01166% | 0.0121% | 0.0121% | 0.01166% | 0.01247% | 0.01479% | 0.01247% | 0.01526% | 0.01986% | 0.01621% | 0.01621%
784 | 0.01423% | 0.01211% | 0.01812% | 0.01476% | 0.01158% | 0.008245% | 0.01349% | 0.01216% | 0.01143% | 0.01216% | 0.01158% | 0.01476% | 0.01158% | 0.01496% | 0.01883% | 0.01476% | 0.01158% | 0.008245% | 0.01349% | 0.01216% | 0.01143% | 0.01143% | 0.01216% | 0.01158% | 0.01476% | 0.01158% | 0.01496% | 0.01883% | 0.01423% | 0.01423%
785 | 0.01268% | 0.01061% | 0.01678% | 0.01463% | 0.01101% | 0.008757% | 0.01233% | 0.01039% | 0.01109% | 0.01039% | 0.01101% | 0.01463% | 0.01101% | 0.01455% | 0.01685% | 0.01463% | 0.01101% | 0.008757% | 0.01233% | 0.01039% | 0.01109% | 0.01109% | 0.01039% | 0.01101% | 0.01463% | 0.01101% | 0.01455% | 0.01685% | 0.01268% | 0.01268%
786 | 0.0134% | 0.009121% | 0.01837% | 0.01558% | 0.01139% | 0.0107% | 0.01349% | 0.01074% | 0.01109% | 0.01074% | 0.01139% | 0.01558% | 0.01139% | 0.01544% | 0.01685% | 0.01558% | 0.01139% | 0.0107% | 0.01349% | 0.01074% | 0.01109% | 0.01109% | 0.01074% | 0.01139% | 0.01558% | 0.01139% | 0.01544% | 0.01685% | 0.0134% | 0.0134%
787 | 0.0126% | 0.008517% | 0.01849% | 0.01517% | 0.01085% | 0.01199% | 0.01315% | 0.01077% | 0.0106% | 0.01077% | 0.01085% | 0.01517% | 0.01085% | 0.015% | 0.01451% | 0.01517% | 0.01085% | 0.01199% | 0.01315% | 0.01077% | 0.0106% | 0.0106% | 0.01077% | 0.01085% | 0.01517% | 0.01085% | 0.015% | 0.01451% | 0.0126% | 0.0126%
788 | 0.01205% | 0.008229% | 0.0162% | 0.01446% | 0.01024% | 0.01312% | 0.01276% | 0.01085% | 0.01006% | 0.01085% | 0.01024% | 0.01446% | 0.01024% | 0.01438% | 0.01271% | 0.01446% | 0.01024% | 0.01312% | 0.01276% | 0.01085% | 0.01006% | 0.01006% | 0.01085% | 0.01024% | 0.01446% | 0.01024% | 0.01438% | 0.01271% | 0.01205% | 0.01205%
789 | 0.01188% | 0.008105% | 0.01277% | 0.01353% | 0.009779% | 0.01359% | 0.01212% | 0.01096% | 0.009523% | 0.01096% | 0.009779% | 0.01353% | 0.009779% | 0.01356% | 0.01166% | 0.01353% | 0.009779% | 0.01359% | 0.01212% | 0.01096% | 0.009523% | 0.009523% | 0.01096% | 0.009779% | 0.01353% | 0.009779% | 0.01356% | 0.01166% | 0.01188% | 0.01188%
790 | 0.008412% | 0.00804% | 0.008072% | 0.01199% | 0.009559% | 0.01386% | 0.01153% | 0.01132% | 0.009318% | 0.01132% | 0.009559% | 0.01199% | 0.009559% | 0.01186% | 0.01108% | 0.01199% | 0.009559% | 0.01386% | 0.01153% | 0.01132% | 0.009318% | 0.009318% | 0.01132% | 0.009559% | 0.01199% | 0.009559% | 0.01186% | 0.01108% | 0.008412% | 0.008412%
791 | 0.008621% | 0.008032% | 0.007822% | 0.009743% | 0.009517% | 0.014% | 0.01088% | 0.01158% | 0.009272% | 0.01158% | 0.009517% | 0.009743% | 0.009517% | 0.008831% | 0.01045% | 0.009743% | 0.009517% | 0.014% | 0.01088% | 0.01158% | 0.009272% | 0.009272% | 0.01158% | 0.009517% | 0.009743% | 0.009517% | 0.008831% | 0.01045% | 0.008621% | 0.008621%
792 | 0.008525% | 0.008027% | 0.008053% | 0.008142% | 0.009346% | 0.01385% | 0.01049% | 0.01136% | 0.009057% | 0.01136% | 0.009346% | 0.008142% | 0.009346% | 0.006778% | 0.009819% | 0.008142% | 0.009346% | 0.01385% | 0.01049% | 0.01136% | 0.009057% | 0.009057% | 0.01136% | 0.009346% | 0.008142% | 0.009346% | 0.006778% | 0.009819% | 0.008525% | 0.008525%
793 | 0.008011% | 0.009695% | 0.007837% | 0.007225% | 0.009965% | 0.01476% | 0.01049% | 0.008813% | 0.009252% | 0.008813% | 0.009965% | 0.007225% | 0.009965% | 0.007932% | 0.0098% | 0.007225% | 0.009965% | 0.01476% | 0.01049% | 0.008813% | 0.009252% | 0.009252% | 0.008813% | 0.009965% | 0.007225% | 0.009965% | 0.007932% | 0.0098% | 0.008011% | 0.008011%
794 | 0.00813% | 0.01001% | 0.008086% | 0.00681% | 0.009989% | 0.01487% | 0.01078% | 0.008289% | 0.009243% | 0.008289% | 0.009989% | 0.00681% | 0.009989% | 0.007204% | 0.01033% | 0.00681% | 0.009989% | 0.01487% | 0.01078% | 0.008289% | 0.009243% | 0.009243% | 0.008289% | 0.009989% | 0.00681% | 0.009989% | 0.007204% | 0.01033% | 0.00813% | 0.00813%
795 | 0.008166% | 0.01011% | 0.008201% | 0.006816% | 0.009944% | 0.01488% | 0.01082% | 0.007605% | 0.009335% | 0.007605% | 0.009944% | 0.006816% | 0.009944% | 0.006811% | 0.01055% | 0.006816% | 0.009944% | 0.01488% | 0.01082% | 0.007605% | 0.009335% | 0.009335% | 0.007605% | 0.009944% | 0.006816% | 0.009944% | 0.006811% | 0.01055% | 0.008166% | 0.008166%
796 | 0.008104% | 0.01018% | 0.008127% | 0.006906% | 0.01013% | 0.01494% | 0.01084% | 0.007375% | 0.009586% | 0.007375% | 0.01013% | 0.006906% | 0.01013% | 0.007001% | 0.01073% | 0.006906% | 0.01013% | 0.01494% | 0.01084% | 0.007375% | 0.009586% | 0.009586% | 0.007375% | 0.01013% | 0.006906% | 0.01013% | 0.007001% | 0.01073% | 0.008104% | 0.008104%
797 | 0.008069% | 0.01028% | 0.008113% | 0.007155% | 0.01049% | 0.01501% | 0.01086% | 0.007579% | 0.009818% | 0.007579% | 0.01049% | 0.007155% | 0.01049% | 0.007449% | 0.011% | 0.007155% | 0.01049% | 0.01501% | 0.01086% | 0.007579% | 0.009818% | 0.009818% | 0.007579% | 0.01049% | 0.007155% | 0.01049% | 0.007449% | 0.011% | 0.008069% | 0.008069%
798 | 0.008026% | 0.01032% | 0.008084% | 0.008049% | 0.01056% | 0.01508% | 0.01091% | 0.008345% | 0.009919% | 0.008345% | 0.01056% | 0.008049% | 0.01056% | 0.008407% | 0.01108% | 0.008049% | 0.01056% | 0.01508% | 0.01091% | 0.008345% | 0.009919% | 0.009919% | 0.008345% | 0.01056% | 0.008049% | 0.01056% | 0.008407% | 0.01108% | 0.008026% | 0.008026%
799 | 0.01414% | 0.0105% | 0.01311% | 0.008896% | 0.01084% | 0.01519% | 0.01112% | 0.009842% | 0.01024% | 0.009842% | 0.01084% | 0.008896% | 0.01084% | 0.009939% | 0.01137% | 0.008896% | 0.01084% | 0.01519% | 0.01112% | 0.009842% | 0.01024% | 0.01024% | 0.009842% | 0.01084% | 0.008896% | 0.01084% | 0.009939% | 0.01137% | 0.01414% | 0.01414%
800 | 0.01001% | 0.01057% | 0.009882% | 0.009543% | 0.01032% | 0.01414% | 0.009399% | 0.01175% | 0.0101% | 0.01175% | 0.01032% | 0.009543% | 0.01032% | 0.01109% | 0.008724% | 0.009543% | 0.01032% | 0.01414% | 0.009399% | 0.01175% | 0.0101% | 0.0101% | 0.01175% | 0.01032% | 0.009543% | 0.01032% | 0.01109% | 0.008724% | 0.01001% | 0.01001%
801 | 0.009029% | 0.01104% | 0.008716% | 0.01166% | 0.01034% | 0.01361% | 0.009296% | 0.01396% | 0.009902% | 0.01396% | 0.01034% | 0.01166% | 0.01034% | 0.0137% | 0.007601% | 0.01166% | 0.01034% | 0.01361% | 0.009296% | 0.01396% | 0.009902% | 0.009902% | 0.01396% | 0.01034% | 0.01166% | 0.01034% | 0.0137% | 0.007601% | 0.009029% | 0.009029%
802 | 0.008418% | 0.01189% | 0.008098% | 0.013% | 0.01043% | 0.01307% | 0.009371% | 0.01427% | 0.009826% | 0.01427% | 0.01043% | 0.013% | 0.01043% | 0.01493% | 0.006652% | 0.013% | 0.01043% | 0.01307% | 0.009371% | 0.01427% | 0.009826% | 0.009826% | 0.01427% | 0.01043% | 0.013% | 0.01043% | 0.01493% | 0.006652% | 0.008418% | 0.008418%
803 | 0.007949% | 0.01302% | 0.007615% | 0.01376% | 0.01044% | 0.01237% | 0.009576% | 0.01502% | 0.009843% | 0.01502% | 0.01044% | 0.01376% | 0.01044% | 0.01505% | 0.00586% | 0.01376% | 0.01044% | 0.01237% | 0.009576% | 0.01502% | 0.009843% | 0.009843% | 0.01502% | 0.01044% | 0.01376% | 0.01044% | 0.01505% | 0.00586% | 0.007949% | 0.007949%
804 | 0.007581% | 0.01379% | 0.007308% | 0.01424% | 0.01017% | 0.01158% | 0.00988% | 0.01519% | 0.009749% | 0.01519% | 0.01017% | 0.01424% | 0.01017% | 0.01484% | 0.005462% | 0.01424% | 0.01017% | 0.01158% | 0.00988% | 0.01519% | 0.009749% | 0.009749% | 0.01519% | 0.01017% | 0.01424% | 0.01017% | 0.01484% | 0.005462% | 0.007581% | 0.007581%
805 | 0.007306% | 0.01357% | 0.007132% | 0.01456% | 0.00992% | 0.01064% | 0.009882% | 0.01507% | 0.009736% | 0.01507% | 0.00992% | 0.01456% | 0.00992% | 0.01467% | 0.00525% | 0.01456% | 0.00992% | 0.01064% | 0.009882% | 0.01507% | 0.009736% | 0.009736% | 0.01507% | 0.00992% | 0.01456% | 0.00992% | 0.01467% | 0.00525% | 0.007306% | 0.007306%
806 | 0.007217% | 0.01295% | 0.006863% | 0.01478% | 0.009873% | 0.009469% | 0.009654% | 0.01487% | 0.009757% | 0.01487% | 0.009873% | 0.01478% | 0.009873% | 0.01468% | 0.005151% | 0.01478% | 0.009873% | 0.009469% | 0.009654% | 0.01487% | 0.009757% | 0.009757% | 0.01487% | 0.009873% | 0.01478% | 0.009873% | 0.01468% | 0.005151% | 0.007217% | 0.007217%
807 | 0.007215% | 0.01191% | 0.006806% | 0.01474% | 0.009891% | 0.008586% | 0.009332% | 0.01479% | 0.009869% | 0.01479% | 0.009891% | 0.01474% | 0.009891% | 0.01483% | 0.005136% | 0.01474% | 0.009891% | 0.008586% | 0.009332% | 0.01479% | 0.009869% | 0.009869% | 0.01479% | 0.009891% | 0.01474% | 0.009891% | 0.01483% | 0.005136% | 0.007215% | 0.007215%
808 | 0.007367% | 0.01097% | 0.006973% | 0.01469% | 0.01007% | 0.008472% | 0.009072% | 0.01508% | 0.01007% | 0.01508% | 0.01007% | 0.01469% | 0.01007% | 0.01509% | 0.005338% | 0.01469% | 0.01007% | 0.008472% | 0.009072% | 0.01508% | 0.01007% | 0.01007% | 0.01508% | 0.01007% | 0.01469% | 0.01007% | 0.01509% | 0.005338% | 0.007367% | 0.007367%
809 | 0.007636% | 0.01036% | 0.007326% | 0.01458% | 0.01019% | 0.009167% | 0.008874% | 0.01315% | 0.01019% | 0.01315% | 0.01019% | 0.01458% | 0.01019% | 0.01539% | 0.005718% | 0.01458% | 0.01019% | 0.009167% | 0.008874% | 0.01315% | 0.01019% | 0.01019% | 0.01315% | 0.01019% | 0.01458% | 0.01019% | 0.01539% | 0.005718% | 0.007636% | 0.007636%
810 | 0.009889% | 0.00998% | 0.009558% | 0.01548% | 0.01111% | 0.01116% | 0.01071% | 0.01307% | 0.01039% | 0.01307% | 0.01111% | 0.01548% | 0.01111% | 0.01701% | 0.008698% | 0.01548% | 0.01111% | 0.01116% | 0.01071% | 0.01307% | 0.01039% | 0.01039% | 0.01307% | 0.01111% | 0.01548% | 0.01111% | 0.01701% | 0.008698% | 0.009889% | 0.009889%
811 | 0.01022% | 0.009752% | 0.009776% | 0.01501% | 0.01089% | 0.01243% | 0.01052% | 0.01271% | 0.01019% | 0.01271% | 0.01089% | 0.01501% | 0.01089% | 0.01706% | 0.009119% | 0.01501% | 0.01089% | 0.01243% | 0.01052% | 0.01271% | 0.01019% | 0.01019% | 0.01271% | 0.01089% | 0.01501% | 0.01089% | 0.01706% | 0.009119% | 0.01022% | 0.01022%
812 | 0.01042% | 0.009653% | 0.009987% | 0.01418% | 0.01051% | 0.01368% | 0.01032% | 0.01234% | 0.01007% | 0.01234% | 0.01051% | 0.01418% | 0.01051% | 0.01673% | 0.00924% | 0.01418% | 0.01051% | 0.01368% | 0.01032% | 0.01234% | 0.01007% | 0.01007% | 0.01234% | 0.01051% | 0.01418% | 0.01051% | 0.01673% | 0.00924% | 0.01042% | 0.01042%
813 | 0.01055% | 0.009626% | 0.01018% | 0.01315% | 0.01016% | 0.01403% | 0.01028% | 0.01198% | 0.009929% | 0.01198% | 0.01016% | 0.01315% | 0.01016% | 0.01597% | 0.009381% | 0.01315% | 0.01016% | 0.01403% | 0.01028% | 0.01198% | 0.009929% | 0.009929% | 0.01198% | 0.01016% | 0.01315% | 0.01016% | 0.01597% | 0.009381% | 0.01055% | 0.01055%
814 | 0.007464% | 0.00965% | 0.007408% | 0.01154% | 0.009892% | 0.01424% | 0.0103% | 0.01163% | 0.009651% | 0.01163% | 0.009892% | 0.01154% | 0.009892% | 0.01408% | 0.009541% | 0.01154% | 0.009892% | 0.01424% | 0.0103% | 0.01163% | 0.009651% | 0.009651% | 0.01163% | 0.009892% | 0.01154% | 0.009892% | 0.01408% | 0.009541% | 0.007464% | 0.007464%
815 | 0.007799% | 0.009693% | 0.00742% | 0.00928% | 0.009798% | 0.01444% | 0.01042% | 0.01124% | 0.009466% | 0.01124% | 0.009798% | 0.00928% | 0.009798% | 0.01074% | 0.009718% | 0.00928% | 0.009798% | 0.01444% | 0.01042% | 0.01124% | 0.009466% | 0.009466% | 0.01124% | 0.009798% | 0.00928% | 0.009798% | 0.01074% | 0.009718% | 0.007799% | 0.007799%
816 | 0.008013% | 0.009327% | 0.007716% | 0.007866% | 0.009706% | 0.0144% | 0.01053% | 0.01062% | 0.009323% | 0.01062% | 0.009706% | 0.007866% | 0.009706% | 0.00799% | 0.009818% | 0.007866% | 0.009706% | 0.0144% | 0.01053% | 0.01062% | 0.009323% | 0.009323% | 0.01062% | 0.009706% | 0.007866% | 0.009706% | 0.00799% | 0.009818% | 0.008013% | 0.008013%
817 | 0.006893% | 0.007706% | 0.006957% | 0.007394% | 0.008513% | 0.01449% | 0.009262% | 0.009502% | 0.008508% | 0.009502% | 0.008513% | 0.007394% | 0.008513% | 0.00661% | 0.009585% | 0.007394% | 0.008513% | 0.01449% | 0.009262% | 0.009502% | 0.008508% | 0.008508% | 0.009502% | 0.008513% | 0.007394% | 0.008513% | 0.00661% | 0.009585% | 0.006893% | 0.006893%
818 | 0.00693% | 0.00771% | 0.007068% | 0.006976% | 0.008717% | 0.01454% | 0.009495% | 0.009096% | 0.008676% | 0.009096% | 0.008717% | 0.006976% | 0.008717% | 0.00625% | 0.009803% | 0.006976% | 0.008717% | 0.01454% | 0.009495% | 0.009096% | 0.008676% | 0.008676% | 0.009096% | 0.008717% | 0.006976% | 0.008717% | 0.00625% | 0.009803% | 0.00693% | 0.00693%
819 | 0.006987% | 0.007612% | 0.007217% | 0.006919% | 0.00887% | 0.0146% | 0.009641% | 0.008561% | 0.008866% | 0.008561% | 0.00887% | 0.006919% | 0.00887% | 0.006107% | 0.009851% | 0.006919% | 0.00887% | 0.0146% | 0.009641% | 0.008561% | 0.008866% | 0.008866% | 0.008561% | 0.00887% | 0.006919% | 0.00887% | 0.006107% | 0.009851% | 0.006987% | 0.006987%
820 | 0.006921% | 0.00762% | 0.007159% | 0.006951% | 0.008847% | 0.0147% | 0.009784% | 0.008262% | 0.008655% | 0.008262% | 0.008847% | 0.006951% | 0.008847% | 0.006261% | 0.009999% | 0.006951% | 0.008847% | 0.0147% | 0.009784% | 0.008262% | 0.008655% | 0.008655% | 0.008262% | 0.008847% | 0.006951% | 0.008847% | 0.006261% | 0.009999% | 0.006921% | 0.006921%
821 | 0.00695% | 0.007589% | 0.007306% | 0.007066% | 0.008953% | 0.01478% | 0.009929% | 0.008367% | 0.008691% | 0.008367% | 0.008953% | 0.007066% | 0.008953% | 0.00685% | 0.01001% | 0.007066% | 0.008953% | 0.01478% | 0.009929% | 0.008367% | 0.008691% | 0.008691% | 0.008367% | 0.008953% | 0.007066% | 0.008953% | 0.00685% | 0.01001% | 0.00695% | 0.00695%
822 | 0.00698% | 0.007546% | 0.007235% | 0.007974% | 0.009035% | 0.01487% | 0.0101% | 0.008905% | 0.008654% | 0.008905% | 0.009035% | 0.007974% | 0.009035% | 0.007835% | 0.00989% | 0.007974% | 0.009035% | 0.01487% | 0.0101% | 0.008905% | 0.008654% | 0.008654% | 0.008905% | 0.009035% | 0.007974% | 0.009035% | 0.007835% | 0.00989% | 0.00698% | 0.00698%
823 | 0.0126% | 0.007687% | 0.0118% | 0.008482% | 0.009113% | 0.01496% | 0.01021% | 0.009518% | 0.008579% | 0.009518% | 0.009113% | 0.008482% | 0.009113% | 0.009552% | 0.01005% | 0.008482% | 0.009113% | 0.01496% | 0.01021% | 0.009518% | 0.008579% | 0.008579% | 0.009518% | 0.009113% | 0.008482% | 0.009113% | 0.009552% | 0.01005% | 0.0126% | 0.0126%
824 | 0.008473% | 0.0077% | 0.008492% | 0.008257% | 0.008407% | 0.01388% | 0.008521% | 0.01082% | 0.008499% | 0.01082% | 0.008407% | 0.008257% | 0.008407% | 0.01009% | 0.00777% | 0.008257% | 0.008407% | 0.01388% | 0.008521% | 0.01082% | 0.008499% | 0.008499% | 0.01082% | 0.008407% | 0.008257% | 0.008407% | 0.01009% | 0.00777% | 0.008473% | 0.008473%
825 | 0.00815% | 0.008217% | 0.007869% | 0.009308% | 0.008622% | 0.01337% | 0.008601% | 0.01316% | 0.008795% | 0.01316% | 0.008622% | 0.009308% | 0.008622% | 0.01197% | 0.007241% | 0.009308% | 0.008622% | 0.01337% | 0.008601% | 0.01316% | 0.008795% | 0.008795% | 0.01316% | 0.008622% | 0.009308% | 0.008622% | 0.01197% | 0.007241% | 0.00815% | 0.00815%
826 | 0.007675% | 0.008862% | 0.007669% | 0.01065% | 0.00847% | 0.01292% | 0.008383% | 0.01404% | 0.008658% | 0.01404% | 0.00847% | 0.01065% | 0.00847% | 0.0136% | 0.006976% | 0.01065% | 0.00847% | 0.01292% | 0.008383% | 0.01404% | 0.008658% | 0.008658% | 0.01404% | 0.00847% | 0.01065% | 0.00847% | 0.0136% | 0.006976% | 0.007675% | 0.007675%
827 | 0.007338% | 0.009579% | 0.007186% | 0.01193% | 0.008085% | 0.01223% | 0.007963% | 0.01437% | 0.008339% | 0.01437% | 0.008085% | 0.01193% | 0.008085% | 0.01456% | 0.006584% | 0.01193% | 0.008085% | 0.01223% | 0.007963% | 0.01437% | 0.008339% | 0.008339% | 0.01437% | 0.008085% | 0.01193% | 0.008085% | 0.01456% | 0.006584% | 0.007338% | 0.007338%
828 | 0.007082% | 0.01042% | 0.006904% | 0.01297% | 0.007775% | 0.01136% | 0.007572% | 0.0145% | 0.008036% | 0.0145% | 0.007775% | 0.01297% | 0.007775% | 0.01495% | 0.006082% | 0.01297% | 0.007775% | 0.01136% | 0.007572% | 0.0145% | 0.008036% | 0.008036% | 0.0145% | 0.007775% | 0.01297% | 0.007775% | 0.01495% | 0.006082% | 0.007082% | 0.007082%
829 | 0.006855% | 0.01081% | 0.006762% | 0.01391% | 0.007691% | 0.0105% | 0.007503% | 0.01458% | 0.008007% | 0.01458% | 0.007691% | 0.01391% | 0.007691% | 0.01505% | 0.005779% | 0.01391% | 0.007691% | 0.0105% | 0.007503% | 0.01458% | 0.008007% | 0.008007% | 0.01458% | 0.007691% | 0.01391% | 0.007691% | 0.01505% | 0.005779% | 0.006855% | 0.006855%
830 | 0.006754% | 0.01082% | 0.006584% | 0.01437% | 0.007674% | 0.009453% | 0.007482% | 0.01473% | 0.007933% | 0.01473% | 0.007674% | 0.01437% | 0.007674% | 0.01505% | 0.005729% | 0.01437% | 0.007674% | 0.009453% | 0.007482% | 0.01473% | 0.007933% | 0.007933% | 0.01473% | 0.007674% | 0.01437% | 0.007674% | 0.01505% | 0.005729% | 0.006754% | 0.006754%
831 | 0.006708% | 0.01029% | 0.00678% | 0.0144% | 0.007758% | 0.008779% | 0.007546% | 0.0149% | 0.007958% | 0.0149% | 0.007758% | 0.0144% | 0.007758% | 0.01514% | 0.005856% | 0.0144% | 0.007758% | 0.008779% | 0.007546% | 0.0149% | 0.007958% | 0.007958% | 0.0149% | 0.007758% | 0.0144% | 0.007758% | 0.01514% | 0.005856% | 0.006708% | 0.006708%
832 | 0.006812% | 0.009396% | 0.006726% | 0.01418% | 0.007804% | 0.008758% | 0.007602% | 0.015% | 0.008013% | 0.015% | 0.007804% | 0.01418% | 0.007804% | 0.01521% | 0.006078% | 0.01418% | 0.007804% | 0.008758% | 0.007602% | 0.015% | 0.008013% | 0.008013% | 0.015% | 0.007804% | 0.01418% | 0.007804% | 0.01521% | 0.006078% | 0.006812% | 0.006812%
833 | 0.007099% | 0.00859% | 0.006935% | 0.01374% | 0.007765% | 0.00952% | 0.007594% | 0.01272% | 0.007951% | 0.01272% | 0.007765% | 0.01374% | 0.007765% | 0.01514% | 0.006425% | 0.01374% | 0.007765% | 0.00952% | 0.007594% | 0.01272% | 0.007951% | 0.007951% | 0.01272% | 0.007765% | 0.01374% | 0.007765% | 0.01514% | 0.006425% | 0.007099% | 0.007099%
834 | 0.009303% | 0.008203% | 0.009012% | 0.01426% | 0.008667% | 0.01172% | 0.009563% | 0.01251% | 0.008378% | 0.01251% | 0.008667% | 0.01426% | 0.008667% | 0.01615% | 0.009515% | 0.01426% | 0.008667% | 0.01172% | 0.009563% | 0.01251% | 0.008378% | 0.008378% | 0.01251% | 0.008667% | 0.01426% | 0.008667% | 0.01615% | 0.009515% | 0.009303% | 0.009303%
835 | 0.009861% | 0.007951% | 0.009296% | 0.01346% | 0.008658% | 0.01313% | 0.009591% | 0.01247% | 0.008419% | 0.01247% | 0.008658% | 0.01346% | 0.008658% | 0.0155% | 0.0101% | 0.01346% | 0.008658% | 0.01313% | 0.009591% | 0.01247% | 0.008419% | 0.008419% | 0.01247% | 0.008658% | 0.01346% | 0.008658% | 0.0155% | 0.0101% | 0.009861% | 0.009861%
836 | 0.01015% | 0.007942% | 0.00967% | 0.01237% | 0.008731% | 0.01448% | 0.009529% | 0.01251% | 0.008564% | 0.01251% | 0.008731% | 0.01237% | 0.008731% | 0.01444% | 0.01049% | 0.01237% | 0.008731% | 0.01448% | 0.009529% | 0.01251% | 0.008564% | 0.008564% | 0.01251% | 0.008731% | 0.01237% | 0.008731% | 0.01444% | 0.01049% | 0.01015% | 0.01015%
837 | 0.01044% | 0.007937% | 0.009691% | 0.01132% | 0.008809% | 0.01493% | 0.009588% | 0.01232% | 0.008682% | 0.01232% | 0.008809% | 0.01132% | 0.008809% | 0.01307% | 0.01089% | 0.01132% | 0.008809% | 0.01493% | 0.009588% | 0.01232% | 0.008682% | 0.008682% | 0.01232% | 0.008809% | 0.01132% | 0.008809% | 0.01307% | 0.01089% | 0.01044% | 0.01044%
838 | 0.006864% | 0.007938% | 0.006508% | 0.01044% | 0.009047% | 0.01522% | 0.009759% | 0.01215% | 0.008824% | 0.01215% | 0.009047% | 0.01044% | 0.009047% | 0.01153% | 0.01138% | 0.01044% | 0.009047% | 0.01522% | 0.009759% | 0.01215% | 0.008824% | 0.008824% | 0.01215% | 0.009047% | 0.01044% | 0.009047% | 0.01153% | 0.01138% | 0.006864% | 0.006864%
839 | 0.007422% | 0.007954% | 0.007342% | 0.0096% | 0.009268% | 0.01544% | 0.009966% | 0.01194% | 0.009105% | 0.01194% | 0.009268% | 0.0096% | 0.009268% | 0.009966% | 0.01174% | 0.0096% | 0.009268% | 0.01544% | 0.009966% | 0.01194% | 0.009105% | 0.009105% | 0.01194% | 0.009268% | 0.0096% | 0.009268% | 0.009966% | 0.01174% | 0.007422% | 0.007422%
840 | 0.007741% | 0.008394% | 0.007462% | 0.008599% | 0.009521% | 0.01525% | 0.01024% | 0.01077% | 0.009178% | 0.01077% | 0.009521% | 0.008599% | 0.009521% | 0.008373% | 0.01135% | 0.008599% | 0.009521% | 0.01525% | 0.01024% | 0.01077% | 0.009178% | 0.009178% | 0.01077% | 0.009521% | 0.008599% | 0.009521% | 0.008373% | 0.01135% | 0.007741% | 0.007741%
841 | 0.009415% | 0.008349% | 0.00891% | 0.007933% | 0.01084% | 0.015% | 0.0119% | 0.01014% | 0.01013% | 0.01014% | 0.01084% | 0.007933% | 0.01084% | 0.006935% | 0.01244% | 0.007933% | 0.01084% | 0.015% | 0.0119% | 0.01014% | 0.01013% | 0.01013% | 0.01014% | 0.01084% | 0.007933% | 0.01084% | 0.006935% | 0.01244% | 0.009415% | 0.009415%
842 | 0.009591% | 0.008364% | 0.00913% | 0.00731% | 0.01065% | 0.01508% | 0.01155% | 0.008747% | 0.01004% | 0.008747% | 0.01065% | 0.00731% | 0.01065% | 0.006995% | 0.0123% | 0.00731% | 0.01065% | 0.01508% | 0.01155% | 0.008747% | 0.01004% | 0.01004% | 0.008747% | 0.01065% | 0.00731% | 0.01065% | 0.006995% | 0.0123% | 0.009591% | 0.009591%
843 | 0.009686% | 0.008362% | 0.00922% | 0.007287% | 0.01082% | 0.01512% | 0.01168% | 0.00787% | 0.01025% | 0.00787% | 0.01082% | 0.007287% | 0.01082% | 0.007207% | 0.01251% | 0.007287% | 0.01082% | 0.01512% | 0.01168% | 0.00787% | 0.01025% | 0.01025% | 0.00787% | 0.01082% | 0.007287% | 0.01082% | 0.007207% | 0.01251% | 0.009686% | 0.009686%
844 | 0.01003% | 0.008344% | 0.009487% | 0.00739% | 0.01091% | 0.01516% | 0.01174% | 0.007302% | 0.01072% | 0.007302% | 0.01091% | 0.00739% | 0.01091% | 0.0077% | 0.01268% | 0.00739% | 0.01091% | 0.01516% | 0.01174% | 0.007302% | 0.01072% | 0.01072% | 0.007302% | 0.01091% | 0.00739% | 0.01091% | 0.0077% | 0.01268% | 0.01003% | 0.01003%
845 | 0.01109% | 0.00827% | 0.009443% | 0.007645% | 0.01145% | 0.01522% | 0.01218% | 0.007226% | 0.01105% | 0.007226% | 0.01145% | 0.007645% | 0.01145% | 0.00829% | 0.01326% | 0.007645% | 0.01145% | 0.01522% | 0.01218% | 0.007226% | 0.01105% | 0.01105% | 0.007226% | 0.01145% | 0.007645% | 0.01145% | 0.00829% | 0.01326% | 0.01109% | 0.01109%
846 | 0.01347% | 0.008373% | 0.009837% | 0.009102% | 0.01277% | 0.01541% | 0.01326% | 0.008583% | 0.01219% | 0.008583% | 0.01277% | 0.009102% | 0.01277% | 0.009442% | 0.01499% | 0.009102% | 0.01277% | 0.01541% | 0.01326% | 0.008583% | 0.01219% | 0.01219% | 0.008583% | 0.01277% | 0.009102% | 0.01277% | 0.009442% | 0.01499% | 0.01347% | 0.01347%
847 | 0.02144% | 0.008885% | 0.01769% | 0.01013% | 0.01437% | 0.01561% | 0.01491% | 0.01068% | 0.01348% | 0.01068% | 0.01437% | 0.01013% | 0.01437% | 0.01124% | 0.01769% | 0.01013% | 0.01437% | 0.01561% | 0.01491% | 0.01068% | 0.01348% | 0.01348% | 0.01068% | 0.01437% | 0.01013% | 0.01437% | 0.01124% | 0.01769% | 0.02144% | 0.02144%
848 | 0.02023% | 0.01006% | 0.019% | 0.01089% | 0.01514% | 0.01463% | 0.01471% | 0.01308% | 0.01415% | 0.01308% | 0.01514% | 0.01089% | 0.01514% | 0.01238% | 0.0179% | 0.01089% | 0.01514% | 0.01463% | 0.01471% | 0.01308% | 0.01415% | 0.01415% | 0.01308% | 0.01514% | 0.01089% | 0.01514% | 0.01238% | 0.0179% | 0.02023% | 0.02023%
849 | 0.02126% | 0.01309% | 0.02057% | 0.013% | 0.01589% | 0.01383% | 0.01561% | 0.01515% | 0.01469% | 0.01515% | 0.01589% | 0.013% | 0.01589% | 0.01505% | 0.01912% | 0.013% | 0.01589% | 0.01383% | 0.01561% | 0.01515% | 0.01469% | 0.01469% | 0.01515% | 0.01589% | 0.013% | 0.01589% | 0.01505% | 0.01912% | 0.02126% | 0.02126%
850 | 0.02189% | 0.01594% | 0.02084% | 0.01431% | 0.01664% | 0.01302% | 0.01664% | 0.01533% | 0.01515% | 0.01533% | 0.01664% | 0.01431% | 0.01664% | 0.01609% | 0.02016% | 0.01431% | 0.01664% | 0.01302% | 0.01664% | 0.01533% | 0.01515% | 0.01515% | 0.01533% | 0.01664% | 0.01431% | 0.01664% | 0.01609% | 0.02016% | 0.02189% | 0.02189%
851 | 0.02212% | 0.01796% | 0.02119% | 0.015% | 0.0168% | 0.01228% | 0.01726% | 0.01559% | 0.01524% | 0.01559% | 0.0168% | 0.015% | 0.0168% | 0.01624% | 0.02094% | 0.015% | 0.0168% | 0.01228% | 0.01726% | 0.01559% | 0.01524% | 0.01524% | 0.01559% | 0.0168% | 0.015% | 0.0168% | 0.01624% | 0.02094% | 0.02212% | 0.02212%
852 | 0.02174% | 0.01849% | 0.02103% | 0.01537% | 0.01631% | 0.01162% | 0.01738% | 0.01514% | 0.01477% | 0.01514% | 0.01631% | 0.01537% | 0.01631% | 0.01615% | 0.02152% | 0.01537% | 0.01631% | 0.01162% | 0.01738% | 0.01514% | 0.01477% | 0.01477% | 0.01514% | 0.01631% | 0.01537% | 0.01631% | 0.01615% | 0.02152% | 0.02174% | 0.02174%
853 | 0.0208% | 0.01815% | 0.02101% | 0.01556% | 0.01554% | 0.01078% | 0.01707% | 0.01412% | 0.01416% | 0.01412% | 0.01554% | 0.01556% | 0.01554% | 0.01613% | 0.02169% | 0.01556% | 0.01554% | 0.01078% | 0.01707% | 0.01412% | 0.01416% | 0.01416% | 0.01412% | 0.01554% | 0.01556% | 0.01554% | 0.01613% | 0.02169% | 0.0208% | 0.0208%
854 | 0.01911% | 0.01741% | 0.02084% | 0.01565% | 0.01449% | 0.00973% | 0.01646% | 0.01319% | 0.01346% | 0.01319% | 0.01449% | 0.01565% | 0.01449% | 0.01612% | 0.02139% | 0.01565% | 0.01449% | 0.00973% | 0.01646% | 0.01319% | 0.01346% | 0.01346% | 0.01319% | 0.01449% | 0.01565% | 0.01449% | 0.01612% | 0.02139% | 0.01911% | 0.01911%
855 | 0.017% | 0.01479% | 0.01977% | 0.01566% | 0.01331% | 0.009048% | 0.01555% | 0.01282% | 0.01256% | 0.01282% | 0.01331% | 0.01566% | 0.01331% | 0.01601% | 0.0211% | 0.01566% | 0.01331% | 0.009048% | 0.01555% | 0.01282% | 0.01256% | 0.01256% | 0.01282% | 0.01331% | 0.01566% | 0.01331% | 0.01601% | 0.0211% | 0.017% | 0.017%
856 | 0.01516% | 0.01238% | 0.01932% | 0.01553% | 0.01244% | 0.008886% | 0.01434% | 0.01313% | 0.01196% | 0.01313% | 0.01244% | 0.01553% | 0.01244% | 0.01565% | 0.02029% | 0.01553% | 0.01244% | 0.008886% | 0.01434% | 0.01313% | 0.01196% | 0.01196% | 0.01313% | 0.01244% | 0.01553% | 0.01244% | 0.01565% | 0.02029% | 0.01516% | 0.01516%
857 | 0.01363% | 0.01107% | 0.01785% | 0.01532% | 0.01182% | 0.009503% | 0.01315% | 0.01123% | 0.01156% | 0.01123% | 0.01182% | 0.01532% | 0.01182% | 0.01518% | 0.01861% | 0.01532% | 0.01182% | 0.009503% | 0.01315% | 0.01123% | 0.01156% | 0.01156% | 0.01123% | 0.01182% | 0.01532% | 0.01182% | 0.01518% | 0.01861% | 0.01363% | 0.01363%
858 | 0.01434% | 0.00965% | 0.01931% | 0.01617% | 0.01218% | 0.01144% | 0.01428% | 0.01139% | 0.01163% | 0.01139% | 0.01218% | 0.01617% | 0.01218% | 0.01604% | 0.01901% | 0.01617% | 0.01218% | 0.01144% | 0.01428% | 0.01139% | 0.01163% | 0.01163% | 0.01139% | 0.01218% | 0.01617% | 0.01218% | 0.01604% | 0.01901% | 0.01434% | 0.01434%
859 | 0.01366% | 0.009156% | 0.01939% | 0.01578% | 0.01155% | 0.0127% | 0.01399% | 0.0113% | 0.01106% | 0.0113% | 0.01155% | 0.01578% | 0.01155% | 0.01565% | 0.01715% | 0.01578% | 0.01155% | 0.0127% | 0.01399% | 0.0113% | 0.01106% | 0.01106% | 0.0113% | 0.01155% | 0.01578% | 0.01155% | 0.01565% | 0.01715% | 0.01366% | 0.01366%
860 | 0.01315% | 0.008891% | 0.0171% | 0.01502% | 0.01087% | 0.01388% | 0.01359% | 0.01129% | 0.01049% | 0.01129% | 0.01087% | 0.01502% | 0.01087% | 0.01502% | 0.0156% | 0.01502% | 0.01087% | 0.01388% | 0.01359% | 0.01129% | 0.01049% | 0.01049% | 0.01129% | 0.01087% | 0.01502% | 0.01087% | 0.01502% | 0.0156% | 0.01315% | 0.01315%
861 | 0.01287% | 0.008802% | 0.01349% | 0.01409% | 0.01046% | 0.01437% | 0.01291% | 0.01145% | 0.01009% | 0.01145% | 0.01046% | 0.01409% | 0.01046% | 0.01415% | 0.01467% | 0.01409% | 0.01046% | 0.01437% | 0.01291% | 0.01145% | 0.01009% | 0.01009% | 0.01145% | 0.01046% | 0.01409% | 0.01046% | 0.01415% | 0.01467% | 0.01287% | 0.01287%
862 | 0.009204% | 0.008988% | 0.008712% | 0.01268% | 0.01041% | 0.01453% | 0.01238% | 0.01203% | 0.01012% | 0.01203% | 0.01041% | 0.01268% | 0.01041% | 0.01246% | 0.01443% | 0.01268% | 0.01041% | 0.01453% | 0.01238% | 0.01203% | 0.01012% | 0.01012% | 0.01203% | 0.01041% | 0.01268% | 0.01041% | 0.01246% | 0.01443% | 0.009204% | 0.009204%
863 | 0.009551% | 0.009155% | 0.008728% | 0.01053% | 0.01047% | 0.01465% | 0.01185% | 0.01224% | 0.01009% | 0.01224% | 0.01047% | 0.01053% | 0.01047% | 0.009522% | 0.01406% | 0.01053% | 0.01047% | 0.01465% | 0.01185% | 0.01224% | 0.01009% | 0.01009% | 0.01224% | 0.01047% | 0.01053% | 0.01047% | 0.009522% | 0.01406% | 0.009551% | 0.009551%
864 | 0.009263% | 0.008847% | 0.008656% | 0.009077% | 0.01028% | 0.01492% | 0.0113% | 0.0117% | 0.009875% | 0.0117% | 0.01028% | 0.009077% | 0.01028% | 0.007773% | 0.01343% | 0.009077% | 0.01028% | 0.01492% | 0.0113% | 0.0117% | 0.009875% | 0.009875% | 0.0117% | 0.01028% | 0.009077% | 0.01028% | 0.007773% | 0.01343% | 0.009263% | 0.009263%
865 | 0.009928% | 0.009109% | 0.009203% | 0.008221% | 0.01061% | 0.01478% | 0.01143% | 0.01034% | 0.0101% | 0.01034% | 0.01061% | 0.008221% | 0.01061% | 0.007262% | 0.0135% | 0.008221% | 0.01061% | 0.01478% | 0.01143% | 0.01034% | 0.0101% | 0.0101% | 0.01034% | 0.01061% | 0.008221% | 0.01061% | 0.007262% | 0.0135% | 0.009928% | 0.009928%
866 | 0.01011% | 0.009092% | 0.009656% | 0.007576% | 0.01046% | 0.01483% | 0.01132% | 0.008882% | 0.009988% | 0.008882% | 0.01046% | 0.007576% | 0.01046% | 0.007299% | 0.01333% | 0.007576% | 0.01046% | 0.01483% | 0.01132% | 0.008882% | 0.009988% | 0.009988% | 0.008882% | 0.01046% | 0.007576% | 0.01046% | 0.007299% | 0.01333% | 0.01011% | 0.01011%
867 | 0.01024% | 0.009111% | 0.009532% | 0.007598% | 0.01074% | 0.0149% | 0.01158% | 0.008022% | 0.01029% | 0.008022% | 0.01074% | 0.007598% | 0.01074% | 0.007573% | 0.01384% | 0.007598% | 0.01074% | 0.0149% | 0.01158% | 0.008022% | 0.01029% | 0.01029% | 0.008022% | 0.01074% | 0.007598% | 0.01074% | 0.007573% | 0.01384% | 0.01024% | 0.01024%
868 | 0.01059% | 0.009074% | 0.009602% | 0.007687% | 0.01098% | 0.01496% | 0.01172% | 0.007457% | 0.01068% | 0.007457% | 0.01098% | 0.007687% | 0.01098% | 0.008032% | 0.01423% | 0.007687% | 0.01098% | 0.01496% | 0.01172% | 0.007457% | 0.01068% | 0.01068% | 0.007457% | 0.01098% | 0.007687% | 0.01098% | 0.008032% | 0.01423% | 0.01059% | 0.01059%
869 | 0.01165% | 0.00917% | 0.009742% | 0.008033% | 0.01174% | 0.01493% | 0.01223% | 0.007761% | 0.01136% | 0.007761% | 0.01174% | 0.008033% | 0.01174% | 0.008607% | 0.01516% | 0.008033% | 0.01174% | 0.01493% | 0.01223% | 0.007761% | 0.01136% | 0.01136% | 0.007761% | 0.01174% | 0.008033% | 0.01174% | 0.008607% | 0.01516% | 0.01165% | 0.01165%
870 | 0.01382% | 0.009237% | 0.01008% | 0.009417% | 0.01285% | 0.01502% | 0.01323% | 0.008843% | 0.01237% | 0.008843% | 0.01285% | 0.009417% | 0.01285% | 0.009691% | 0.01651% | 0.009417% | 0.01285% | 0.01502% | 0.01323% | 0.008843% | 0.01237% | 0.01237% | 0.008843% | 0.01285% | 0.009417% | 0.01285% | 0.009691% | 0.01651% | 0.01382% | 0.01382%
871 | 0.02143% | 0.009655% | 0.01821% | 0.01037% | 0.01443% | 0.01523% | 0.0148% | 0.01088% | 0.01365% | 0.01088% | 0.01443% | 0.01037% | 0.01443% | 0.01143% | 0.019% | 0.01037% | 0.01443% | 0.01523% | 0.0148% | 0.01088% | 0.01365% | 0.01365% | 0.01088% | 0.01443% | 0.01037% | 0.01443% | 0.01143% | 0.019% | 0.02143% | 0.02143%
872 | 0.02027% | 0.0107% | 0.0191% | 0.01107% | 0.01508% | 0.01434% | 0.01462% | 0.01309% | 0.01412% | 0.01309% | 0.01508% | 0.01107% | 0.01508% | 0.01255% | 0.0191% | 0.01107% | 0.01508% | 0.01434% | 0.01462% | 0.01309% | 0.01412% | 0.01412% | 0.01309% | 0.01508% | 0.01107% | 0.01508% | 0.01255% | 0.0191% | 0.02027% | 0.02027%
873 | 0.02157% | 0.01375% | 0.02076% | 0.01322% | 0.01607% | 0.01377% | 0.01572% | 0.01529% | 0.0148% | 0.01529% | 0.01607% | 0.01322% | 0.01607% | 0.01532% | 0.02065% | 0.01322% | 0.01607% | 0.01377% | 0.01572% | 0.01529% | 0.0148% | 0.0148% | 0.01529% | 0.01607% | 0.01322% | 0.01607% | 0.01532% | 0.02065% | 0.02157% | 0.02157%
874 | 0.02241% | 0.01661% | 0.02105% | 0.0145% | 0.01673% | 0.013% | 0.01664% | 0.01545% | 0.01528% | 0.01545% | 0.01673% | 0.0145% | 0.01673% | 0.01623% | 0.02161% | 0.0145% | 0.01673% | 0.013% | 0.01664% | 0.01545% | 0.01528% | 0.01528% | 0.01545% | 0.01673% | 0.0145% | 0.01673% | 0.01623% | 0.02161% | 0.02241% | 0.02241%
875 | 0.02263% | 0.01839% | 0.02153% | 0.01515% | 0.01695% | 0.01231% | 0.01735% | 0.01559% | 0.01526% | 0.01559% | 0.01695% | 0.01515% | 0.01695% | 0.01643% | 0.02218% | 0.01515% | 0.01695% | 0.01231% | 0.01735% | 0.01559% | 0.01526% | 0.01526% | 0.01559% | 0.01695% | 0.01515% | 0.01695% | 0.01643% | 0.02218% | 0.02263% | 0.02263%
876 | 0.02226% | 0.01878% | 0.02141% | 0.0155% | 0.0165% | 0.01155% | 0.01755% | 0.01508% | 0.01475% | 0.01508% | 0.0165% | 0.0155% | 0.0165% | 0.01637% | 0.02259% | 0.0155% | 0.0165% | 0.01155% | 0.01755% | 0.01508% | 0.01475% | 0.01475% | 0.01508% | 0.0165% | 0.0155% | 0.0165% | 0.01637% | 0.02259% | 0.02226% | 0.02226%
877 | 0.02123% | 0.01838% | 0.02134% | 0.01567% | 0.01566% | 0.01053% | 0.01719% | 0.01407% | 0.01418% | 0.01407% | 0.01566% | 0.01567% | 0.01566% | 0.01626% | 0.02257% | 0.01567% | 0.01566% | 0.01053% | 0.01719% | 0.01407% | 0.01418% | 0.01418% | 0.01407% | 0.01566% | 0.01567% | 0.01566% | 0.01626% | 0.02257% | 0.02123% | 0.02123%
878 | 0.01953% | 0.01764% | 0.02117% | 0.01575% | 0.01463% | 0.009367% | 0.01658% | 0.01321% | 0.01351% | 0.01321% | 0.01463% | 0.01575% | 0.01463% | 0.01623% | 0.02228% | 0.01575% | 0.01463% | 0.009367% | 0.01658% | 0.01321% | 0.01351% | 0.01351% | 0.01321% | 0.01463% | 0.01575% | 0.01463% | 0.01623% | 0.02228% | 0.01953% | 0.01953%
879 | 0.01726% | 0.01491% | 0.02002% | 0.01572% | 0.01342% | 0.008607% | 0.01564% | 0.01278% | 0.01252% | 0.01278% | 0.01342% | 0.01572% | 0.01342% | 0.01612% | 0.02183% | 0.01572% | 0.01342% | 0.008607% | 0.01564% | 0.01278% | 0.01252% | 0.01252% | 0.01278% | 0.01342% | 0.01572% | 0.01342% | 0.01612% | 0.02183% | 0.01726% | 0.01726%
880 | 0.0153% | 0.01241% | 0.01955% | 0.01556% | 0.01248% | 0.008603% | 0.01443% | 0.01298% | 0.01177% | 0.01298% | 0.01248% | 0.01556% | 0.01248% | 0.0158% | 0.02088% | 0.01556% | 0.01248% | 0.008603% | 0.01443% | 0.01298% | 0.01177% | 0.01177% | 0.01298% | 0.01248% | 0.01556% | 0.01248% | 0.0158% | 0.02088% | 0.0153% | 0.0153%
881 | 0.01373% | 0.01114% | 0.0181% | 0.01541% | 0.01196% | 0.009376% | 0.01332% | 0.0113% | 0.01149% | 0.0113% | 0.01196% | 0.01541% | 0.01196% | 0.01533% | 0.01933% | 0.01541% | 0.01196% | 0.009376% | 0.01332% | 0.0113% | 0.01149% | 0.01149% | 0.0113% | 0.01196% | 0.01541% | 0.01196% | 0.01533% | 0.01933% | 0.01373% | 0.01373%
882 | 0.01443% | 0.009798% | 0.01956% | 0.01633% | 0.01258% | 0.01144% | 0.01453% | 0.01184% | 0.01193% | 0.01184% | 0.01258% | 0.01633% | 0.01258% | 0.0162% | 0.01989% | 0.01633% | 0.01258% | 0.01144% | 0.01453% | 0.01184% | 0.01193% | 0.01193% | 0.01184% | 0.01258% | 0.01633% | 0.01258% | 0.0162% | 0.01989% | 0.01443% | 0.01443%
883 | 0.01372% | 0.009238% | 0.01964% | 0.01596% | 0.01216% | 0.01278% | 0.01423% | 0.01202% | 0.01166% | 0.01202% | 0.01216% | 0.01596% | 0.01216% | 0.01576% | 0.01811% | 0.01596% | 0.01216% | 0.01278% | 0.01423% | 0.01202% | 0.01166% | 0.01166% | 0.01202% | 0.01216% | 0.01596% | 0.01216% | 0.01576% | 0.01811% | 0.01372% | 0.01372%
884 | 0.01318% | 0.008974% | 0.01734% | 0.01525% | 0.01153% | 0.01396% | 0.0138% | 0.01208% | 0.01115% | 0.01208% | 0.01153% | 0.01525% | 0.01153% | 0.0151% | 0.01668% | 0.01525% | 0.01153% | 0.01396% | 0.0138% | 0.01208% | 0.01115% | 0.01115% | 0.01208% | 0.01153% | 0.01525% | 0.01153% | 0.0151% | 0.01668% | 0.01318% | 0.01318%
885 | 0.01286% | 0.008812% | 0.0136% | 0.01426% | 0.011% | 0.01459% | 0.01309% | 0.01204% | 0.01058% | 0.01204% | 0.011% | 0.01426% | 0.011% | 0.01426% | 0.01547% | 0.01426% | 0.011% | 0.01459% | 0.01309% | 0.01204% | 0.01058% | 0.01058% | 0.01204% | 0.011% | 0.01426% | 0.011% | 0.01426% | 0.01547% | 0.01286% | 0.01286%
886 | 0.009187% | 0.00877% | 0.008558% | 0.01273% | 0.01079% | 0.01485% | 0.0125% | 0.01236% | 0.0104% | 0.01236% | 0.01079% | 0.01273% | 0.01079% | 0.01256% | 0.01498% | 0.01273% | 0.01079% | 0.01485% | 0.0125% | 0.01236% | 0.0104% | 0.0104% | 0.01236% | 0.01079% | 0.01273% | 0.01079% | 0.01256% | 0.01498% | 0.009187% | 0.009187%
887 | 0.009587% | 0.008866% | 0.008826% | 0.01062% | 0.01097% | 0.01498% | 0.01199% | 0.01275% | 0.01052% | 0.01275% | 0.01097% | 0.01062% | 0.01097% | 0.009591% | 0.01492% | 0.01062% | 0.01097% | 0.01498% | 0.01199% | 0.01275% | 0.01052% | 0.01052% | 0.01275% | 0.01097% | 0.01062% | 0.01097% | 0.009591% | 0.01492% | 0.009587% | 0.009587%
888 | 0.009757% | 0.008964% | 0.009286% | 0.00917% | 0.01087% | 0.01496% | 0.01169% | 0.01252% | 0.01036% | 0.01252% | 0.01087% | 0.00917% | 0.01087% | 0.007676% | 0.01448% | 0.00917% | 0.01087% | 0.01496% | 0.01169% | 0.01252% | 0.01036% | 0.01036% | 0.01252% | 0.01087% | 0.00917% | 0.01087% | 0.007676% | 0.01448% | 0.009757% | 0.009757%
889 | 0.009925% | 0.00884% | 0.009311% | 0.008262% | 0.01077% | 0.0151% | 0.0115% | 0.01041% | 0.01022% | 0.01041% | 0.01077% | 0.008262% | 0.01077% | 0.00736% | 0.01399% | 0.008262% | 0.01077% | 0.0151% | 0.0115% | 0.01041% | 0.01022% | 0.01022% | 0.01041% | 0.01077% | 0.008262% | 0.01077% | 0.00736% | 0.01399% | 0.009925% | 0.009925%
890 | 0.01002% | 0.008787% | 0.009538% | 0.007553% | 0.01064% | 0.01513% | 0.01138% | 0.009005% | 0.01013% | 0.009005% | 0.01064% | 0.007553% | 0.01064% | 0.00738% | 0.01368% | 0.007553% | 0.01064% | 0.01513% | 0.01138% | 0.009005% | 0.01013% | 0.01013% | 0.009005% | 0.01064% | 0.007553% | 0.01064% | 0.00738% | 0.01368% | 0.01002% | 0.01002%
891 | 0.01012% | 0.008756% | 0.009561% | 0.007543% | 0.01083% | 0.0151% | 0.01156% | 0.008116% | 0.01039% | 0.008116% | 0.01083% | 0.007543% | 0.01083% | 0.007553% | 0.01392% | 0.007543% | 0.01083% | 0.0151% | 0.01156% | 0.008116% | 0.01039% | 0.01039% | 0.008116% | 0.01083% | 0.007543% | 0.01083% | 0.007553% | 0.01392% | 0.01012% | 0.01012%
892 | 0.01046% | 0.008762% | 0.009601% | 0.007684% | 0.01116% | 0.0151% | 0.0117% | 0.007768% | 0.01093% | 0.007768% | 0.01116% | 0.007684% | 0.01116% | 0.007952% | 0.01437% | 0.007684% | 0.01116% | 0.0151% | 0.0117% | 0.007768% | 0.01093% | 0.01093% | 0.007768% | 0.01116% | 0.007684% | 0.01116% | 0.007952% | 0.01437% | 0.01046% | 0.01046%
893 | 0.01144% | 0.008746% | 0.009829% | 0.007992% | 0.01179% | 0.01512% | 0.01214% | 0.007866% | 0.01144% | 0.007866% | 0.01179% | 0.007992% | 0.01179% | 0.008524% | 0.01509% | 0.007992% | 0.01179% | 0.01512% | 0.01214% | 0.007866% | 0.01144% | 0.01144% | 0.007866% | 0.01179% | 0.007992% | 0.01179% | 0.008524% | 0.01509% | 0.01144% | 0.01144%
894 | 0.01358% | 0.008737% | 0.009965% | 0.009317% | 0.01282% | 0.01521% | 0.01309% | 0.008844% | 0.01239% | 0.008844% | 0.01282% | 0.009317% | 0.01282% | 0.009486% | 0.01631% | 0.009317% | 0.01282% | 0.01521% | 0.01309% | 0.008844% | 0.01239% | 0.01239% | 0.008844% | 0.01282% | 0.009317% | 0.01282% | 0.009486% | 0.01631% | 0.01358% | 0.01358%
895 | 0.02078% | 0.009213% | 0.01751% | 0.01021% | 0.01435% | 0.01534% | 0.01459% | 0.01081% | 0.01366% | 0.01081% | 0.01435% | 0.01021% | 0.01435% | 0.01112% | 0.01855% | 0.01021% | 0.01435% | 0.01534% | 0.01459% | 0.01081% | 0.01366% | 0.01366% | 0.01081% | 0.01435% | 0.01021% | 0.01435% | 0.01112% | 0.01855% | 0.02078% | 0.02078%
896 | 0.01973% | 0.0101% | 0.01879% | 0.01079% | 0.01495% | 0.01428% | 0.01431% | 0.01311% | 0.01418% | 0.01311% | 0.01495% | 0.01079% | 0.01495% | 0.01207% | 0.01823% | 0.01079% | 0.01495% | 0.01428% | 0.01431% | 0.01311% | 0.01418% | 0.01418% | 0.01311% | 0.01495% | 0.01079% | 0.01495% | 0.01207% | 0.01823% | 0.01973% | 0.01973%
897 | 0.0211% | 0.01296% | 0.0204% | 0.01286% | 0.01582% | 0.01374% | 0.01537% | 0.0151% | 0.01467% | 0.0151% | 0.01582% | 0.01286% | 0.01582% | 0.01476% | 0.01937% | 0.01286% | 0.01582% | 0.01374% | 0.01537% | 0.0151% | 0.01467% | 0.01467% | 0.0151% | 0.01582% | 0.01286% | 0.01582% | 0.01476% | 0.01937% | 0.0211% | 0.0211%
898 | 0.02191% | 0.01591% | 0.02063% | 0.01415% | 0.01644% | 0.01301% | 0.01641% | 0.0151% | 0.01498% | 0.0151% | 0.01644% | 0.01415% | 0.01644% | 0.01584% | 0.02034% | 0.01415% | 0.01644% | 0.01301% | 0.01641% | 0.0151% | 0.01498% | 0.01498% | 0.0151% | 0.01644% | 0.01415% | 0.01644% | 0.01584% | 0.02034% | 0.02191% | 0.02191%
899 | 0.02218% | 0.01785% | 0.021% | 0.01478% | 0.01657% | 0.01229% | 0.01708% | 0.01517% | 0.01493% | 0.01517% | 0.01657% | 0.01478% | 0.01657% | 0.01605% | 0.02091% | 0.01478% | 0.01657% | 0.01229% | 0.01708% | 0.01517% | 0.01493% | 0.01493% | 0.01517% | 0.01657% | 0.01478% | 0.01657% | 0.01605% | 0.02091% | 0.02218% | 0.02218%
900 | 0.02174% | 0.01842% | 0.02086% | 0.0151% | 0.01619% | 0.01162% | 0.01724% | 0.01473% | 0.01452% | 0.01473% | 0.01619% | 0.0151% | 0.01619% | 0.01599% | 0.02133% | 0.0151% | 0.01619% | 0.01162% | 0.01724% | 0.01473% | 0.01452% | 0.01452% | 0.01473% | 0.01619% | 0.0151% | 0.01619% | 0.01599% | 0.02133% | 0.02174% | 0.02174%
901 | 0.02076% | 0.01816% | 0.02078% | 0.01535% | 0.01554% | 0.01048% | 0.01692% | 0.01404% | 0.01414% | 0.01404% | 0.01554% | 0.01535% | 0.01554% | 0.01592% | 0.02151% | 0.01535% | 0.01554% | 0.01048% | 0.01692% | 0.01404% | 0.01414% | 0.01414% | 0.01404% | 0.01554% | 0.01535% | 0.01554% | 0.01592% | 0.02151% | 0.02076% | 0.02076%
902 | 0.01903% | 0.0174% | 0.02055% | 0.0154% | 0.01448% | 0.009277% | 0.01628% | 0.01315% | 0.01344% | 0.01315% | 0.01448% | 0.0154% | 0.01448% | 0.01585% | 0.02124% | 0.0154% | 0.01448% | 0.009277% | 0.01628% | 0.01315% | 0.01344% | 0.01344% | 0.01315% | 0.01448% | 0.0154% | 0.01448% | 0.01585% | 0.02124% | 0.01903% | 0.01903%
903 | 0.01667% | 0.01466% | 0.01926% | 0.01528% | 0.01314% | 0.008437% | 0.01521% | 0.01262% | 0.01238% | 0.01262% | 0.01314% | 0.01528% | 0.01314% | 0.01562% | 0.02058% | 0.01528% | 0.01314% | 0.008437% | 0.01521% | 0.01262% | 0.01238% | 0.01238% | 0.01262% | 0.01314% | 0.01528% | 0.01314% | 0.01562% | 0.02058% | 0.01667% | 0.01667%
904 | 0.01474% | 0.01219% | 0.01868% | 0.01513% | 0.01222% | 0.008363% | 0.01394% | 0.01299% | 0.01181% | 0.01299% | 0.01222% | 0.01513% | 0.01222% | 0.01519% | 0.01955% | 0.01513% | 0.01222% | 0.008363% | 0.01394% | 0.01299% | 0.01181% | 0.01181% | 0.01299% | 0.01222% | 0.01513% | 0.01222% | 0.01519% | 0.01955% | 0.01474% | 0.01474%
905 | 0.01315% | 0.01083% | 0.01718% | 0.01492% | 0.01161% | 0.008947% | 0.01276% | 0.01112% | 0.01141% | 0.01112% | 0.01161% | 0.01492% | 0.01161% | 0.01467% | 0.01772% | 0.01492% | 0.01161% | 0.008947% | 0.01276% | 0.01112% | 0.01141% | 0.01141% | 0.01112% | 0.01161% | 0.01492% | 0.01161% | 0.01467% | 0.01772% | 0.01315% | 0.01315%
906 | 0.01377% | 0.009364% | 0.01864% | 0.01579% | 0.01206% | 0.01078% | 0.01389% | 0.01142% | 0.01158% | 0.01142% | 0.01206% | 0.01579% | 0.01206% | 0.01547% | 0.01802% | 0.01579% | 0.01206% | 0.01078% | 0.01389% | 0.01142% | 0.01158% | 0.01158% | 0.01142% | 0.01206% | 0.01579% | 0.01206% | 0.01547% | 0.01802% | 0.01377% | 0.01377%
907 | 0.01318% | 0.008828% | 0.01873% | 0.01543% | 0.01162% | 0.01207% | 0.01367% | 0.01143% | 0.01116% | 0.01143% | 0.01162% | 0.01543% | 0.01162% | 0.0151% | 0.01617% | 0.01543% | 0.01162% | 0.01207% | 0.01367% | 0.01143% | 0.01116% | 0.01116% | 0.01143% | 0.01162% | 0.01543% | 0.01162% | 0.0151% | 0.01617% | 0.01318% | 0.01318%
908 | 0.01266% | 0.008529% | 0.01645% | 0.01469% | 0.0109% | 0.01313% | 0.01325% | 0.01139% | 0.01058% | 0.01139% | 0.0109% | 0.01469% | 0.0109% | 0.01449% | 0.01449% | 0.01469% | 0.0109% | 0.01313% | 0.01325% | 0.01139% | 0.01058% | 0.01058% | 0.01139% | 0.0109% | 0.01469% | 0.0109% | 0.01449% | 0.01449% | 0.01266% | 0.01266%
909 | 0.01242% | 0.00848% | 0.01298% | 0.01383% | 0.01055% | 0.01351% | 0.01259% | 0.01162% | 0.01026% | 0.01162% | 0.01055% | 0.01383% | 0.01055% | 0.0137% | 0.01365% | 0.01383% | 0.01055% | 0.01351% | 0.01259% | 0.01162% | 0.01026% | 0.01026% | 0.01162% | 0.01055% | 0.01383% | 0.01055% | 0.0137% | 0.01365% | 0.01242% | 0.01242%
910 | 0.008743% | 0.008411% | 0.008151% | 0.01236% | 0.01032% | 0.01362% | 0.01197% | 0.01192% | 0.01007% | 0.01192% | 0.01032% | 0.01236% | 0.01032% | 0.0121% | 0.013% | 0.01236% | 0.01032% | 0.01362% | 0.01197% | 0.01192% | 0.01007% | 0.01007% | 0.01192% | 0.01032% | 0.01236% | 0.01032% | 0.0121% | 0.013% | 0.008743% | 0.008743%
911 | 0.009026% | 0.008293% | 0.007949% | 0.01008% | 0.01015% | 0.01369% | 0.01131% | 0.01197% | 0.009858% | 0.01197% | 0.01015% | 0.01008% | 0.01015% | 0.009119% | 0.01218% | 0.01008% | 0.01015% | 0.01369% | 0.01131% | 0.01197% | 0.009858% | 0.009858% | 0.01197% | 0.01015% | 0.01008% | 0.01015% | 0.009119% | 0.01218% | 0.009026% | 0.009026%
912 | 0.009275% | 0.008418% | 0.008551% | 0.008713% | 0.01034% | 0.01404% | 0.0112% | 0.01208% | 0.009987% | 0.01208% | 0.01034% | 0.008713% | 0.01034% | 0.007247% | 0.01245% | 0.008713% | 0.01034% | 0.01404% | 0.0112% | 0.01208% | 0.009987% | 0.009987% | 0.01208% | 0.01034% | 0.008713% | 0.01034% | 0.007247% | 0.01245% | 0.009275% | 0.009275%
913 | 0.009295% | 0.008221% | 0.008607% | 0.0076% | 0.01023% | 0.01372% | 0.01092% | 0.01012% | 0.009934% | 0.01012% | 0.01023% | 0.0076% | 0.01023% | 0.006538% | 0.01142% | 0.0076% | 0.01023% | 0.01372% | 0.01092% | 0.01012% | 0.009934% | 0.009934% | 0.01012% | 0.01023% | 0.0076% | 0.01023% | 0.006538% | 0.01142% | 0.009295% | 0.009295%
914 | 0.009497% | 0.008154% | 0.008866% | 0.006962% | 0.01007% | 0.01369% | 0.01078% | 0.008695% | 0.009808% | 0.008695% | 0.01007% | 0.006962% | 0.01007% | 0.006559% | 0.01113% | 0.006962% | 0.01007% | 0.01369% | 0.01078% | 0.008695% | 0.009808% | 0.009808% | 0.008695% | 0.01007% | 0.006962% | 0.01007% | 0.006559% | 0.01113% | 0.009497% | 0.009497%
915 | 0.009675% | 0.00811% | 0.009015% | 0.006837% | 0.01009% | 0.01367% | 0.01089% | 0.007619% | 0.009902% | 0.007619% | 0.01009% | 0.006837% | 0.01009% | 0.006694% | 0.01111% | 0.006837% | 0.01009% | 0.01367% | 0.01089% | 0.007619% | 0.009902% | 0.009902% | 0.007619% | 0.01009% | 0.006837% | 0.01009% | 0.006694% | 0.01111% | 0.009675% | 0.009675%
916 | 0.01007% | 0.008099% | 0.009037% | 0.006914% | 0.0102% | 0.01372% | 0.01105% | 0.006893% | 0.01015% | 0.006893% | 0.0102% | 0.006914% | 0.0102% | 0.0072% | 0.01153% | 0.006914% | 0.0102% | 0.01372% | 0.01105% | 0.006893% | 0.01015% | 0.01015% | 0.006893% | 0.0102% | 0.006914% | 0.0102% | 0.0072% | 0.01153% | 0.01007% | 0.01007%
917 | 0.01117% | 0.008092% | 0.009157% | 0.007157% | 0.01072% | 0.01377% | 0.01152% | 0.006897% | 0.01057% | 0.006897% | 0.01072% | 0.007157% | 0.01072% | 0.00776% | 0.01227% | 0.007157% | 0.01072% | 0.01377% | 0.01152% | 0.006897% | 0.01057% | 0.01057% | 0.006897% | 0.01072% | 0.007157% | 0.01072% | 0.00776% | 0.01227% | 0.01117% | 0.01117%
918 | 0.01344% | 0.008169% | 0.00953% | 0.00847% | 0.01189% | 0.01387% | 0.01256% | 0.008102% | 0.01162% | 0.008102% | 0.01189% | 0.00847% | 0.01189% | 0.008789% | 0.01383% | 0.00847% | 0.01189% | 0.01387% | 0.01256% | 0.008102% | 0.01162% | 0.01162% | 0.008102% | 0.01189% | 0.00847% | 0.01189% | 0.008789% | 0.01383% | 0.01344% | 0.01344%
919 | 0.02089% | 0.008663% | 0.01756% | 0.009454% | 0.01348% | 0.01402% | 0.01424% | 0.01% | 0.01286% | 0.01% | 0.01348% | 0.009454% | 0.01348% | 0.01059% | 0.01643% | 0.009454% | 0.01348% | 0.01402% | 0.01424% | 0.01% | 0.01286% | 0.01286% | 0.01% | 0.01348% | 0.009454% | 0.01348% | 0.01059% | 0.01643% | 0.02089% | 0.02089%
920 | 0.02006% | 0.009763% | 0.01859% | 0.01016% | 0.01418% | 0.01307% | 0.01399% | 0.01237% | 0.01351% | 0.01237% | 0.01418% | 0.01016% | 0.01418% | 0.01165% | 0.01661% | 0.01016% | 0.01418% | 0.01307% | 0.01399% | 0.01237% | 0.01351% | 0.01351% | 0.01237% | 0.01418% | 0.01016% | 0.01418% | 0.01165% | 0.01661% | 0.02006% | 0.02006%
921 | 0.02108% | 0.01275% | 0.02021% | 0.01225% | 0.01512% | 0.01273% | 0.01499% | 0.01454% | 0.01417% | 0.01454% | 0.01512% | 0.01225% | 0.01512% | 0.01425% | 0.01794% | 0.01225% | 0.01512% | 0.01273% | 0.01499% | 0.01454% | 0.01417% | 0.01417% | 0.01454% | 0.01512% | 0.01225% | 0.01512% | 0.01425% | 0.01794% | 0.02108% | 0.02108%
922 | 0.02175% | 0.01558% | 0.02043% | 0.01355% | 0.01598% | 0.01227% | 0.01602% | 0.01469% | 0.01472% | 0.01469% | 0.01598% | 0.01355% | 0.01598% | 0.01517% | 0.01917% | 0.01355% | 0.01598% | 0.01227% | 0.01602% | 0.01469% | 0.01472% | 0.01472% | 0.01469% | 0.01598% | 0.01355% | 0.01598% | 0.01517% | 0.01917% | 0.02175% | 0.02175%
923 | 0.0219% | 0.01767% | 0.02089% | 0.01423% | 0.0163% | 0.01183% | 0.01675% | 0.0149% | 0.01482% | 0.0149% | 0.0163% | 0.01423% | 0.0163% | 0.01523% | 0.02006% | 0.01423% | 0.0163% | 0.01183% | 0.01675% | 0.0149% | 0.01482% | 0.01482% | 0.0149% | 0.0163% | 0.01423% | 0.0163% | 0.01523% | 0.02006% | 0.0219% | 0.0219%
924 | 0.02147% | 0.01825% | 0.0207% | 0.01457% | 0.01592% | 0.01105% | 0.01689% | 0.01453% | 0.01445% | 0.01453% | 0.01592% | 0.01457% | 0.01592% | 0.01503% | 0.02058% | 0.01457% | 0.01592% | 0.01105% | 0.01689% | 0.01453% | 0.01445% | 0.01445% | 0.01453% | 0.01592% | 0.01457% | 0.01592% | 0.01503% | 0.02058% | 0.02147% | 0.02147%
925 | 0.02036% | 0.01793% | 0.02061% | 0.01479% | 0.01522% | 0.01011% | 0.0166% | 0.01368% | 0.01399% | 0.01368% | 0.01522% | 0.01479% | 0.01522% | 0.01488% | 0.02081% | 0.01479% | 0.01522% | 0.01011% | 0.0166% | 0.01368% | 0.01399% | 0.01399% | 0.01368% | 0.01522% | 0.01479% | 0.01522% | 0.01488% | 0.02081% | 0.02036% | 0.02036%
926 | 0.01862% | 0.01725% | 0.02048% | 0.0149% | 0.01417% | 0.008969% | 0.01597% | 0.01272% | 0.01331% | 0.01272% | 0.01417% | 0.0149% | 0.01417% | 0.01486% | 0.02065% | 0.0149% | 0.01417% | 0.008969% | 0.01597% | 0.01272% | 0.01331% | 0.01331% | 0.01272% | 0.01417% | 0.0149% | 0.01417% | 0.01486% | 0.02065% | 0.01862% | 0.01862%
927 | 0.0164% | 0.01459% | 0.01926% | 0.0149% | 0.01291% | 0.008233% | 0.01498% | 0.01219% | 0.01227% | 0.01219% | 0.01291% | 0.0149% | 0.01291% | 0.01484% | 0.02024% | 0.0149% | 0.01291% | 0.008233% | 0.01498% | 0.01219% | 0.01227% | 0.01227% | 0.01219% | 0.01291% | 0.0149% | 0.01291% | 0.01484% | 0.02024% | 0.0164% | 0.0164%
928 | 0.0146% | 0.01211% | 0.01882% | 0.01485% | 0.01194% | 0.008057% | 0.01377% | 0.01252% | 0.01149% | 0.01252% | 0.01194% | 0.01485% | 0.01194% | 0.01474% | 0.01923% | 0.01485% | 0.01194% | 0.008057% | 0.01377% | 0.01252% | 0.01149% | 0.01149% | 0.01252% | 0.01194% | 0.01485% | 0.01194% | 0.01474% | 0.01923% | 0.0146% | 0.0146%
929 | 0.01303% | 0.01078% | 0.01753% | 0.0148% | 0.01135% | 0.008589% | 0.01265% | 0.01075% | 0.01114% | 0.01075% | 0.01135% | 0.0148% | 0.01135% | 0.0145% | 0.0174% | 0.0148% | 0.01135% | 0.008589% | 0.01265% | 0.01075% | 0.01114% | 0.01114% | 0.01075% | 0.01135% | 0.0148% | 0.01135% | 0.0145% | 0.0174% | 0.01303% | 0.01303%
930 | 0.01352% | 0.00927% | 0.01887% | 0.01563% | 0.01162% | 0.01045% | 0.01363% | 0.01097% | 0.01118% | 0.01097% | 0.01162% | 0.01563% | 0.01162% | 0.01543% | 0.01725% | 0.01563% | 0.01162% | 0.01045% | 0.01363% | 0.01097% | 0.01118% | 0.01118% | 0.01097% | 0.01162% | 0.01563% | 0.01162% | 0.01543% | 0.01725% | 0.01352% | 0.01352%
931 | 0.01308% | 0.008727% | 0.01914% | 0.01538% | 0.01113% | 0.01176% | 0.01341% | 0.01098% | 0.01075% | 0.01098% | 0.01113% | 0.01538% | 0.01113% | 0.01523% | 0.01529% | 0.01538% | 0.01113% | 0.01176% | 0.01341% | 0.01098% | 0.01075% | 0.01075% | 0.01098% | 0.01113% | 0.01538% | 0.01113% | 0.01523% | 0.01529% | 0.01308% | 0.01308%
932 | 0.01252% | 0.008411% | 0.01682% | 0.01466% | 0.01038% | 0.01284% | 0.01293% | 0.01093% | 0.01017% | 0.01093% | 0.01038% | 0.01466% | 0.01038% | 0.01463% | 0.01356% | 0.01466% | 0.01038% | 0.01284% | 0.01293% | 0.01093% | 0.01017% | 0.01017% | 0.01093% | 0.01038% | 0.01466% | 0.01038% | 0.01463% | 0.01356% | 0.01252% | 0.01252%
933 | 0.01226% | 0.00832% | 0.01321% | 0.01373% | 0.009846% | 0.01327% | 0.0122% | 0.01101% | 0.009689% | 0.01101% | 0.009846% | 0.01373% | 0.009846% | 0.0138% | 0.0125% | 0.01373% | 0.009846% | 0.01327% | 0.0122% | 0.01101% | 0.009689% | 0.009689% | 0.01101% | 0.009846% | 0.01373% | 0.009846% | 0.0138% | 0.0125% | 0.01226% | 0.01226%
934 | 0.008495% | 0.008283% | 0.008104% | 0.01215% | 0.009529% | 0.01341% | 0.01158% | 0.0113% | 0.009462% | 0.0113% | 0.009529% | 0.01215% | 0.009529% | 0.01202% | 0.01191% | 0.01215% | 0.009529% | 0.01341% | 0.01158% | 0.0113% | 0.009462% | 0.009462% | 0.0113% | 0.009529% | 0.01215% | 0.009529% | 0.01202% | 0.01191% | 0.008495% | 0.008495%
935 | 0.00879% | 0.008311% | 0.008369% | 0.009902% | 0.009534% | 0.01347% | 0.01104% | 0.01153% | 0.00941% | 0.01153% | 0.009534% | 0.009902% | 0.009534% | 0.008929% | 0.01168% | 0.009902% | 0.009534% | 0.01347% | 0.01104% | 0.01153% | 0.00941% | 0.00941% | 0.01153% | 0.009534% | 0.009902% | 0.009534% | 0.008929% | 0.01168% | 0.00879% | 0.00879%
936 | 0.009023% | 0.008318% | 0.008511% | 0.008456% | 0.009769% | 0.01357% | 0.01089% | 0.01164% | 0.009563% | 0.01164% | 0.009769% | 0.008456% | 0.009769% | 0.006942% | 0.01156% | 0.008456% | 0.009769% | 0.01357% | 0.01089% | 0.01164% | 0.009563% | 0.009563% | 0.01164% | 0.009769% | 0.008456% | 0.009769% | 0.006942% | 0.01156% | 0.009023% | 0.009023%
937 | 0.009218% | 0.008292% | 0.008785% | 0.007571% | 0.009684% | 0.01363% | 0.01075% | 0.009721% | 0.009431% | 0.009721% | 0.009684% | 0.007571% | 0.009684% | 0.006638% | 0.0111% | 0.007571% | 0.009684% | 0.01363% | 0.01075% | 0.009721% | 0.009431% | 0.009431% | 0.009721% | 0.009684% | 0.007571% | 0.009684% | 0.006638% | 0.0111% | 0.009218% | 0.009218%
938 | 0.009331% | 0.008304% | 0.009109% | 0.006987% | 0.009687% | 0.01369% | 0.01069% | 0.008369% | 0.009449% | 0.008369% | 0.009687% | 0.006987% | 0.009687% | 0.006696% | 0.01114% | 0.006987% | 0.009687% | 0.01369% | 0.01069% | 0.008369% | 0.009449% | 0.009449% | 0.008369% | 0.009687% | 0.006987% | 0.009687% | 0.006696% | 0.01114% | 0.009331% | 0.009331%
939 | 0.009477% | 0.00831% | 0.009222% | 0.006944% | 0.009803% | 0.0137% | 0.01087% | 0.0074% | 0.009648% | 0.0074% | 0.009803% | 0.006944% | 0.009803% | 0.006896% | 0.01147% | 0.006944% | 0.009803% | 0.0137% | 0.01087% | 0.0074% | 0.009648% | 0.009648% | 0.0074% | 0.009803% | 0.006944% | 0.009803% | 0.006896% | 0.01147% | 0.009477% | 0.009477%
940 | 0.009927% | 0.008307% | 0.009421% | 0.007063% | 0.01003% | 0.01378% | 0.01108% | 0.006858% | 0.01008% | 0.006858% | 0.01003% | 0.007063% | 0.01003% | 0.007429% | 0.01201% | 0.007063% | 0.01003% | 0.01378% | 0.01108% | 0.006858% | 0.01008% | 0.01008% | 0.006858% | 0.01003% | 0.007063% | 0.01003% | 0.007429% | 0.01201% | 0.009927% | 0.009927%
941 | 0.01099% | 0.008245% | 0.009386% | 0.007306% | 0.01056% | 0.01383% | 0.01148% | 0.006872% | 0.01052% | 0.006872% | 0.01056% | 0.007306% | 0.01056% | 0.008022% | 0.01263% | 0.007306% | 0.01056% | 0.01383% | 0.01148% | 0.006872% | 0.01052% | 0.01052% | 0.006872% | 0.01056% | 0.007306% | 0.01056% | 0.008022% | 0.01263% | 0.01099% | 0.01099%
942 | 0.01329% | 0.008255% | 0.009671% | 0.008568% | 0.01163% | 0.01393% | 0.01243% | 0.008005% | 0.01146% | 0.008005% | 0.01163% | 0.008568% | 0.01163% | 0.00904% | 0.01399% | 0.008568% | 0.01163% | 0.01393% | 0.01243% | 0.008005% | 0.01146% | 0.01146% | 0.008005% | 0.01163% | 0.008568% | 0.01163% | 0.00904% | 0.01399% | 0.01329% | 0.01329%
943 | 0.02045% | 0.008727% | 0.01732% | 0.009502% | 0.01315% | 0.01411% | 0.01392% | 0.009979% | 0.01271% | 0.009979% | 0.01315% | 0.009502% | 0.01315% | 0.01067% | 0.01629% | 0.009502% | 0.01315% | 0.01411% | 0.01392% | 0.009979% | 0.01271% | 0.01271% | 0.009979% | 0.01315% | 0.009502% | 0.01315% | 0.01067% | 0.01629% | 0.02045% | 0.02045%
944 | 0.01946% | 0.009791% | 0.01849% | 0.01014% | 0.01378% | 0.01313% | 0.01372% | 0.01219% | 0.01329% | 0.01219% | 0.01378% | 0.01014% | 0.01378% | 0.01171% | 0.01624% | 0.01014% | 0.01378% | 0.01313% | 0.01372% | 0.01219% | 0.01329% | 0.01329% | 0.01219% | 0.01378% | 0.01014% | 0.01378% | 0.01171% | 0.01624% | 0.01946% | 0.01946%
945 | 0.02077% | 0.0127% | 0.01996% | 0.01225% | 0.01483% | 0.01256% | 0.0148% | 0.01449% | 0.01406% | 0.01449% | 0.01483% | 0.01225% | 0.01483% | 0.01438% | 0.01769% | 0.01225% | 0.01483% | 0.01256% | 0.0148% | 0.01449% | 0.01406% | 0.01406% | 0.01449% | 0.01483% | 0.01225% | 0.01483% | 0.01438% | 0.01769% | 0.02077% | 0.02077%
946 | 0.02151% | 0.01561% | 0.02015% | 0.01352% | 0.0156% | 0.01192% | 0.01573% | 0.01466% | 0.01464% | 0.01466% | 0.0156% | 0.01352% | 0.0156% | 0.01523% | 0.01885% | 0.01352% | 0.0156% | 0.01192% | 0.01573% | 0.01466% | 0.01464% | 0.01464% | 0.01466% | 0.0156% | 0.01352% | 0.0156% | 0.01523% | 0.01885% | 0.02151% | 0.02151%
947 | 0.02162% | 0.01771% | 0.02045% | 0.01417% | 0.01594% | 0.01148% | 0.01642% | 0.01477% | 0.01468% | 0.01477% | 0.01594% | 0.01417% | 0.01594% | 0.01536% | 0.01975% | 0.01417% | 0.01594% | 0.01148% | 0.01642% | 0.01477% | 0.01468% | 0.01468% | 0.01477% | 0.01594% | 0.01417% | 0.01594% | 0.01536% | 0.01975% | 0.02162% | 0.02162%
948 | 0.02114% | 0.01832% | 0.02017% | 0.0145% | 0.01566% | 0.0109% | 0.01662% | 0.01436% | 0.01432% | 0.01436% | 0.01566% | 0.0145% | 0.01566% | 0.01528% | 0.02038% | 0.0145% | 0.01566% | 0.0109% | 0.01662% | 0.01436% | 0.01432% | 0.01432% | 0.01436% | 0.01566% | 0.0145% | 0.01566% | 0.01528% | 0.02038% | 0.02114% | 0.02114%
949 | 0.0201% | 0.01802% | 0.02002% | 0.01473% | 0.01495% | 0.009986% | 0.01634% | 0.01351% | 0.01388% | 0.01351% | 0.01495% | 0.01473% | 0.01495% | 0.01521% | 0.02055% | 0.01473% | 0.01495% | 0.009986% | 0.01634% | 0.01351% | 0.01388% | 0.01388% | 0.01351% | 0.01495% | 0.01473% | 0.01495% | 0.01521% | 0.02055% | 0.0201% | 0.0201%
950 | 0.01836% | 0.0173% | 0.01985% | 0.01484% | 0.01384% | 0.008761% | 0.01573% | 0.01271% | 0.01316% | 0.01271% | 0.01384% | 0.01484% | 0.01384% | 0.01516% | 0.02034% | 0.01484% | 0.01384% | 0.008761% | 0.01573% | 0.01271% | 0.01316% | 0.01316% | 0.01271% | 0.01384% | 0.01484% | 0.01384% | 0.01516% | 0.02034% | 0.01836% | 0.01836%
951 | 0.01613% | 0.01462% | 0.01869% | 0.01487% | 0.01264% | 0.007857% | 0.01479% | 0.01237% | 0.01224% | 0.01237% | 0.01264% | 0.01487% | 0.01264% | 0.01506% | 0.01997% | 0.01487% | 0.01264% | 0.007857% | 0.01479% | 0.01237% | 0.01224% | 0.01224% | 0.01237% | 0.01264% | 0.01487% | 0.01264% | 0.01506% | 0.01997% | 0.01613% | 0.01613%
952 | 0.01424% | 0.01212% | 0.01818% | 0.01476% | 0.0117% | 0.007647% | 0.01356% | 0.01259% | 0.01154% | 0.01259% | 0.0117% | 0.01476% | 0.0117% | 0.01476% | 0.01893% | 0.01476% | 0.0117% | 0.007647% | 0.01356% | 0.01259% | 0.01154% | 0.01154% | 0.01259% | 0.0117% | 0.01476% | 0.0117% | 0.01476% | 0.01893% | 0.01424% | 0.01424%
953 | 0.01252% | 0.01072% | 0.01674% | 0.01462% | 0.01109% | 0.008205% | 0.01238% | 0.01077% | 0.01118% | 0.01077% | 0.01109% | 0.01462% | 0.01109% | 0.01433% | 0.01695% | 0.01462% | 0.01109% | 0.008205% | 0.01238% | 0.01077% | 0.01118% | 0.01118% | 0.01077% | 0.01109% | 0.01462% | 0.01109% | 0.01433% | 0.01695% | 0.01252% | 0.01252%
954 | 0.0128% | 0.009217% | 0.01794% | 0.01538% | 0.01134% | 0.0101% | 0.01327% | 0.01101% | 0.01122% | 0.01101% | 0.01134% | 0.01538% | 0.01134% | 0.01502% | 0.01677% | 0.01538% | 0.01134% | 0.0101% | 0.01327% | 0.01101% | 0.01122% | 0.01122% | 0.01101% | 0.01134% | 0.01538% | 0.01134% | 0.01502% | 0.01677% | 0.0128% | 0.0128%
955 | 0.0123% | 0.008647% | 0.01821% | 0.01514% | 0.01093% | 0.01153% | 0.01317% | 0.011% | 0.01076% | 0.011% | 0.01093% | 0.01514% | 0.01093% | 0.01474% | 0.01486% | 0.01514% | 0.01093% | 0.01153% | 0.01317% | 0.011% | 0.01076% | 0.01076% | 0.011% | 0.01093% | 0.01514% | 0.01093% | 0.01474% | 0.01486% | 0.0123% | 0.0123%
956 | 0.01163% | 0.008308% | 0.01581% | 0.01438% | 0.01025% | 0.01262% | 0.01271% | 0.01095% | 0.01017% | 0.01095% | 0.01025% | 0.01438% | 0.01025% | 0.0141% | 0.013% | 0.01438% | 0.01025% | 0.01262% | 0.01271% | 0.01095% | 0.01017% | 0.01017% | 0.01095% | 0.01025% | 0.01438% | 0.01025% | 0.0141% | 0.013% | 0.01163% | 0.01163%
957 | 0.01124% | 0.008133% | 0.01221% | 0.01339% | 0.009747% | 0.01299% | 0.01196% | 0.01098% | 0.009627% | 0.01098% | 0.009747% | 0.01339% | 0.009747% | 0.01323% | 0.01174% | 0.01339% | 0.009747% | 0.01299% | 0.01196% | 0.01098% | 0.009627% | 0.009627% | 0.01098% | 0.009747% | 0.01339% | 0.009747% | 0.01323% | 0.01174% | 0.01124% | 0.01124%
958 | 0.008095% | 0.00804% | 0.007786% | 0.01183% | 0.009465% | 0.01322% | 0.01135% | 0.01125% | 0.00934% | 0.01125% | 0.009465% | 0.01183% | 0.009465% | 0.01152% | 0.01104% | 0.01183% | 0.009465% | 0.01322% | 0.01135% | 0.01125% | 0.00934% | 0.00934% | 0.01125% | 0.009465% | 0.01183% | 0.009465% | 0.01152% | 0.01104% | 0.008095% | 0.008095%
959 | 0.008183% | 0.008032% | 0.007543% | 0.009586% | 0.009412% | 0.01336% | 0.01081% | 0.01152% | 0.009297% | 0.01152% | 0.009412% | 0.009586% | 0.009412% | 0.008529% | 0.01051% | 0.009586% | 0.009412% | 0.01336% | 0.01081% | 0.01152% | 0.009297% | 0.009297% | 0.01152% | 0.009412% | 0.009586% | 0.009412% | 0.008529% | 0.01051% | 0.008183% | 0.008183%
960 | 0.008459% | 0.008073% | 0.008225% | 0.008162% | 0.009433% | 0.01346% | 0.01061% | 0.01144% | 0.009272% | 0.01144% | 0.009433% | 0.008162% | 0.009433% | 0.006681% | 0.01039% | 0.008162% | 0.009433% | 0.01346% | 0.01061% | 0.01144% | 0.009272% | 0.009272% | 0.01144% | 0.009433% | 0.008162% | 0.009433% | 0.006681% | 0.01039% | 0.008459% | 0.008459%
961 | 0.007457% | 0.009475% | 0.007328% | 0.007007% | 0.009768% | 0.0141% | 0.01037% | 0.008748% | 0.009204% | 0.008748% | 0.009768% | 0.007007% | 0.009768% | 0.007442% | 0.00951% | 0.007007% | 0.009768% | 0.0141% | 0.01037% | 0.008748% | 0.009204% | 0.009204% | 0.008748% | 0.009768% | 0.007007% | 0.009768% | 0.007442% | 0.00951% | 0.007457% | 0.007457%
962 | 0.007387% | 0.009644% | 0.007364% | 0.006562% | 0.009576% | 0.01413% | 0.01051% | 0.008166% | 0.009137% | 0.008166% | 0.009576% | 0.006562% | 0.009576% | 0.006651% | 0.009585% | 0.006562% | 0.009576% | 0.01413% | 0.01051% | 0.008166% | 0.009137% | 0.009137% | 0.008166% | 0.009576% | 0.006562% | 0.009576% | 0.006651% | 0.009585% | 0.007387% | 0.007387%
963 | 0.007334% | 0.009724% | 0.007292% | 0.006508% | 0.009544% | 0.01417% | 0.01052% | 0.007515% | 0.009263% | 0.007515% | 0.009544% | 0.006508% | 0.009544% | 0.006237% | 0.009638% | 0.006508% | 0.009544% | 0.01417% | 0.01052% | 0.007515% | 0.009263% | 0.009263% | 0.007515% | 0.009544% | 0.006508% | 0.009544% | 0.006237% | 0.009638% | 0.007334% | 0.007334%
964 | 0.0073% | 0.009752% | 0.007191% | 0.006572% | 0.009777% | 0.01424% | 0.01054% | 0.007304% | 0.009526% | 0.007304% | 0.009777% | 0.006572% | 0.009777% | 0.00635% | 0.009678% | 0.006572% | 0.009777% | 0.01424% | 0.01054% | 0.007304% | 0.009526% | 0.009526% | 0.007304% | 0.009777% | 0.006572% | 0.009777% | 0.00635% | 0.009678% | 0.0073% | 0.0073%
965 | 0.007329% | 0.009843% | 0.007362% | 0.006794% | 0.0101% | 0.01437% | 0.01061% | 0.007414% | 0.009637% | 0.007414% | 0.0101% | 0.006794% | 0.0101% | 0.006874% | 0.009848% | 0.006794% | 0.0101% | 0.01437% | 0.01061% | 0.007414% | 0.009637% | 0.009637% | 0.007414% | 0.0101% | 0.006794% | 0.0101% | 0.006874% | 0.009848% | 0.007329% | 0.007329%
966 | 0.007389% | 0.009952% | 0.007301% | 0.00762% | 0.01008% | 0.01454% | 0.01069% | 0.00818% | 0.009723% | 0.00818% | 0.01008% | 0.00762% | 0.01008% | 0.007797% | 0.01005% | 0.00762% | 0.01008% | 0.01454% | 0.01069% | 0.00818% | 0.009723% | 0.009723% | 0.00818% | 0.01008% | 0.00762% | 0.01008% | 0.007797% | 0.01005% | 0.007389% | 0.007389%
967 | 0.01269% | 0.01014% | 0.01191% | 0.008365% | 0.01029% | 0.01469% | 0.01075% | 0.009615% | 0.00995% | 0.009615% | 0.01029% | 0.008365% | 0.01029% | 0.009226% | 0.01001% | 0.008365% | 0.01029% | 0.01469% | 0.01075% | 0.009615% | 0.00995% | 0.00995% | 0.009615% | 0.01029% | 0.008365% | 0.01029% | 0.009226% | 0.01001% | 0.01269% | 0.01269%
968 | 0.008695% | 0.01013% | 0.008568% | 0.008986% | 0.009713% | 0.01358% | 0.009042% | 0.01143% | 0.009743% | 0.01143% | 0.009713% | 0.008986% | 0.009713% | 0.01038% | 0.007487% | 0.008986% | 0.009713% | 0.01358% | 0.009042% | 0.01143% | 0.009743% | 0.009743% | 0.01143% | 0.009713% | 0.008986% | 0.009713% | 0.01038% | 0.007487% | 0.008695% | 0.008695%
969 | 0.007784% | 0.01069% | 0.007646% | 0.0111% | 0.009762% | 0.01299% | 0.009021% | 0.01381% | 0.009705% | 0.01381% | 0.009762% | 0.0111% | 0.009762% | 0.01307% | 0.006548% | 0.0111% | 0.009762% | 0.01299% | 0.009021% | 0.01381% | 0.009705% | 0.009705% | 0.01381% | 0.009762% | 0.0111% | 0.009762% | 0.01307% | 0.006548% | 0.007784% | 0.007784%
970 | 0.00723% | 0.0117% | 0.00726% | 0.01248% | 0.01003% | 0.01225% | 0.009086% | 0.01429% | 0.009815% | 0.01429% | 0.01003% | 0.01248% | 0.01003% | 0.0143% | 0.005826% | 0.01248% | 0.01003% | 0.01225% | 0.009086% | 0.01429% | 0.009815% | 0.009815% | 0.01429% | 0.01003% | 0.01248% | 0.01003% | 0.0143% | 0.005826% | 0.00723% | 0.00723%
971 | 0.006893% | 0.01297% | 0.006765% | 0.01328% | 0.01009% | 0.01159% | 0.009311% | 0.01503% | 0.009806% | 0.01503% | 0.01009% | 0.01328% | 0.01009% | 0.01452% | 0.005337% | 0.01328% | 0.01009% | 0.01159% | 0.009311% | 0.01503% | 0.009806% | 0.009806% | 0.01503% | 0.01009% | 0.01328% | 0.01009% | 0.01452% | 0.005337% | 0.006893% | 0.006893%
972 | 0.006667% | 0.01384% | 0.006537% | 0.01377% | 0.009811% | 0.01083% | 0.009557% | 0.01513% | 0.009649% | 0.01513% | 0.009811% | 0.01377% | 0.009811% | 0.01439% | 0.005033% | 0.01377% | 0.009811% | 0.01083% | 0.009557% | 0.01513% | 0.009649% | 0.009649% | 0.01513% | 0.009811% | 0.01377% | 0.009811% | 0.01439% | 0.005033% | 0.006667% | 0.006667%
973 | 0.006413% | 0.0137% | 0.006262% | 0.01417% | 0.009607% | 0.009933% | 0.009605% | 0.01499% | 0.009637% | 0.01499% | 0.009607% | 0.01417% | 0.009607% | 0.01432% | 0.004903% | 0.01417% | 0.009607% | 0.009933% | 0.009605% | 0.01499% | 0.009637% | 0.009637% | 0.01499% | 0.009607% | 0.01417% | 0.009607% | 0.01432% | 0.004903% | 0.006413% | 0.006413%
974 | 0.006336% | 0.01307% | 0.006183% | 0.01441% | 0.009578% | 0.008879% | 0.009423% | 0.01479% | 0.00962% | 0.01479% | 0.009578% | 0.01441% | 0.009578% | 0.01441% | 0.004879% | 0.01441% | 0.009578% | 0.008879% | 0.009423% | 0.01479% | 0.00962% | 0.00962% | 0.01479% | 0.009578% | 0.01441% | 0.009578% | 0.01441% | 0.004879% | 0.006336% | 0.006336%
975 | 0.006262% | 0.01196% | 0.006347% | 0.0144% | 0.009643% | 0.00809% | 0.009104% | 0.01472% | 0.009663% | 0.01472% | 0.009643% | 0.0144% | 0.009643% | 0.01459% | 0.004945% | 0.0144% | 0.009643% | 0.00809% | 0.009104% | 0.01472% | 0.009663% | 0.009663% | 0.01472% | 0.009643% | 0.0144% | 0.009643% | 0.01459% | 0.004945% | 0.006262% | 0.006262%
976 | 0.00639% | 0.01092% | 0.006372% | 0.01435% | 0.009723% | 0.007942% | 0.008759% | 0.01492% | 0.009756% | 0.01492% | 0.009723% | 0.01435% | 0.009723% | 0.01486% | 0.005045% | 0.01435% | 0.009723% | 0.007942% | 0.008759% | 0.01492% | 0.009756% | 0.009756% | 0.01492% | 0.009723% | 0.01435% | 0.009723% | 0.01486% | 0.005045% | 0.00639% | 0.00639%
977 | 0.006685% | 0.01021% | 0.006622% | 0.01425% | 0.009698% | 0.008564% | 0.008481% | 0.013% | 0.009804% | 0.013% | 0.009698% | 0.01425% | 0.009698% | 0.01508% | 0.005157% | 0.01425% | 0.009698% | 0.008564% | 0.008481% | 0.013% | 0.009804% | 0.009804% | 0.013% | 0.009698% | 0.01425% | 0.009698% | 0.01508% | 0.005157% | 0.006685% | 0.006685%
978 | 0.008651% | 0.009686% | 0.008441% | 0.01499% | 0.01046% | 0.01061% | 0.01005% | 0.01291% | 0.01% | 0.01291% | 0.01046% | 0.01499% | 0.01046% | 0.01647% | 0.007605% | 0.01499% | 0.01046% | 0.01061% | 0.01005% | 0.01291% | 0.01% | 0.01% | 0.01291% | 0.01046% | 0.01499% | 0.01046% | 0.01647% | 0.007605% | 0.008651% | 0.008651%
979 | 0.00961% | 0.0095% | 0.009347% | 0.01482% | 0.01057% | 0.01222% | 0.01037% | 0.01281% | 0.01006% | 0.01281% | 0.01057% | 0.01482% | 0.01057% | 0.01685% | 0.008612% | 0.01482% | 0.01057% | 0.01222% | 0.01037% | 0.01281% | 0.01006% | 0.01006% | 0.01281% | 0.01057% | 0.01482% | 0.01057% | 0.01685% | 0.008612% | 0.00961% | 0.00961%
980 | 0.009968% | 0.009441% | 0.009916% | 0.01407% | 0.01031% | 0.01359% | 0.01033% | 0.0125% | 0.009971% | 0.0125% | 0.01031% | 0.01407% | 0.01031% | 0.01669% | 0.008933% | 0.01407% | 0.01031% | 0.01359% | 0.01033% | 0.0125% | 0.009971% | 0.009971% | 0.0125% | 0.01031% | 0.01407% | 0.01031% | 0.01669% | 0.008933% | 0.009968% | 0.009968%
981 | 0.01029% | 0.009457% | 0.01007% | 0.01307% | 0.01% | 0.014% | 0.01033% | 0.01204% | 0.009786% | 0.01204% | 0.01% | 0.01307% | 0.01% | 0.01605% | 0.009204% | 0.01307% | 0.01% | 0.014% | 0.01033% | 0.01204% | 0.009786% | 0.009786% | 0.01204% | 0.01% | 0.01307% | 0.01% | 0.01605% | 0.009204% | 0.01029% | 0.01029%
982 | 0.007495% | 0.009482% | 0.007267% | 0.01149% | 0.009711% | 0.01426% | 0.01035% | 0.01168% | 0.009499% | 0.01168% | 0.009711% | 0.01149% | 0.009711% | 0.01423% | 0.009495% | 0.01149% | 0.009711% | 0.01426% | 0.01035% | 0.01168% | 0.009499% | 0.009499% | 0.01168% | 0.009711% | 0.01149% | 0.009711% | 0.01423% | 0.009495% | 0.007495% | 0.007495%
983 | 0.007789% | 0.00953% | 0.007705% | 0.009269% | 0.009629% | 0.01448% | 0.01051% | 0.01134% | 0.009346% | 0.01134% | 0.009629% | 0.009269% | 0.009629% | 0.01094% | 0.009837% | 0.009269% | 0.009629% | 0.01448% | 0.01051% | 0.01134% | 0.009346% | 0.009346% | 0.01134% | 0.009629% | 0.009269% | 0.009629% | 0.01094% | 0.009837% | 0.007789% | 0.007789%
984 | 0.007994% | 0.00918% | 0.00783% | 0.007826% | 0.009548% | 0.01424% | 0.01059% | 0.01067% | 0.009228% | 0.01067% | 0.009548% | 0.007826% | 0.009548% | 0.008071% | 0.009994% | 0.007826% | 0.009548% | 0.01424% | 0.01059% | 0.01067% | 0.009228% | 0.009228% | 0.01067% | 0.009548% | 0.007826% | 0.009548% | 0.008071% | 0.009994% | 0.007994% | 0.007994%
985 | 0.007076% | 0.007584% | 0.007084% | 0.007505% | 0.008473% | 0.01445% | 0.009392% | 0.009598% | 0.008558% | 0.009598% | 0.008473% | 0.007505% | 0.008473% | 0.006742% | 0.01006% | 0.007505% | 0.008473% | 0.01445% | 0.009392% | 0.009598% | 0.008558% | 0.008558% | 0.009598% | 0.008473% | 0.007505% | 0.008473% | 0.006742% | 0.01006% | 0.007076% | 0.007076%
986 | 0.007205% | 0.007585% | 0.007258% | 0.007083% | 0.008717% | 0.01446% | 0.009669% | 0.009243% | 0.008801% | 0.009243% | 0.008717% | 0.007083% | 0.008717% | 0.006416% | 0.01034% | 0.007083% | 0.008717% | 0.01446% | 0.009669% | 0.009243% | 0.008801% | 0.008801% | 0.009243% | 0.008717% | 0.007083% | 0.008717% | 0.006416% | 0.01034% | 0.007205% | 0.007205%
987 | 0.007319% | 0.00756% | 0.007452% | 0.007053% | 0.00891% | 0.01445% | 0.009837% | 0.008718% | 0.009045% | 0.008718% | 0.00891% | 0.007053% | 0.00891% | 0.006278% | 0.01055% | 0.007053% | 0.00891% | 0.01445% | 0.009837% | 0.008718% | 0.009045% | 0.009045% | 0.008718% | 0.00891% | 0.007053% | 0.00891% | 0.006278% | 0.01055% | 0.007319% | 0.007319%
988 | 0.007263% | 0.007562% | 0.007484% | 0.007096% | 0.008871% | 0.01444% | 0.009986% | 0.008395% | 0.008809% | 0.008395% | 0.008871% | 0.007096% | 0.008871% | 0.006423% | 0.01068% | 0.007096% | 0.008871% | 0.01444% | 0.009986% | 0.008395% | 0.008809% | 0.008809% | 0.008395% | 0.008871% | 0.007096% | 0.008871% | 0.006423% | 0.01068% | 0.007263% | 0.007263%
989 | 0.007335% | 0.007542% | 0.007625% | 0.007221% | 0.009006% | 0.01448% | 0.01016% | 0.008577% | 0.00892% | 0.008577% | 0.009006% | 0.007221% | 0.009006% | 0.007009% | 0.01076% | 0.007221% | 0.009006% | 0.01448% | 0.01016% | 0.008577% | 0.00892% | 0.00892% | 0.008577% | 0.009006% | 0.007221% | 0.009006% | 0.007009% | 0.01076% | 0.007335% | 0.007335%
990 | 0.007389% | 0.007542% | 0.007603% | 0.008217% | 0.009198% | 0.01455% | 0.01037% | 0.00935% | 0.009067% | 0.00935% | 0.009198% | 0.008217% | 0.009198% | 0.00804% | 0.01084% | 0.008217% | 0.009198% | 0.01455% | 0.01037% | 0.00935% | 0.009067% | 0.009067% | 0.00935% | 0.009198% | 0.008217% | 0.009198% | 0.00804% | 0.01084% | 0.007389% | 0.007389%
991 | 0.01285% | 0.007692% | 0.01189% | 0.008652% | 0.009145% | 0.01458% | 0.01031% | 0.009872% | 0.008825% | 0.009872% | 0.009145% | 0.008652% | 0.009145% | 0.009641% | 0.01085% | 0.008652% | 0.009145% | 0.01458% | 0.01031% | 0.009872% | 0.008825% | 0.008825% | 0.009872% | 0.009145% | 0.008652% | 0.009145% | 0.009641% | 0.01085% | 0.01285% | 0.01285%
992 | 0.008452% | 0.008003% | 0.008449% | 0.008345% | 0.008318% | 0.01342% | 0.008526% | 0.01121% | 0.00855% | 0.01121% | 0.008318% | 0.008345% | 0.008318% | 0.01012% | 0.008163% | 0.008345% | 0.008318% | 0.01342% | 0.008526% | 0.01121% | 0.00855% | 0.00855% | 0.01121% | 0.008318% | 0.008345% | 0.008318% | 0.01012% | 0.008163% | 0.008452% | 0.008452%
993 | 0.007974% | 0.008132% | 0.00783% | 0.00933% | 0.008477% | 0.01297% | 0.008574% | 0.01355% | 0.008712% | 0.01355% | 0.008477% | 0.00933% | 0.008477% | 0.01192% | 0.007091% | 0.00933% | 0.008477% | 0.01297% | 0.008574% | 0.01355% | 0.008712% | 0.008712% | 0.01355% | 0.008477% | 0.00933% | 0.008477% | 0.01192% | 0.007091% | 0.007974% | 0.007974%
994 | 0.0072% | 0.008671% | 0.007294% | 0.0105% | 0.008249% | 0.01238% | 0.008151% | 0.01432% | 0.008476% | 0.01432% | 0.008249% | 0.0105% | 0.008249% | 0.01333% | 0.006212% | 0.0105% | 0.008249% | 0.01238% | 0.008151% | 0.01432% | 0.008476% | 0.008476% | 0.01432% | 0.008249% | 0.0105% | 0.008249% | 0.01333% | 0.006212% | 0.0072% | 0.0072%
995 | 0.006818% | 0.009415% | 0.006794% | 0.01172% | 0.007869% | 0.01174% | 0.007691% | 0.01461% | 0.00812% | 0.01461% | 0.007869% | 0.01172% | 0.007869% | 0.01421% | 0.005616% | 0.01172% | 0.007869% | 0.01174% | 0.007691% | 0.01461% | 0.00812% | 0.00812% | 0.01461% | 0.007869% | 0.01172% | 0.007869% | 0.01421% | 0.005616% | 0.006818% | 0.006818%
996 | 0.00656% | 0.01036% | 0.006547% | 0.01274% | 0.007617% | 0.01095% | 0.007336% | 0.01475% | 0.00786% | 0.01475% | 0.007617% | 0.01274% | 0.007617% | 0.01464% | 0.005332% | 0.01274% | 0.007617% | 0.01095% | 0.007336% | 0.01475% | 0.00786% | 0.00786% | 0.01475% | 0.007617% | 0.01274% | 0.007617% | 0.01464% | 0.005332% | 0.00656% | 0.00656%
997 | 0.006406% | 0.01079% | 0.006463% | 0.01364% | 0.007569% | 0.01007% | 0.007242% | 0.01487% | 0.007938% | 0.01487% | 0.007569% | 0.01364% | 0.007569% | 0.01468% | 0.005175% | 0.01364% | 0.007569% | 0.01007% | 0.007242% | 0.01487% | 0.007938% | 0.007938% | 0.01487% | 0.007569% | 0.01364% | 0.007569% | 0.01468% | 0.005175% | 0.006406% | 0.006406%
998 | 0.006424% | 0.01081% | 0.006278% | 0.01407% | 0.007504% | 0.008908% | 0.007151% | 0.01496% | 0.007914% | 0.01496% | 0.007504% | 0.01407% | 0.007504% | 0.01462% | 0.005059% | 0.01407% | 0.007504% | 0.008908% | 0.007151% | 0.01496% | 0.007914% | 0.007914% | 0.01496% | 0.007504% | 0.01407% | 0.007504% | 0.01462% | 0.005059% | 0.006424% | 0.006424%
999 | 0.006311% | 0.01023% | 0.006253% | 0.01406% | 0.007521% | 0.00813% | 0.00713% | 0.01508% | 0.007944% | 0.01508% | 0.007521% | 0.01406% | 0.007521% | 0.01461% | 0.005008% | 0.01406% | 0.007521% | 0.00813% | 0.00713% | 0.01508% | 0.007944% | 0.007944% | 0.01508% | 0.007521% | 0.01406% | 0.007521% | 0.01461% | 0.005008% | 0.006311% | 0.006311%
1000 | 0.006232% | 0.009265% | 0.006107% | 0.01377% | 0.00742% | 0.00794% | 0.007078% | 0.01504% | 0.007838% | 0.01504% | 0.00742% | 0.01377% | 0.00742% | 0.01455% | 0.004933% | 0.01377% | 0.00742% | 0.00794% | 0.007078% | 0.01504% | 0.007838% | 0.007838% | 0.01504% | 0.00742% | 0.01377% | 0.00742% | 0.01455% | 0.004933% | 0.006232% | 0.006232%
1001 | 0.006442% | 0.008445% | 0.006308% | 0.01332% | 0.007337% | 0.008467% | 0.007007% | 0.01277% | 0.007867% | 0.01277% | 0.007337% | 0.01332% | 0.007337% | 0.01442% | 0.005085% | 0.01332% | 0.007337% | 0.008467% | 0.007007% | 0.01277% | 0.007867% | 0.007867% | 0.01277% | 0.007337% | 0.01332% | 0.007337% | 0.01442% | 0.005085% | 0.006442% | 0.006442%
1002 | 0.008164% | 0.00794% | 0.008004% | 0.01355% | 0.007941% | 0.01032% | 0.008474% | 0.01234% | 0.008119% | 0.01234% | 0.007941% | 0.01355% | 0.007941% | 0.01507% | 0.007347% | 0.01355% | 0.007941% | 0.01032% | 0.008474% | 0.01234% | 0.008119% | 0.008119% | 0.01234% | 0.007941% | 0.01355% | 0.007941% | 0.01507% | 0.007347% | 0.008164% | 0.008164%
1003 | 0.008998% | 0.007685% | 0.008721% | 0.01303% | 0.008089% | 0.01192% | 0.008969% | 0.01222% | 0.008114% | 0.01222% | 0.008089% | 0.01303% | 0.008089% | 0.01476% | 0.008383% | 0.01303% | 0.008089% | 0.01192% | 0.008969% | 0.01222% | 0.008114% | 0.008114% | 0.01222% | 0.008089% | 0.01303% | 0.008089% | 0.01476% | 0.008383% | 0.008998% | 0.008998%
1004 | 0.009179% | 0.007663% | 0.009022% | 0.01189% | 0.008023% | 0.01321% | 0.008885% | 0.01203% | 0.008134% | 0.01203% | 0.008023% | 0.01189% | 0.008023% | 0.01372% | 0.008571% | 0.01189% | 0.008023% | 0.01321% | 0.008885% | 0.01203% | 0.008134% | 0.008134% | 0.01203% | 0.008023% | 0.01189% | 0.008023% | 0.01372% | 0.008571% | 0.009179% | 0.009179%
1005 | 0.009352% | 0.007624% | 0.009046% | 0.01081% | 0.008013% | 0.01361% | 0.00892% | 0.01172% | 0.008192% | 0.01172% | 0.008013% | 0.01081% | 0.008013% | 0.01238% | 0.008761% | 0.01081% | 0.008013% | 0.01361% | 0.00892% | 0.01172% | 0.008192% | 0.008192% | 0.01172% | 0.008013% | 0.01081% | 0.008013% | 0.01238% | 0.008761% | 0.009352% | 0.009352%
1006 | 0.006399% | 0.007625% | 0.006159% | 0.009881% | 0.008187% | 0.01385% | 0.009086% | 0.01149% | 0.008293% | 0.01149% | 0.008187% | 0.009881% | 0.008187% | 0.0109% | 0.009062% | 0.009881% | 0.008187% | 0.01385% | 0.009086% | 0.01149% | 0.008293% | 0.008293% | 0.01149% | 0.008187% | 0.009881% | 0.008187% | 0.0109% | 0.009062% | 0.006399% | 0.006399%
1007 | 0.006925% | 0.007694% | 0.006596% | 0.009073% | 0.008484% | 0.01407% | 0.009381% | 0.0114% | 0.00866% | 0.0114% | 0.008484% | 0.009073% | 0.008484% | 0.009405% | 0.009645% | 0.009073% | 0.008484% | 0.01407% | 0.009381% | 0.0114% | 0.00866% | 0.00866% | 0.0114% | 0.008484% | 0.009073% | 0.008484% | 0.009405% | 0.009645% | 0.006925% | 0.006925%
1008 | 0.007351% | 0.008167% | 0.007269% | 0.008229% | 0.008902% | 0.01423% | 0.009845% | 0.0104% | 0.008845% | 0.0104% | 0.008902% | 0.008229% | 0.008902% | 0.008049% | 0.009977% | 0.008229% | 0.008902% | 0.01423% | 0.009845% | 0.0104% | 0.008845% | 0.008845% | 0.0104% | 0.008902% | 0.008229% | 0.008902% | 0.008049% | 0.009977% | 0.007351% | 0.007351%
1009 | 0.008759% | 0.008115% | 0.008473% | 0.007406% | 0.009941% | 0.01363% | 0.01123% | 0.009729% | 0.009614% | 0.009729% | 0.009941% | 0.007406% | 0.009941% | 0.006375% | 0.0103% | 0.007406% | 0.009941% | 0.01363% | 0.01123% | 0.009729% | 0.009614% | 0.009614% | 0.009729% | 0.009941% | 0.007406% | 0.009941% | 0.006375% | 0.0103% | 0.008759% | 0.008759%
1010 | 0.008945% | 0.008204% | 0.008717% | 0.006893% | 0.009846% | 0.01371% | 0.01097% | 0.008414% | 0.009638% | 0.008414% | 0.009846% | 0.006893% | 0.009846% | 0.006423% | 0.01037% | 0.006893% | 0.009846% | 0.01371% | 0.01097% | 0.008414% | 0.009638% | 0.009638% | 0.008414% | 0.009846% | 0.006893% | 0.009846% | 0.006423% | 0.01037% | 0.008945% | 0.008945%
1011 | 0.009251% | 0.008211% | 0.008824% | 0.006827% | 0.009944% | 0.01375% | 0.01107% | 0.007445% | 0.009759% | 0.007445% | 0.009944% | 0.006827% | 0.009944% | 0.006599% | 0.01062% | 0.006827% | 0.009944% | 0.01375% | 0.01107% | 0.007445% | 0.009759% | 0.009759% | 0.007445% | 0.009944% | 0.006827% | 0.009944% | 0.006599% | 0.01062% | 0.009251% | 0.009251%
1012 | 0.009772% | 0.008214% | 0.008978% | 0.006908% | 0.01002% | 0.01379% | 0.01116% | 0.006787% | 0.01016% | 0.006787% | 0.01002% | 0.006908% | 0.01002% | 0.007062% | 0.01102% | 0.006908% | 0.01002% | 0.01379% | 0.01116% | 0.006787% | 0.01016% | 0.01016% | 0.006787% | 0.01002% | 0.006908% | 0.01002% | 0.007062% | 0.01102% | 0.009772% | 0.009772%
1013 | 0.01089% | 0.00831% | 0.009156% | 0.0072% | 0.01067% | 0.01384% | 0.01165% | 0.006913% | 0.01073% | 0.006913% | 0.01067% | 0.0072% | 0.01067% | 0.007633% | 0.01194% | 0.0072% | 0.01067% | 0.01384% | 0.01165% | 0.006913% | 0.01073% | 0.01073% | 0.006913% | 0.01067% | 0.0072% | 0.01067% | 0.007633% | 0.01194% | 0.01089% | 0.01089%
1014 | 0.0131% | 0.008468% | 0.009381% | 0.008521% | 0.01188% | 0.01395% | 0.01262% | 0.008119% | 0.01176% | 0.008119% | 0.01188% | 0.008521% | 0.01188% | 0.008696% | 0.01364% | 0.008521% | 0.01188% | 0.01395% | 0.01262% | 0.008119% | 0.01176% | 0.01176% | 0.008119% | 0.01188% | 0.008521% | 0.01188% | 0.008696% | 0.01364% | 0.0131% | 0.0131%
1015 | 0.02001% | 0.009057% | 0.01658% | 0.009357% | 0.01328% | 0.01401% | 0.01398% | 0.01001% | 0.01296% | 0.01001% | 0.01328% | 0.009357% | 0.01328% | 0.01027% | 0.01603% | 0.009357% | 0.01328% | 0.01401% | 0.01398% | 0.01001% | 0.01296% | 0.01296% | 0.01001% | 0.01328% | 0.009357% | 0.01328% | 0.01027% | 0.01603% | 0.02001% | 0.02001%
1016 | 0.01916% | 0.01015% | 0.01791% | 0.01011% | 0.01387% | 0.01295% | 0.01381% | 0.01236% | 0.0137% | 0.01236% | 0.01387% | 0.01011% | 0.01387% | 0.01135% | 0.01637% | 0.01011% | 0.01387% | 0.01295% | 0.01381% | 0.01236% | 0.0137% | 0.0137% | 0.01236% | 0.01387% | 0.01011% | 0.01387% | 0.01135% | 0.01637% | 0.01916% | 0.01916%
1017 | 0.02028% | 0.01318% | 0.01961% | 0.01233% | 0.01503% | 0.01243% | 0.0149% | 0.01488% | 0.01471% | 0.01488% | 0.01503% | 0.01233% | 0.01503% | 0.01408% | 0.01825% | 0.01233% | 0.01503% | 0.01243% | 0.0149% | 0.01488% | 0.01471% | 0.01471% | 0.01488% | 0.01503% | 0.01233% | 0.01503% | 0.01408% | 0.01825% | 0.02028% | 0.02028%
1018 | 0.0211% | 0.0161% | 0.01999% | 0.01371% | 0.01594% | 0.01183% | 0.01597% | 0.01517% | 0.01531% | 0.01517% | 0.01594% | 0.01371% | 0.01594% | 0.01511% | 0.01963% | 0.01371% | 0.01594% | 0.01183% | 0.01597% | 0.01517% | 0.01531% | 0.01531% | 0.01517% | 0.01594% | 0.01371% | 0.01594% | 0.01511% | 0.01963% | 0.0211% | 0.0211%
1019 | 0.0214% | 0.01806% | 0.0205% | 0.01447% | 0.01631% | 0.01143% | 0.01674% | 0.01543% | 0.0154% | 0.01543% | 0.01631% | 0.01447% | 0.01631% | 0.01541% | 0.02051% | 0.01447% | 0.01631% | 0.01143% | 0.01674% | 0.01543% | 0.0154% | 0.0154% | 0.01543% | 0.01631% | 0.01447% | 0.01631% | 0.01541% | 0.02051% | 0.0214% | 0.0214%
1020 | 0.02109% | 0.01855% | 0.02039% | 0.01485% | 0.01596% | 0.01104% | 0.01693% | 0.01506% | 0.01496% | 0.01506% | 0.01596% | 0.01485% | 0.01596% | 0.01541% | 0.02101% | 0.01485% | 0.01596% | 0.01104% | 0.01693% | 0.01506% | 0.01496% | 0.01496% | 0.01506% | 0.01596% | 0.01485% | 0.01596% | 0.01541% | 0.02101% | 0.02109% | 0.02109%
1021 | 0.02016% | 0.01819% | 0.02041% | 0.01509% | 0.01519% | 0.01016% | 0.01661% | 0.01398% | 0.01432% | 0.01398% | 0.01519% | 0.01509% | 0.01519% | 0.0154% | 0.02119% | 0.01509% | 0.01519% | 0.01016% | 0.01661% | 0.01398% | 0.01432% | 0.01432% | 0.01398% | 0.01519% | 0.01509% | 0.01519% | 0.0154% | 0.02119% | 0.02016% | 0.02016%
1022 | 0.01852% | 0.01744% | 0.02027% | 0.01517% | 0.01407% | 0.009078% | 0.01601% | 0.01281% | 0.01343% | 0.01281% | 0.01407% | 0.01517% | 0.01407% | 0.01543% | 0.02097% | 0.01517% | 0.01407% | 0.009078% | 0.01601% | 0.01281% | 0.01343% | 0.01343% | 0.01281% | 0.01407% | 0.01517% | 0.01407% | 0.01543% | 0.02097% | 0.01852% | 0.01852%
1023 | 0.01634% | 0.01471% | 0.01916% | 0.01515% | 0.01278% | 0.008345% | 0.01501% | 0.01223% | 0.01236% | 0.01223% | 0.01278% | 0.01515% | 0.01278% | 0.01534% | 0.02053% | 0.01515% | 0.01278% | 0.008345% | 0.01501% | 0.01223% | 0.01236% | 0.01236% | 0.01223% | 0.01278% | 0.01515% | 0.01278% | 0.01534% | 0.02053% | 0.01634% | 0.01634%
1024 | 0.01449% | 0.01223% | 0.0187% | 0.01503% | 0.01186% | 0.008117% | 0.01377% | 0.01244% | 0.01168% | 0.01244% | 0.01186% | 0.01503% | 0.01186% | 0.01506% | 0.01949% | 0.01503% | 0.01186% | 0.008117% | 0.01377% | 0.01244% | 0.01168% | 0.01168% | 0.01244% | 0.01186% | 0.01503% | 0.01186% | 0.01506% | 0.01949% | 0.01449% | 0.01449%
1025 | 0.01294% | 0.01083% | 0.01727% | 0.01488% | 0.0113% | 0.008734% | 0.01263% | 0.01056% | 0.01127% | 0.01056% | 0.0113% | 0.01488% | 0.0113% | 0.01468% | 0.01764% | 0.01488% | 0.0113% | 0.008734% | 0.01263% | 0.01056% | 0.01127% | 0.01127% | 0.01056% | 0.0113% | 0.01488% | 0.0113% | 0.01468% | 0.01764% | 0.01294% | 0.01294%
1026 | 0.01315% | 0.009313% | 0.01838% | 0.01551% | 0.01147% | 0.01061% | 0.01334% | 0.01079% | 0.01125% | 0.01079% | 0.01147% | 0.01551% | 0.01147% | 0.01526% | 0.0173% | 0.01551% | 0.01147% | 0.01061% | 0.01334% | 0.01079% | 0.01125% | 0.01125% | 0.01079% | 0.01147% | 0.01551% | 0.01147% | 0.01526% | 0.0173% | 0.01315% | 0.01315%
1027 | 0.01287% | 0.008796% | 0.01887% | 0.01538% | 0.0112% | 0.01218% | 0.01348% | 0.01097% | 0.01089% | 0.01097% | 0.0112% | 0.01538% | 0.0112% | 0.01514% | 0.01572% | 0.01538% | 0.0112% | 0.01218% | 0.01348% | 0.01097% | 0.01089% | 0.01089% | 0.01097% | 0.0112% | 0.01538% | 0.0112% | 0.01514% | 0.01572% | 0.01287% | 0.01287%
1028 | 0.01239% | 0.008477% | 0.01658% | 0.01462% | 0.01051% | 0.01331% | 0.01304% | 0.01095% | 0.01034% | 0.01095% | 0.01051% | 0.01462% | 0.01051% | 0.01451% | 0.01398% | 0.01462% | 0.01051% | 0.01331% | 0.01304% | 0.01095% | 0.01034% | 0.01034% | 0.01095% | 0.01051% | 0.01462% | 0.01051% | 0.01451% | 0.01398% | 0.01239% | 0.01239%
1029 | 0.01212% | 0.008367% | 0.01301% | 0.01367% | 0.01002% | 0.01375% | 0.01235% | 0.01101% | 0.009855% | 0.01101% | 0.01002% | 0.01367% | 0.01002% | 0.01371% | 0.01294% | 0.01367% | 0.01002% | 0.01375% | 0.01235% | 0.01101% | 0.009855% | 0.009855% | 0.01101% | 0.01002% | 0.01367% | 0.01002% | 0.01371% | 0.01294% | 0.01212% | 0.01212%
1030 | 0.008512% | 0.008284% | 0.008184% | 0.01212% | 0.009812% | 0.01403% | 0.01174% | 0.01129% | 0.009617% | 0.01129% | 0.009812% | 0.01212% | 0.009812% | 0.01199% | 0.01228% | 0.01212% | 0.009812% | 0.01403% | 0.01174% | 0.01129% | 0.009617% | 0.009617% | 0.01129% | 0.009812% | 0.01212% | 0.009812% | 0.01199% | 0.01228% | 0.008512% | 0.008512%
1031 | 0.008926% | 0.008447% | 0.00827% | 0.01001% | 0.01021% | 0.01425% | 0.01126% | 0.01197% | 0.009917% | 0.01197% | 0.01021% | 0.01001% | 0.01021% | 0.009066% | 0.01216% | 0.01001% | 0.01021% | 0.01425% | 0.01126% | 0.01197% | 0.009917% | 0.009917% | 0.01197% | 0.01021% | 0.01001% | 0.01021% | 0.009066% | 0.01216% | 0.008926% | 0.008926%
1032 | 0.00862% | 0.008293% | 0.008183% | 0.008596% | 0.009967% | 0.01431% | 0.01073% | 0.01156% | 0.009742% | 0.01156% | 0.009967% | 0.008596% | 0.009967% | 0.00732% | 0.01163% | 0.008596% | 0.009967% | 0.01431% | 0.01073% | 0.01156% | 0.009742% | 0.009742% | 0.01156% | 0.009967% | 0.008596% | 0.009967% | 0.00732% | 0.01163% | 0.00862% | 0.00862%
1033 | 0.009277% | 0.008413% | 0.008701% | 0.007724% | 0.01024% | 0.01441% | 0.01085% | 0.01004% | 0.009821% | 0.01004% | 0.01024% | 0.007724% | 0.01024% | 0.006862% | 0.01165% | 0.007724% | 0.01024% | 0.01441% | 0.01085% | 0.01004% | 0.009821% | 0.009821% | 0.01004% | 0.01024% | 0.007724% | 0.01024% | 0.006862% | 0.01165% | 0.009277% | 0.009277%
1034 | 0.009441% | 0.008426% | 0.009015% | 0.00716% | 0.01024% | 0.01447% | 0.01084% | 0.008753% | 0.009835% | 0.008753% | 0.01024% | 0.00716% | 0.01024% | 0.006947% | 0.01186% | 0.00716% | 0.01024% | 0.01447% | 0.01084% | 0.008753% | 0.009835% | 0.009835% | 0.008753% | 0.01024% | 0.00716% | 0.01024% | 0.006947% | 0.01186% | 0.009441% | 0.009441%
1035 | 0.009677% | 0.008478% | 0.009232% | 0.007173% | 0.01045% | 0.01456% | 0.01112% | 0.007855% | 0.01011% | 0.007855% | 0.01045% | 0.007173% | 0.01045% | 0.007269% | 0.01244% | 0.007173% | 0.01045% | 0.01456% | 0.01112% | 0.007855% | 0.01011% | 0.01011% | 0.007855% | 0.01045% | 0.007173% | 0.01045% | 0.007269% | 0.01244% | 0.009677% | 0.009677%
1036 | 0.01015% | 0.008506% | 0.009187% | 0.007291% | 0.01064% | 0.01466% | 0.01128% | 0.00729% | 0.01051% | 0.00729% | 0.01064% | 0.007291% | 0.01064% | 0.007801% | 0.01306% | 0.007291% | 0.01064% | 0.01466% | 0.01128% | 0.00729% | 0.01051% | 0.01051% | 0.00729% | 0.01064% | 0.007291% | 0.01064% | 0.007801% | 0.01306% | 0.01015% | 0.01015%
1037 | 0.01112% | 0.008497% | 0.009324% | 0.007561% | 0.01119% | 0.01467% | 0.01171% | 0.007328% | 0.01103% | 0.007328% | 0.01119% | 0.007561% | 0.01119% | 0.008337% | 0.01376% | 0.007561% | 0.01119% | 0.01467% | 0.01171% | 0.007328% | 0.01103% | 0.01103% | 0.007328% | 0.01119% | 0.007561% | 0.01119% | 0.008337% | 0.01376% | 0.01112% | 0.01112%
1038 | 0.01324% | 0.008505% | 0.009625% | 0.008878% | 0.0123% | 0.01474% | 0.01269% | 0.008486% | 0.01209% | 0.008486% | 0.0123% | 0.008878% | 0.0123% | 0.009348% | 0.01507% | 0.008878% | 0.0123% | 0.01474% | 0.01269% | 0.008486% | 0.01209% | 0.01209% | 0.008486% | 0.0123% | 0.008878% | 0.0123% | 0.009348% | 0.01507% | 0.01324% | 0.01324%
1039 | 0.02031% | 0.008893% | 0.01731% | 0.009605% | 0.01363% | 0.01477% | 0.01395% | 0.01036% | 0.01323% | 0.01036% | 0.01363% | 0.009605% | 0.01363% | 0.01082% | 0.01707% | 0.009605% | 0.01363% | 0.01477% | 0.01395% | 0.01036% | 0.01323% | 0.01323% | 0.01036% | 0.01363% | 0.009605% | 0.01363% | 0.01082% | 0.01707% | 0.02031% | 0.02031%
1040 | 0.01959% | 0.009937% | 0.01836% | 0.01038% | 0.0143% | 0.01366% | 0.01377% | 0.01261% | 0.01377% | 0.01261% | 0.0143% | 0.01038% | 0.0143% | 0.01191% | 0.017% | 0.01038% | 0.0143% | 0.01366% | 0.01377% | 0.01261% | 0.01377% | 0.01377% | 0.01261% | 0.0143% | 0.01038% | 0.0143% | 0.01191% | 0.017% | 0.01959% | 0.01959%
1041 | 0.02111% | 0.01293% | 0.02005% | 0.01257% | 0.01546% | 0.01311% | 0.01497% | 0.01496% | 0.01458% | 0.01496% | 0.01546% | 0.01257% | 0.01546% | 0.01465% | 0.01877% | 0.01257% | 0.01546% | 0.01311% | 0.01497% | 0.01496% | 0.01458% | 0.01458% | 0.01496% | 0.01546% | 0.01257% | 0.01546% | 0.01465% | 0.01877% | 0.02111% | 0.02111%
1042 | 0.02198% | 0.01596% | 0.02043% | 0.014% | 0.01646% | 0.01262% | 0.01613% | 0.01537% | 0.01532% | 0.01537% | 0.01646% | 0.014% | 0.01646% | 0.01573% | 0.0203% | 0.014% | 0.01646% | 0.01262% | 0.01613% | 0.01537% | 0.01532% | 0.01532% | 0.01537% | 0.01646% | 0.014% | 0.01646% | 0.01573% | 0.0203% | 0.02198% | 0.02198%
1043 | 0.02222% | 0.01798% | 0.02092% | 0.01474% | 0.01678% | 0.0122% | 0.01689% | 0.01561% | 0.01538% | 0.01561% | 0.01678% | 0.01474% | 0.01678% | 0.01597% | 0.02118% | 0.01474% | 0.01678% | 0.0122% | 0.01689% | 0.01561% | 0.01538% | 0.01538% | 0.01561% | 0.01678% | 0.01474% | 0.01678% | 0.01597% | 0.02118% | 0.02222% | 0.02222%
1044 | 0.02188% | 0.01851% | 0.02078% | 0.01512% | 0.01636% | 0.0118% | 0.01715% | 0.01519% | 0.01487% | 0.01519% | 0.01636% | 0.01512% | 0.01636% | 0.01598% | 0.02171% | 0.01512% | 0.01636% | 0.0118% | 0.01715% | 0.01519% | 0.01487% | 0.01487% | 0.01519% | 0.01636% | 0.01512% | 0.01636% | 0.01598% | 0.02171% | 0.02188% | 0.02188%
1045 | 0.02097% | 0.0182% | 0.02076% | 0.01537% | 0.01566% | 0.01103% | 0.01692% | 0.01431% | 0.01435% | 0.01431% | 0.01566% | 0.01537% | 0.01566% | 0.01598% | 0.02191% | 0.01537% | 0.01566% | 0.01103% | 0.01692% | 0.01431% | 0.01435% | 0.01435% | 0.01431% | 0.01566% | 0.01537% | 0.01566% | 0.01598% | 0.02191% | 0.02097% | 0.02097%
1046 | 0.01925% | 0.0175% | 0.02062% | 0.0155% | 0.01471% | 0.009815% | 0.01634% | 0.01366% | 0.01384% | 0.01366% | 0.01471% | 0.0155% | 0.01471% | 0.01593% | 0.02175% | 0.0155% | 0.01471% | 0.009815% | 0.01634% | 0.01366% | 0.01384% | 0.01384% | 0.01366% | 0.01471% | 0.0155% | 0.01471% | 0.01593% | 0.02175% | 0.01925% | 0.01925%
1047 | 0.01694% | 0.01478% | 0.01949% | 0.0155% | 0.01352% | 0.009074% | 0.01541% | 0.01324% | 0.01289% | 0.01324% | 0.01352% | 0.0155% | 0.01352% | 0.01585% | 0.0214% | 0.0155% | 0.01352% | 0.009074% | 0.01541% | 0.01324% | 0.01289% | 0.01289% | 0.01324% | 0.01352% | 0.0155% | 0.01352% | 0.01585% | 0.0214% | 0.01694% | 0.01694%
1048 | 0.01493% | 0.01228% | 0.01898% | 0.01533% | 0.0125% | 0.008741% | 0.01411% | 0.01332% | 0.01212% | 0.01332% | 0.0125% | 0.01533% | 0.0125% | 0.01551% | 0.02025% | 0.01533% | 0.0125% | 0.008741% | 0.01411% | 0.01332% | 0.01212% | 0.01212% | 0.01332% | 0.0125% | 0.01533% | 0.0125% | 0.01551% | 0.02025% | 0.01493% | 0.01493%
1049 | 0.01332% | 0.01089% | 0.01746% | 0.01513% | 0.01188% | 0.00922% | 0.01291% | 0.01143% | 0.01173% | 0.01143% | 0.01188% | 0.01513% | 0.01188% | 0.01502% | 0.01837% | 0.01513% | 0.01188% | 0.00922% | 0.01291% | 0.01143% | 0.01173% | 0.01173% | 0.01143% | 0.01188% | 0.01513% | 0.01188% | 0.01502% | 0.01837% | 0.01332% | 0.01332%
1050 | 0.01351% | 0.009371% | 0.01853% | 0.01574% | 0.01213% | 0.01105% | 0.01366% | 0.01158% | 0.01175% | 0.01158% | 0.01213% | 0.01574% | 0.01213% | 0.0156% | 0.01822% | 0.01574% | 0.01213% | 0.01105% | 0.01366% | 0.01158% | 0.01175% | 0.01175% | 0.01158% | 0.01213% | 0.01574% | 0.01213% | 0.0156% | 0.01822% | 0.01351% | 0.01351%
1051 | 0.01318% | 0.008872% | 0.01901% | 0.01561% | 0.01181% | 0.01259% | 0.01381% | 0.01161% | 0.01133% | 0.01161% | 0.01181% | 0.01561% | 0.01181% | 0.01547% | 0.01679% | 0.01561% | 0.01181% | 0.01259% | 0.01381% | 0.01161% | 0.01133% | 0.01133% | 0.01161% | 0.01181% | 0.01561% | 0.01181% | 0.01547% | 0.01679% | 0.01318% | 0.01318%
1052 | 0.01259% | 0.008623% | 0.01663% | 0.01486% | 0.01113% | 0.01362% | 0.01332% | 0.01175% | 0.01091% | 0.01175% | 0.01113% | 0.01486% | 0.01113% | 0.01473% | 0.01516% | 0.01486% | 0.01113% | 0.01362% | 0.01332% | 0.01175% | 0.01091% | 0.01091% | 0.01175% | 0.01113% | 0.01486% | 0.01113% | 0.01473% | 0.01516% | 0.01259% | 0.01259%
1053 | 0.01235% | 0.008454% | 0.01298% | 0.0139% | 0.01065% | 0.01411% | 0.01263% | 0.01182% | 0.01042% | 0.01182% | 0.01065% | 0.0139% | 0.01065% | 0.01392% | 0.01399% | 0.0139% | 0.01065% | 0.01411% | 0.01263% | 0.01182% | 0.01042% | 0.01042% | 0.01182% | 0.01065% | 0.0139% | 0.01065% | 0.01392% | 0.01399% | 0.01235% | 0.01235%
1054 | 0.008712% | 0.00836% | 0.008199% | 0.01233% | 0.01036% | 0.01438% | 0.01201% | 0.01205% | 0.01015% | 0.01205% | 0.01036% | 0.01233% | 0.01036% | 0.01222% | 0.01329% | 0.01233% | 0.01036% | 0.01438% | 0.01201% | 0.01205% | 0.01015% | 0.01015% | 0.01205% | 0.01036% | 0.01233% | 0.01036% | 0.01222% | 0.01329% | 0.008712% | 0.008712%
1055 | 0.008989% | 0.008378% | 0.007972% | 0.01014% | 0.01043% | 0.01453% | 0.01146% | 0.01238% | 0.01018% | 0.01238% | 0.01043% | 0.01014% | 0.01043% | 0.009268% | 0.01295% | 0.01014% | 0.01043% | 0.01453% | 0.01146% | 0.01238% | 0.01018% | 0.01018% | 0.01238% | 0.01043% | 0.01014% | 0.01043% | 0.009268% | 0.01295% | 0.008989% | 0.008989%
1056 | 0.009153% | 0.008368% | 0.008572% | 0.008665% | 0.01043% | 0.01454% | 0.01118% | 0.0122% | 0.01007% | 0.0122% | 0.01043% | 0.008665% | 0.01043% | 0.007335% | 0.01245% | 0.008665% | 0.01043% | 0.01454% | 0.01118% | 0.0122% | 0.01007% | 0.01007% | 0.0122% | 0.01043% | 0.008665% | 0.01043% | 0.007335% | 0.01245% | 0.009153% | 0.009153%
1057 | 0.009262% | 0.008286% | 0.008619% | 0.007761% | 0.01035% | 0.01452% | 0.01099% | 0.01031% | 0.01001% | 0.01031% | 0.01035% | 0.007761% | 0.01035% | 0.006953% | 0.01197% | 0.007761% | 0.01035% | 0.01452% | 0.01099% | 0.01031% | 0.01001% | 0.01001% | 0.01031% | 0.01035% | 0.007761% | 0.01035% | 0.006953% | 0.01197% | 0.009262% | 0.009262%
1058 | 0.009319% | 0.008278% | 0.008901% | 0.007111% | 0.01025% | 0.01445% | 0.01085% | 0.008914% | 0.009963% | 0.008914% | 0.01025% | 0.007111% | 0.01025% | 0.006887% | 0.0118% | 0.007111% | 0.01025% | 0.01445% | 0.01085% | 0.008914% | 0.009963% | 0.009963% | 0.008914% | 0.01025% | 0.007111% | 0.01025% | 0.006887% | 0.0118% | 0.009319% | 0.009319%
1059 | 0.009374% | 0.008245% | 0.008873% | 0.007035% | 0.01029% | 0.01438% | 0.01095% | 0.00787% | 0.01011% | 0.00787% | 0.01029% | 0.007035% | 0.01029% | 0.006991% | 0.01188% | 0.007035% | 0.01029% | 0.01438% | 0.01095% | 0.00787% | 0.01011% | 0.01011% | 0.00787% | 0.01029% | 0.007035% | 0.01029% | 0.006991% | 0.01188% | 0.009374% | 0.009374%
1060 | 0.009681% | 0.008247% | 0.008863% | 0.007092% | 0.01042% | 0.01428% | 0.01105% | 0.007284% | 0.01049% | 0.007284% | 0.01042% | 0.007092% | 0.01042% | 0.00737% | 0.01214% | 0.007092% | 0.01042% | 0.01428% | 0.01105% | 0.007284% | 0.01049% | 0.01049% | 0.007284% | 0.01042% | 0.007092% | 0.01042% | 0.00737% | 0.01214% | 0.009681% | 0.009681%
1061 | 0.01064% | 0.008196% | 0.009023% | 0.00731% | 0.01085% | 0.01426% | 0.01149% | 0.007221% | 0.01088% | 0.007221% | 0.01085% | 0.00731% | 0.01085% | 0.007891% | 0.01266% | 0.00731% | 0.01085% | 0.01426% | 0.01149% | 0.007221% | 0.01088% | 0.01088% | 0.007221% | 0.01085% | 0.00731% | 0.01085% | 0.007891% | 0.01266% | 0.01064% | 0.01064%
1062 | 0.01281% | 0.008347% | 0.009152% | 0.008566% | 0.01191% | 0.01432% | 0.01246% | 0.008305% | 0.01182% | 0.008305% | 0.01191% | 0.008566% | 0.01191% | 0.008849% | 0.01397% | 0.008566% | 0.01191% | 0.01432% | 0.01246% | 0.008305% | 0.01182% | 0.01182% | 0.008305% | 0.01191% | 0.008566% | 0.01191% | 0.008849% | 0.01397% | 0.01281% | 0.01281%
1063 | 0.01942% | 0.008615% | 0.01618% | 0.009194% | 0.01318% | 0.0143% | 0.01362% | 0.01009% | 0.0129% | 0.01009% | 0.01318% | 0.009194% | 0.01318% | 0.0102% | 0.01574% | 0.009194% | 0.01318% | 0.0143% | 0.01362% | 0.01009% | 0.0129% | 0.0129% | 0.01009% | 0.01318% | 0.009194% | 0.01318% | 0.0102% | 0.01574% | 0.01942% | 0.01942%
1064 | 0.01894% | 0.009646% | 0.01772% | 0.009924% | 0.01399% | 0.01332% | 0.01359% | 0.01246% | 0.01358% | 0.01246% | 0.01399% | 0.009924% | 0.01399% | 0.0113% | 0.01596% | 0.009924% | 0.01399% | 0.01332% | 0.01359% | 0.01246% | 0.01358% | 0.01358% | 0.01246% | 0.01399% | 0.009924% | 0.01399% | 0.0113% | 0.01596% | 0.01894% | 0.01894%
1065 | 0.02036% | 0.01254% | 0.01943% | 0.01204% | 0.01505% | 0.01288% | 0.01471% | 0.0147% | 0.01431% | 0.0147% | 0.01505% | 0.01204% | 0.01505% | 0.01398% | 0.01752% | 0.01204% | 0.01505% | 0.01288% | 0.01471% | 0.0147% | 0.01431% | 0.01431% | 0.0147% | 0.01505% | 0.01204% | 0.01505% | 0.01398% | 0.01752% | 0.02036% | 0.02036%
1066 | 0.02134% | 0.01554% | 0.01976% | 0.01346% | 0.01586% | 0.01241% | 0.01576% | 0.0149% | 0.01485% | 0.0149% | 0.01586% | 0.01346% | 0.01586% | 0.0151% | 0.01893% | 0.01346% | 0.01586% | 0.01241% | 0.01576% | 0.0149% | 0.01485% | 0.01485% | 0.0149% | 0.01586% | 0.01346% | 0.01586% | 0.0151% | 0.01893% | 0.02134% | 0.02134%
1067 | 0.02155% | 0.01772% | 0.02021% | 0.01422% | 0.01613% | 0.01187% | 0.01649% | 0.01509% | 0.01489% | 0.01509% | 0.01613% | 0.01422% | 0.01613% | 0.01536% | 0.01997% | 0.01422% | 0.01613% | 0.01187% | 0.01649% | 0.01509% | 0.01489% | 0.01489% | 0.01509% | 0.01613% | 0.01422% | 0.01613% | 0.01536% | 0.01997% | 0.02155% | 0.02155%
1068 | 0.02114% | 0.01835% | 0.0201% | 0.01457% | 0.01568% | 0.01114% | 0.0166% | 0.01462% | 0.01444% | 0.01462% | 0.01568% | 0.01457% | 0.01568% | 0.01529% | 0.02037% | 0.01457% | 0.01568% | 0.01114% | 0.0166% | 0.01462% | 0.01444% | 0.01444% | 0.01462% | 0.01568% | 0.01457% | 0.01568% | 0.01529% | 0.02037% | 0.02114% | 0.02114%
1069 | 0.02011% | 0.01801% | 0.02004% | 0.01478% | 0.01494% | 0.01015% | 0.01627% | 0.01372% | 0.01395% | 0.01372% | 0.01494% | 0.01478% | 0.01494% | 0.01521% | 0.02046% | 0.01478% | 0.01494% | 0.01015% | 0.01627% | 0.01372% | 0.01395% | 0.01395% | 0.01372% | 0.01494% | 0.01478% | 0.01494% | 0.01521% | 0.02046% | 0.02011% | 0.02011%
1070 | 0.01829% | 0.01731% | 0.01981% | 0.01484% | 0.01388% | 0.008863% | 0.01563% | 0.01278% | 0.01325% | 0.01278% | 0.01388% | 0.01484% | 0.01388% | 0.01515% | 0.02024% | 0.01484% | 0.01388% | 0.008863% | 0.01563% | 0.01278% | 0.01325% | 0.01325% | 0.01278% | 0.01388% | 0.01484% | 0.01388% | 0.01515% | 0.02024% | 0.01829% | 0.01829%
1071 | 0.01595% | 0.01463% | 0.01853% | 0.01477% | 0.01257% | 0.007702% | 0.01459% | 0.01222% | 0.0122% | 0.01222% | 0.01257% | 0.01477% | 0.01257% | 0.01497% | 0.01977% | 0.01477% | 0.01257% | 0.007702% | 0.01459% | 0.01222% | 0.0122% | 0.0122% | 0.01222% | 0.01257% | 0.01477% | 0.01257% | 0.01497% | 0.01977% | 0.01595% | 0.01595%
1072 | 0.01397% | 0.01211% | 0.01791% | 0.01459% | 0.01153% | 0.007403% | 0.01325% | 0.01228% | 0.01138% | 0.01228% | 0.01153% | 0.01459% | 0.01153% | 0.01462% | 0.01867% | 0.01459% | 0.01153% | 0.007403% | 0.01325% | 0.01228% | 0.01138% | 0.01138% | 0.01228% | 0.01153% | 0.01459% | 0.01153% | 0.01462% | 0.01867% | 0.01397% | 0.01397%
1073 | 0.01226% | 0.01068% | 0.01647% | 0.01447% | 0.01086% | 0.008109% | 0.01206% | 0.01053% | 0.01103% | 0.01053% | 0.01086% | 0.01447% | 0.01086% | 0.01417% | 0.0166% | 0.01447% | 0.01086% | 0.008109% | 0.01206% | 0.01053% | 0.01103% | 0.01103% | 0.01053% | 0.01086% | 0.01447% | 0.01086% | 0.01417% | 0.0166% | 0.01226% | 0.01226%
1074 | 0.01252% | 0.009124% | 0.01761% | 0.01511% | 0.01106% | 0.009929% | 0.01275% | 0.01088% | 0.01114% | 0.01088% | 0.01106% | 0.01511% | 0.01106% | 0.01467% | 0.01592% | 0.01511% | 0.01106% | 0.009929% | 0.01275% | 0.01088% | 0.01114% | 0.01114% | 0.01088% | 0.01106% | 0.01511% | 0.01106% | 0.01467% | 0.01592% | 0.01252% | 0.01252%
1075 | 0.01229% | 0.008594% | 0.01812% | 0.01503% | 0.01083% | 0.0116% | 0.01296% | 0.011% | 0.01078% | 0.011% | 0.01083% | 0.01503% | 0.01083% | 0.01461% | 0.01421% | 0.01503% | 0.01083% | 0.0116% | 0.01296% | 0.011% | 0.01078% | 0.01078% | 0.011% | 0.01083% | 0.01503% | 0.01083% | 0.01461% | 0.01421% | 0.01229% | 0.01229%
1076 | 0.01176% | 0.008275% | 0.01584% | 0.01431% | 0.0102% | 0.01283% | 0.01253% | 0.011% | 0.01022% | 0.011% | 0.0102% | 0.01431% | 0.0102% | 0.01402% | 0.01243% | 0.01431% | 0.0102% | 0.01283% | 0.01253% | 0.011% | 0.01022% | 0.01022% | 0.011% | 0.0102% | 0.01431% | 0.0102% | 0.01402% | 0.01243% | 0.01176% | 0.01176%
1077 | 0.01146% | 0.008126% | 0.01226% | 0.01339% | 0.009713% | 0.01334% | 0.01182% | 0.01108% | 0.009721% | 0.01108% | 0.009713% | 0.01339% | 0.009713% | 0.0132% | 0.01128% | 0.01339% | 0.009713% | 0.01334% | 0.01182% | 0.01108% | 0.009721% | 0.009721% | 0.01108% | 0.009713% | 0.01339% | 0.009713% | 0.0132% | 0.01128% | 0.01146% | 0.01146%
1078 | 0.008041% | 0.008035% | 0.00779% | 0.01186% | 0.009342% | 0.01352% | 0.01114% | 0.01128% | 0.009419% | 0.01128% | 0.009342% | 0.01186% | 0.009342% | 0.01156% | 0.01048% | 0.01186% | 0.009342% | 0.01352% | 0.01114% | 0.01128% | 0.009419% | 0.009419% | 0.01128% | 0.009342% | 0.01186% | 0.009342% | 0.01156% | 0.01048% | 0.008041% | 0.008041%
1079 | 0.008091% | 0.008019% | 0.007446% | 0.009633% | 0.009304% | 0.01357% | 0.01054% | 0.01153% | 0.009374% | 0.01153% | 0.009304% | 0.009633% | 0.009304% | 0.008558% | 0.009951% | 0.009633% | 0.009304% | 0.01357% | 0.01054% | 0.01153% | 0.009374% | 0.009374% | 0.01153% | 0.009304% | 0.009633% | 0.009304% | 0.008558% | 0.009951% | 0.008091% | 0.008091%
1080 | 0.008458% | 0.008084% | 0.007846% | 0.008236% | 0.009595% | 0.01379% | 0.0105% | 0.01165% | 0.009533% | 0.01165% | 0.009595% | 0.008236% | 0.009595% | 0.006739% | 0.01032% | 0.008236% | 0.009595% | 0.01379% | 0.0105% | 0.01165% | 0.009533% | 0.009533% | 0.01165% | 0.009595% | 0.008236% | 0.009595% | 0.006739% | 0.01032% | 0.008458% | 0.008458%
1081 | 0.008351% | 0.007975% | 0.007666% | 0.00708% | 0.009287% | 0.01347% | 0.01006% | 0.009542% | 0.009278% | 0.009542% | 0.009287% | 0.00708% | 0.009287% | 0.005896% | 0.009105% | 0.00708% | 0.009287% | 0.01347% | 0.01006% | 0.009542% | 0.009278% | 0.009278% | 0.009542% | 0.009287% | 0.00708% | 0.009287% | 0.005896% | 0.009105% | 0.008351% | 0.008351%
1082 | 0.008445% | 0.007991% | 0.007971% | 0.006582% | 0.009273% | 0.01347% | 0.01003% | 0.008197% | 0.009268% | 0.008197% | 0.009273% | 0.006582% | 0.009273% | 0.005948% | 0.009099% | 0.006582% | 0.009273% | 0.01347% | 0.01003% | 0.008197% | 0.009268% | 0.009268% | 0.008197% | 0.009273% | 0.006582% | 0.009273% | 0.005948% | 0.009099% | 0.008445% | 0.008445%
1083 | 0.008535% | 0.008007% | 0.008173% | 0.006507% | 0.009381% | 0.01344% | 0.01018% | 0.007283% | 0.009507% | 0.007283% | 0.009381% | 0.006507% | 0.009381% | 0.006102% | 0.009323% | 0.006507% | 0.009381% | 0.01344% | 0.01018% | 0.007283% | 0.009507% | 0.009507% | 0.007283% | 0.009381% | 0.006507% | 0.009381% | 0.006102% | 0.009323% | 0.008535% | 0.008535%
1084 | 0.00891% | 0.008007% | 0.008347% | 0.006569% | 0.009597% | 0.01346% | 0.01035% | 0.006723% | 0.009941% | 0.006723% | 0.009597% | 0.006569% | 0.009597% | 0.006474% | 0.00971% | 0.006569% | 0.009597% | 0.01346% | 0.01035% | 0.006723% | 0.009941% | 0.009941% | 0.006723% | 0.009597% | 0.006569% | 0.009597% | 0.006474% | 0.00971% | 0.00891% | 0.00891%
1085 | 0.009956% | 0.008006% | 0.008329% | 0.006801% | 0.01015% | 0.01351% | 0.01078% | 0.006769% | 0.01041% | 0.006769% | 0.01015% | 0.006801% | 0.01015% | 0.006974% | 0.01043% | 0.006801% | 0.01015% | 0.01351% | 0.01078% | 0.006769% | 0.01041% | 0.01041% | 0.006769% | 0.01015% | 0.006801% | 0.01015% | 0.006974% | 0.01043% | 0.009956% | 0.009956%
1086 | 0.01221% | 0.008058% | 0.00862% | 0.007956% | 0.01118% | 0.01355% | 0.01172% | 0.007828% | 0.01133% | 0.007828% | 0.01118% | 0.007956% | 0.01118% | 0.007937% | 0.01188% | 0.007956% | 0.01118% | 0.01355% | 0.01172% | 0.007828% | 0.01133% | 0.01133% | 0.007828% | 0.01118% | 0.007956% | 0.01118% | 0.007937% | 0.01188% | 0.01221% | 0.01221%
1087 | 0.01878% | 0.008447% | 0.01556% | 0.008624% | 0.01256% | 0.01347% | 0.01289% | 0.009535% | 0.01242% | 0.009535% | 0.01256% | 0.008624% | 0.01256% | 0.009346% | 0.01384% | 0.008624% | 0.01256% | 0.01347% | 0.01289% | 0.009535% | 0.01242% | 0.01242% | 0.009535% | 0.01256% | 0.008624% | 0.01256% | 0.009346% | 0.01384% | 0.01878% | 0.01878%
1088 | 0.01817% | 0.009483% | 0.01697% | 0.009386% | 0.0133% | 0.01247% | 0.01283% | 0.01179% | 0.01315% | 0.01179% | 0.0133% | 0.009386% | 0.0133% | 0.01051% | 0.01426% | 0.009386% | 0.0133% | 0.01247% | 0.01283% | 0.01179% | 0.01315% | 0.01315% | 0.01179% | 0.0133% | 0.009386% | 0.0133% | 0.01051% | 0.01426% | 0.01817% | 0.01817%
1089 | 0.0196% | 0.01239% | 0.01872% | 0.01153% | 0.01447% | 0.0121% | 0.01409% | 0.01405% | 0.01393% | 0.01405% | 0.01447% | 0.01153% | 0.01447% | 0.01326% | 0.0163% | 0.01153% | 0.01447% | 0.0121% | 0.01409% | 0.01405% | 0.01393% | 0.01393% | 0.01405% | 0.01447% | 0.01153% | 0.01447% | 0.01326% | 0.0163% | 0.0196% | 0.0196%
1090 | 0.02044% | 0.01535% | 0.01904% | 0.01284% | 0.01532% | 0.01172% | 0.01515% | 0.01415% | 0.01448% | 0.01415% | 0.01532% | 0.01284% | 0.01532% | 0.01424% | 0.01793% | 0.01284% | 0.01532% | 0.01172% | 0.01515% | 0.01415% | 0.01448% | 0.01448% | 0.01415% | 0.01532% | 0.01284% | 0.01532% | 0.01424% | 0.01793% | 0.02044% | 0.02044%
1091 | 0.02073% | 0.01764% | 0.01949% | 0.01356% | 0.01571% | 0.01132% | 0.01595% | 0.01438% | 0.0146% | 0.01438% | 0.01571% | 0.01356% | 0.01571% | 0.01439% | 0.01916% | 0.01356% | 0.01571% | 0.01132% | 0.01595% | 0.01438% | 0.0146% | 0.0146% | 0.01438% | 0.01571% | 0.01356% | 0.01571% | 0.01439% | 0.01916% | 0.02073% | 0.02073%
1092 | 0.0205% | 0.01836% | 0.01939% | 0.01396% | 0.01539% | 0.01078% | 0.01621% | 0.01402% | 0.01423% | 0.01402% | 0.01539% | 0.01396% | 0.01539% | 0.0143% | 0.02% | 0.01396% | 0.01539% | 0.01078% | 0.01621% | 0.01402% | 0.01423% | 0.01423% | 0.01402% | 0.01539% | 0.01396% | 0.01539% | 0.0143% | 0.02% | 0.0205% | 0.0205%
1093 | 0.01964% | 0.01797% | 0.01944% | 0.01421% | 0.01475% | 0.009772% | 0.016% | 0.0131% | 0.01374% | 0.0131% | 0.01475% | 0.01421% | 0.01475% | 0.01426% | 0.02031% | 0.01421% | 0.01475% | 0.009772% | 0.016% | 0.0131% | 0.01374% | 0.01374% | 0.0131% | 0.01475% | 0.01421% | 0.01475% | 0.01426% | 0.02031% | 0.01964% | 0.01964%
1094 | 0.01803% | 0.01727% | 0.01937% | 0.01433% | 0.01372% | 0.008628% | 0.01543% | 0.01212% | 0.01303% | 0.01212% | 0.01372% | 0.01433% | 0.01372% | 0.0143% | 0.02021% | 0.01433% | 0.01372% | 0.008628% | 0.01543% | 0.01212% | 0.01303% | 0.01303% | 0.01212% | 0.01372% | 0.01433% | 0.01372% | 0.0143% | 0.02021% | 0.01803% | 0.01803%
1095 | 0.01585% | 0.01466% | 0.01822% | 0.01438% | 0.01248% | 0.007698% | 0.01445% | 0.01165% | 0.01203% | 0.01165% | 0.01248% | 0.01438% | 0.01248% | 0.01431% | 0.01982% | 0.01438% | 0.01248% | 0.007698% | 0.01445% | 0.01165% | 0.01203% | 0.01203% | 0.01165% | 0.01248% | 0.01438% | 0.01248% | 0.01431% | 0.01982% | 0.01585% | 0.01585%
1096 | 0.01399% | 0.01213% | 0.01767% | 0.01434% | 0.01156% | 0.0073% | 0.01318% | 0.01196% | 0.01139% | 0.01196% | 0.01156% | 0.01434% | 0.01156% | 0.01422% | 0.01875% | 0.01434% | 0.01156% | 0.0073% | 0.01318% | 0.01196% | 0.01139% | 0.01139% | 0.01196% | 0.01156% | 0.01434% | 0.01156% | 0.01422% | 0.01875% | 0.01399% | 0.01399%
1097 | 0.01247% | 0.0107% | 0.01627% | 0.01428% | 0.01091% | 0.007738% | 0.01197% | 0.01004% | 0.01096% | 0.01004% | 0.01091% | 0.01428% | 0.01091% | 0.01393% | 0.01673% | 0.01428% | 0.01091% | 0.007738% | 0.01197% | 0.01004% | 0.01096% | 0.01096% | 0.01004% | 0.01091% | 0.01428% | 0.01091% | 0.01393% | 0.01673% | 0.01247% | 0.01247%
1098 | 0.0126% | 0.009124% | 0.01732% | 0.01496% | 0.011% | 0.009454% | 0.01258% | 0.01018% | 0.01085% | 0.01018% | 0.011% | 0.01496% | 0.011% | 0.01459% | 0.01601% | 0.01496% | 0.011% | 0.009454% | 0.01258% | 0.01018% | 0.01085% | 0.01085% | 0.01018% | 0.011% | 0.01496% | 0.011% | 0.01459% | 0.01601% | 0.0126% | 0.0126%
1099 | 0.0122% | 0.008537% | 0.0179% | 0.01491% | 0.01063% | 0.01106% | 0.01272% | 0.01028% | 0.01042% | 0.01028% | 0.01063% | 0.01491% | 0.01063% | 0.01466% | 0.01422% | 0.01491% | 0.01063% | 0.01106% | 0.01272% | 0.01028% | 0.01042% | 0.01042% | 0.01028% | 0.01063% | 0.01491% | 0.01063% | 0.01466% | 0.01422% | 0.0122% | 0.0122%
1100 | 0.01158% | 0.008238% | 0.0156% | 0.0142% | 0.00995% | 0.01218% | 0.01228% | 0.01026% | 0.009858% | 0.01026% | 0.00995% | 0.0142% | 0.00995% | 0.01412% | 0.01234% | 0.0142% | 0.00995% | 0.01218% | 0.01228% | 0.01026% | 0.009858% | 0.009858% | 0.01026% | 0.00995% | 0.0142% | 0.00995% | 0.01412% | 0.01234% | 0.01158% | 0.01158%
1101 | 0.01131% | 0.008118% | 0.01219% | 0.01329% | 0.009477% | 0.0126% | 0.01163% | 0.01036% | 0.009349% | 0.01036% | 0.009477% | 0.01329% | 0.009477% | 0.01335% | 0.01115% | 0.01329% | 0.009477% | 0.0126% | 0.01163% | 0.01036% | 0.009349% | 0.009349% | 0.01036% | 0.009477% | 0.01329% | 0.009477% | 0.01335% | 0.01115% | 0.01131% | 0.01131%
1102 | 0.007909% | 0.008045% | 0.007818% | 0.01172% | 0.009222% | 0.01283% | 0.01101% | 0.01066% | 0.009118% | 0.01066% | 0.009222% | 0.01172% | 0.009222% | 0.01156% | 0.01037% | 0.01172% | 0.009222% | 0.01283% | 0.01101% | 0.01066% | 0.009118% | 0.009118% | 0.01066% | 0.009222% | 0.01172% | 0.009222% | 0.01156% | 0.01037% | 0.007909% | 0.007909%
1103 | 0.008008% | 0.007997% | 0.007486% | 0.009388% | 0.009125% | 0.01288% | 0.01037% | 0.01087% | 0.008981% | 0.01087% | 0.009125% | 0.009388% | 0.009125% | 0.008407% | 0.009666% | 0.009388% | 0.009125% | 0.01288% | 0.01037% | 0.01087% | 0.008981% | 0.008981% | 0.01087% | 0.009125% | 0.009388% | 0.009125% | 0.008407% | 0.009666% | 0.008008% | 0.008008%
1104 | 0.008171% | 0.007983% | 0.007763% | 0.007905% | 0.009162% | 0.01304% | 0.01012% | 0.01098% | 0.009003% | 0.01098% | 0.009162% | 0.007905% | 0.009162% | 0.00639% | 0.009327% | 0.007905% | 0.009162% | 0.01304% | 0.01012% | 0.01098% | 0.009003% | 0.009003% | 0.01098% | 0.009162% | 0.007905% | 0.009162% | 0.00639% | 0.009327% | 0.008171% | 0.008171%
1105 | 0.008377% | 0.007946% | 0.007888% | 0.006999% | 0.009116% | 0.013% | 0.009969% | 0.009157% | 0.008855% | 0.009157% | 0.009116% | 0.006999% | 0.009116% | 0.006058% | 0.008771% | 0.006999% | 0.009116% | 0.013% | 0.009969% | 0.009157% | 0.008855% | 0.008855% | 0.009157% | 0.009116% | 0.006999% | 0.009116% | 0.006058% | 0.008771% | 0.008377% | 0.008377%
1106 | 0.008551% | 0.007966% | 0.008136% | 0.00651% | 0.009179% | 0.01311% | 0.009996% | 0.007877% | 0.008937% | 0.007877% | 0.009179% | 0.00651% | 0.009179% | 0.006131% | 0.008748% | 0.00651% | 0.009179% | 0.01311% | 0.009996% | 0.007877% | 0.008937% | 0.008937% | 0.007877% | 0.009179% | 0.00651% | 0.009179% | 0.006131% | 0.008748% | 0.008551% | 0.008551%
1107 | 0.008618% | 0.007944% | 0.008151% | 0.006414% | 0.009253% | 0.01315% | 0.01014% | 0.006882% | 0.009089% | 0.006882% | 0.009253% | 0.006414% | 0.009253% | 0.006312% | 0.008912% | 0.006414% | 0.009253% | 0.01315% | 0.01014% | 0.006882% | 0.009089% | 0.009089% | 0.006882% | 0.009253% | 0.006414% | 0.009253% | 0.006312% | 0.008912% | 0.008618% | 0.008618%
1108 | 0.008945% | 0.007895% | 0.008171% | 0.006432% | 0.009378% | 0.0132% | 0.01023% | 0.006167% | 0.00941% | 0.006167% | 0.009378% | 0.006432% | 0.009378% | 0.006746% | 0.009219% | 0.006432% | 0.009378% | 0.0132% | 0.01023% | 0.006167% | 0.00941% | 0.00941% | 0.006167% | 0.009378% | 0.006432% | 0.009378% | 0.006746% | 0.009219% | 0.008945% | 0.008945%
1109 | 0.00992% | 0.007905% | 0.008269% | 0.006662% | 0.01% | 0.01326% | 0.01067% | 0.006207% | 0.01% | 0.006207% | 0.01% | 0.006662% | 0.01% | 0.007294% | 0.01001% | 0.006662% | 0.01% | 0.01326% | 0.01067% | 0.006207% | 0.01% | 0.01% | 0.006207% | 0.01% | 0.006662% | 0.01% | 0.007294% | 0.01001% | 0.00992% | 0.00992%
1110 | 0.01214% | 0.008362% | 0.008463% | 0.007723% | 0.01101% | 0.01316% | 0.01162% | 0.007354% | 0.01078% | 0.007354% | 0.01101% | 0.007723% | 0.01101% | 0.00815% | 0.01143% | 0.007723% | 0.01101% | 0.01316% | 0.01162% | 0.007354% | 0.01078% | 0.01078% | 0.007354% | 0.01101% | 0.007723% | 0.01101% | 0.00815% | 0.01143% | 0.01214% | 0.01214%
1111 | 0.01847% | 0.008488% | 0.01563% | 0.008483% | 0.0125% | 0.01333% | 0.01288% | 0.009138% | 0.01232% | 0.009138% | 0.0125% | 0.008483% | 0.0125% | 0.009682% | 0.01353% | 0.008483% | 0.0125% | 0.01333% | 0.01288% | 0.009138% | 0.01232% | 0.01232% | 0.009138% | 0.0125% | 0.008483% | 0.0125% | 0.009682% | 0.01353% | 0.01847% | 0.01847%
1112 | 0.01821% | 0.00946% | 0.01724% | 0.00932% | 0.01338% | 0.0124% | 0.01289% | 0.01151% | 0.01322% | 0.01151% | 0.01338% | 0.00932% | 0.01338% | 0.01088% | 0.01414% | 0.00932% | 0.01338% | 0.0124% | 0.01289% | 0.01151% | 0.01322% | 0.01322% | 0.01151% | 0.01338% | 0.00932% | 0.01338% | 0.01088% | 0.01414% | 0.01821% | 0.01821%
1113 | 0.01978% | 0.01237% | 0.0189% | 0.01157% | 0.01466% | 0.01226% | 0.01415% | 0.01396% | 0.01405% | 0.01396% | 0.01466% | 0.01157% | 0.01466% | 0.01365% | 0.01636% | 0.01157% | 0.01466% | 0.01226% | 0.01415% | 0.01396% | 0.01405% | 0.01405% | 0.01396% | 0.01466% | 0.01157% | 0.01466% | 0.01365% | 0.01636% | 0.01978% | 0.01978%
1114 | 0.02062% | 0.01516% | 0.01917% | 0.01298% | 0.01553% | 0.01191% | 0.01522% | 0.01419% | 0.01463% | 0.01419% | 0.01553% | 0.01298% | 0.01553% | 0.01468% | 0.01804% | 0.01298% | 0.01553% | 0.01191% | 0.01522% | 0.01419% | 0.01463% | 0.01463% | 0.01419% | 0.01553% | 0.01298% | 0.01553% | 0.01468% | 0.01804% | 0.02062% | 0.02062%
1115 | 0.0209% | 0.01747% | 0.01966% | 0.01375% | 0.01583% | 0.01149% | 0.016% | 0.01442% | 0.01466% | 0.01442% | 0.01583% | 0.01375% | 0.01583% | 0.01495% | 0.01923% | 0.01375% | 0.01583% | 0.01149% | 0.016% | 0.01442% | 0.01466% | 0.01466% | 0.01442% | 0.01583% | 0.01375% | 0.01583% | 0.01495% | 0.01923% | 0.0209% | 0.0209%
1116 | 0.02064% | 0.01825% | 0.01959% | 0.0142% | 0.01554% | 0.01103% | 0.01624% | 0.01413% | 0.01433% | 0.01413% | 0.01554% | 0.0142% | 0.01554% | 0.01501% | 0.02% | 0.0142% | 0.01554% | 0.01103% | 0.01624% | 0.01413% | 0.01433% | 0.01433% | 0.01413% | 0.01554% | 0.0142% | 0.01554% | 0.01501% | 0.02% | 0.02064% | 0.02064%
1117 | 0.01974% | 0.01791% | 0.01964% | 0.01454% | 0.01491% | 0.01025% | 0.01603% | 0.01325% | 0.01394% | 0.01325% | 0.01491% | 0.01454% | 0.01491% | 0.01507% | 0.02028% | 0.01454% | 0.01491% | 0.01025% | 0.01603% | 0.01325% | 0.01394% | 0.01394% | 0.01325% | 0.01491% | 0.01454% | 0.01491% | 0.01507% | 0.02028% | 0.01974% | 0.01974%
1118 | 0.01814% | 0.01718% | 0.01958% | 0.01474% | 0.01391% | 0.009103% | 0.01548% | 0.01243% | 0.01332% | 0.01243% | 0.01391% | 0.01474% | 0.01391% | 0.01513% | 0.02018% | 0.01474% | 0.01391% | 0.009103% | 0.01548% | 0.01243% | 0.01332% | 0.01332% | 0.01243% | 0.01391% | 0.01474% | 0.01391% | 0.01513% | 0.02018% | 0.01814% | 0.01814%
1119 | 0.01598% | 0.01454% | 0.01848% | 0.01478% | 0.01271% | 0.00829% | 0.01457% | 0.01202% | 0.01233% | 0.01202% | 0.01271% | 0.01478% | 0.01271% | 0.01507% | 0.01984% | 0.01478% | 0.01271% | 0.00829% | 0.01457% | 0.01202% | 0.01233% | 0.01233% | 0.01202% | 0.01271% | 0.01478% | 0.01271% | 0.01507% | 0.01984% | 0.01598% | 0.01598%
1120 | 0.01414% | 0.01203% | 0.01798% | 0.01469% | 0.01174% | 0.008077% | 0.01331% | 0.01226% | 0.01159% | 0.01226% | 0.01174% | 0.01469% | 0.01174% | 0.01481% | 0.01883% | 0.01469% | 0.01174% | 0.008077% | 0.01331% | 0.01226% | 0.01159% | 0.01159% | 0.01226% | 0.01174% | 0.01469% | 0.01174% | 0.01481% | 0.01883% | 0.01414% | 0.01414%
1121 | 0.01257% | 0.0106% | 0.01652% | 0.01453% | 0.01105% | 0.008615% | 0.0121% | 0.01033% | 0.01103% | 0.01033% | 0.01105% | 0.01453% | 0.01105% | 0.01436% | 0.01683% | 0.01453% | 0.01105% | 0.008615% | 0.0121% | 0.01033% | 0.01103% | 0.01103% | 0.01033% | 0.01105% | 0.01453% | 0.01105% | 0.01436% | 0.01683% | 0.01257% | 0.01257%
1122 | 0.01276% | 0.00904% | 0.01759% | 0.01516% | 0.01121% | 0.01032% | 0.01279% | 0.01067% | 0.01102% | 0.01067% | 0.01121% | 0.01516% | 0.01121% | 0.01489% | 0.01614% | 0.01516% | 0.01121% | 0.01032% | 0.01279% | 0.01067% | 0.01102% | 0.01102% | 0.01067% | 0.01121% | 0.01516% | 0.01121% | 0.01489% | 0.01614% | 0.01276% | 0.01276%
1123 | 0.01248% | 0.008505% | 0.01812% | 0.0151% | 0.01095% | 0.01191% | 0.01299% | 0.0108% | 0.01073% | 0.0108% | 0.01095% | 0.0151% | 0.01095% | 0.01485% | 0.01445% | 0.0151% | 0.01095% | 0.01191% | 0.01299% | 0.0108% | 0.01073% | 0.01073% | 0.0108% | 0.01095% | 0.0151% | 0.01095% | 0.01485% | 0.01445% | 0.01248% | 0.01248%
1124 | 0.01189% | 0.008203% | 0.01577% | 0.01436% | 0.01024% | 0.013% | 0.01254% | 0.01078% | 0.01012% | 0.01078% | 0.01024% | 0.01436% | 0.01024% | 0.0142% | 0.0126% | 0.01436% | 0.01024% | 0.013% | 0.01254% | 0.01078% | 0.01012% | 0.01012% | 0.01078% | 0.01024% | 0.01436% | 0.01024% | 0.0142% | 0.0126% | 0.01189% | 0.01189%
1125 | 0.01163% | 0.008026% | 0.01221% | 0.0134% | 0.00971% | 0.01343% | 0.01186% | 0.01082% | 0.009545% | 0.01082% | 0.00971% | 0.0134% | 0.00971% | 0.01335% | 0.01137% | 0.0134% | 0.00971% | 0.01343% | 0.01186% | 0.01082% | 0.009545% | 0.009545% | 0.01082% | 0.00971% | 0.0134% | 0.00971% | 0.01335% | 0.01137% | 0.01163% | 0.01163%
1126 | 0.008033% | 0.007962% | 0.007892% | 0.01185% | 0.009474% | 0.01361% | 0.01127% | 0.01115% | 0.009347% | 0.01115% | 0.009474% | 0.01185% | 0.009474% | 0.01162% | 0.01068% | 0.01185% | 0.009474% | 0.01361% | 0.01127% | 0.01115% | 0.009347% | 0.009347% | 0.01115% | 0.009474% | 0.01185% | 0.009474% | 0.01162% | 0.01068% | 0.008033% | 0.008033%
1127 | 0.008229% | 0.007954% | 0.00756% | 0.009604% | 0.009458% | 0.01372% | 0.01068% | 0.01143% | 0.00933% | 0.01143% | 0.009458% | 0.009604% | 0.009458% | 0.00859% | 0.01012% | 0.009604% | 0.009458% | 0.01372% | 0.01068% | 0.01143% | 0.00933% | 0.00933% | 0.01143% | 0.009458% | 0.009604% | 0.009458% | 0.00859% | 0.01012% | 0.008229% | 0.008229%
1128 | 0.008251% | 0.007939% | 0.007787% | 0.008038% | 0.009335% | 0.01352% | 0.0103% | 0.01119% | 0.009154% | 0.01119% | 0.009335% | 0.008038% | 0.009335% | 0.006587% | 0.009559% | 0.008038% | 0.009335% | 0.01352% | 0.0103% | 0.01119% | 0.009154% | 0.009154% | 0.01119% | 0.009335% | 0.008038% | 0.009335% | 0.006587% | 0.009559% | 0.008251% | 0.008251%
1129 | 0.007512% | 0.009469% | 0.007164% | 0.006993% | 0.009811% | 0.0143% | 0.0102% | 0.008744% | 0.009255% | 0.008744% | 0.009811% | 0.006993% | 0.009811% | 0.007443% | 0.009078% | 0.006993% | 0.009811% | 0.0143% | 0.0102% | 0.008744% | 0.009255% | 0.009255% | 0.008744% | 0.009811% | 0.006993% | 0.009811% | 0.007443% | 0.009078% | 0.007512% | 0.007512%
1130 | 0.007582% | 0.009653% | 0.007237% | 0.006538% | 0.009607% | 0.01427% | 0.01034% | 0.008163% | 0.009186% | 0.008163% | 0.009607% | 0.006538% | 0.009607% | 0.006626% | 0.009192% | 0.006538% | 0.009607% | 0.01427% | 0.01034% | 0.008163% | 0.009186% | 0.009186% | 0.008163% | 0.009607% | 0.006538% | 0.009607% | 0.006626% | 0.009192% | 0.007582% | 0.007582%
1131 | 0.007582% | 0.00975% | 0.007258% | 0.006504% | 0.009615% | 0.01424% | 0.01038% | 0.007516% | 0.009321% | 0.007516% | 0.009615% | 0.006504% | 0.009615% | 0.006235% | 0.009335% | 0.006504% | 0.009615% | 0.01424% | 0.01038% | 0.007516% | 0.009321% | 0.009321% | 0.007516% | 0.009615% | 0.006504% | 0.009615% | 0.006235% | 0.009335% | 0.007582% | 0.007582%
1132 | 0.007604% | 0.009778% | 0.007259% | 0.006554% | 0.00985% | 0.01424% | 0.01038% | 0.007261% | 0.009558% | 0.007261% | 0.00985% | 0.006554% | 0.00985% | 0.006401% | 0.009384% | 0.006554% | 0.00985% | 0.01424% | 0.01038% | 0.007261% | 0.009558% | 0.009558% | 0.007261% | 0.00985% | 0.006554% | 0.00985% | 0.006401% | 0.009384% | 0.007604% | 0.007604%
1133 | 0.007636% | 0.009843% | 0.007402% | 0.006768% | 0.01015% | 0.01428% | 0.01044% | 0.007347% | 0.009655% | 0.007347% | 0.01015% | 0.006768% | 0.01015% | 0.006894% | 0.009556% | 0.006768% | 0.01015% | 0.01428% | 0.01044% | 0.007347% | 0.009655% | 0.009655% | 0.007347% | 0.01015% | 0.006768% | 0.01015% | 0.006894% | 0.009556% | 0.007636% | 0.007636%
1134 | 0.007623% | 0.009933% | 0.007569% | 0.007594% | 0.01022% | 0.0144% | 0.01049% | 0.008075% | 0.009755% | 0.008075% | 0.01022% | 0.007594% | 0.01022% | 0.007853% | 0.009695% | 0.007594% | 0.01022% | 0.0144% | 0.01049% | 0.008075% | 0.009755% | 0.009755% | 0.008075% | 0.01022% | 0.007594% | 0.01022% | 0.007853% | 0.009695% | 0.007623% | 0.007623%
1135 | 0.01319% | 0.01006% | 0.01209% | 0.008161% | 0.0102% | 0.01433% | 0.01031% | 0.009408% | 0.009884% | 0.009408% | 0.0102% | 0.008161% | 0.0102% | 0.009103% | 0.00938% | 0.008161% | 0.0102% | 0.01433% | 0.01031% | 0.009408% | 0.009884% | 0.009884% | 0.009408% | 0.0102% | 0.008161% | 0.0102% | 0.009103% | 0.00938% | 0.01319% | 0.01319%
1136 | 0.009256% | 0.01009% | 0.008717% | 0.008877% | 0.009694% | 0.01325% | 0.008749% | 0.01109% | 0.009668% | 0.01109% | 0.009694% | 0.008877% | 0.009694% | 0.0104% | 0.00691% | 0.008877% | 0.009694% | 0.01325% | 0.008749% | 0.01109% | 0.009668% | 0.009668% | 0.01109% | 0.009694% | 0.008877% | 0.009694% | 0.0104% | 0.00691% | 0.009256% | 0.009256%
1137 | 0.008213% | 0.01065% | 0.007781% | 0.01102% | 0.0097% | 0.01271% | 0.008768% | 0.01334% | 0.009499% | 0.01334% | 0.0097% | 0.01102% | 0.0097% | 0.01312% | 0.006099% | 0.01102% | 0.0097% | 0.01271% | 0.008768% | 0.01334% | 0.009499% | 0.009499% | 0.01334% | 0.0097% | 0.01102% | 0.0097% | 0.01312% | 0.006099% | 0.008213% | 0.008213%
1138 | 0.007501% | 0.01161% | 0.007121% | 0.01237% | 0.009849% | 0.01208% | 0.008808% | 0.01368% | 0.009474% | 0.01368% | 0.009849% | 0.01237% | 0.009849% | 0.0143% | 0.005466% | 0.01237% | 0.009849% | 0.01208% | 0.008808% | 0.01368% | 0.009474% | 0.009474% | 0.01368% | 0.009849% | 0.01237% | 0.009849% | 0.0143% | 0.005466% | 0.007501% | 0.007501%
1139 | 0.006939% | 0.01283% | 0.006614% | 0.01317% | 0.009941% | 0.01151% | 0.009025% | 0.01447% | 0.009598% | 0.01447% | 0.009941% | 0.01317% | 0.009941% | 0.01449% | 0.005114% | 0.01317% | 0.009941% | 0.01151% | 0.009025% | 0.01447% | 0.009598% | 0.009598% | 0.01447% | 0.009941% | 0.01317% | 0.009941% | 0.01449% | 0.005114% | 0.006939% | 0.006939%
1140 | 0.006611% | 0.01371% | 0.006495% | 0.01367% | 0.009722% | 0.01081% | 0.009306% | 0.01465% | 0.009614% | 0.01465% | 0.009722% | 0.01367% | 0.009722% | 0.01437% | 0.004923% | 0.01367% | 0.009722% | 0.01081% | 0.009306% | 0.01465% | 0.009614% | 0.009614% | 0.01465% | 0.009722% | 0.01367% | 0.009722% | 0.01437% | 0.004923% | 0.006611% | 0.006611%
1141 | 0.006507% | 0.0136% | 0.006056% | 0.01404% | 0.009517% | 0.009922% | 0.009322% | 0.01449% | 0.009646% | 0.01449% | 0.009517% | 0.01404% | 0.009517% | 0.01425% | 0.004795% | 0.01404% | 0.009517% | 0.009922% | 0.009322% | 0.01449% | 0.009646% | 0.009646% | 0.01449% | 0.009517% | 0.01404% | 0.009517% | 0.01425% | 0.004795% | 0.006507% | 0.006507%
1142 | 0.006315% | 0.01299% | 0.005871% | 0.01427% | 0.009461% | 0.008819% | 0.009102% | 0.01434% | 0.009637% | 0.01434% | 0.009461% | 0.01427% | 0.009461% | 0.01428% | 0.004723% | 0.01427% | 0.009461% | 0.008819% | 0.009102% | 0.01434% | 0.009637% | 0.009637% | 0.01434% | 0.009461% | 0.01427% | 0.009461% | 0.01428% | 0.004723% | 0.006315% | 0.006315%
1143 | 0.006183% | 0.01191% | 0.005794% | 0.01424% | 0.009446% | 0.007995% | 0.008768% | 0.0143% | 0.009606% | 0.0143% | 0.009446% | 0.01424% | 0.009446% | 0.01443% | 0.004713% | 0.01424% | 0.009446% | 0.007995% | 0.008768% | 0.0143% | 0.009606% | 0.009606% | 0.0143% | 0.009446% | 0.01424% | 0.009446% | 0.01443% | 0.004713% | 0.006183% | 0.006183%
1144 | 0.006248% | 0.01086% | 0.005856% | 0.01416% | 0.009465% | 0.007725% | 0.008378% | 0.0145% | 0.009637% | 0.0145% | 0.009465% | 0.01416% | 0.009465% | 0.01464% | 0.004747% | 0.01416% | 0.009465% | 0.007725% | 0.008378% | 0.0145% | 0.009637% | 0.009637% | 0.0145% | 0.009465% | 0.01416% | 0.009465% | 0.01464% | 0.004747% | 0.006248% | 0.006248%
1145 | 0.00649% | 0.01017% | 0.006267% | 0.01405% | 0.009461% | 0.008261% | 0.008109% | 0.01257% | 0.009657% | 0.01257% | 0.009461% | 0.01405% | 0.009461% | 0.01484% | 0.004853% | 0.01405% | 0.009461% | 0.008261% | 0.008109% | 0.01257% | 0.009657% | 0.009657% | 0.01257% | 0.009461% | 0.01405% | 0.009461% | 0.01484% | 0.004853% | 0.00649% | 0.00649%
1146 | 0.008342% | 0.009626% | 0.007825% | 0.01467% | 0.01007% | 0.01007% | 0.009405% | 0.01242% | 0.00981% | 0.01242% | 0.01007% | 0.01467% | 0.01007% | 0.01602% | 0.00687% | 0.01467% | 0.01007% | 0.01007% | 0.009405% | 0.01242% | 0.00981% | 0.00981% | 0.01242% | 0.01007% | 0.01467% | 0.01007% | 0.01602% | 0.00687% | 0.008342% | 0.008342%
1147 | 0.009457% | 0.00946% | 0.008894% | 0.0146% | 0.01023% | 0.01183% | 0.009904% | 0.01226% | 0.009763% | 0.01226% | 0.01023% | 0.0146% | 0.01023% | 0.01655% | 0.007975% | 0.0146% | 0.01023% | 0.01183% | 0.009904% | 0.01226% | 0.009763% | 0.009763% | 0.01226% | 0.01023% | 0.0146% | 0.01023% | 0.01655% | 0.007975% | 0.009457% | 0.009457%
1148 | 0.009932% | 0.009417% | 0.009328% | 0.01385% | 0.009974% | 0.01318% | 0.0098% | 0.01194% | 0.009669% | 0.01194% | 0.009974% | 0.01385% | 0.009974% | 0.01633% | 0.008153% | 0.01385% | 0.009974% | 0.01318% | 0.0098% | 0.01194% | 0.009669% | 0.009669% | 0.01194% | 0.009974% | 0.01385% | 0.009974% | 0.01633% | 0.008153% | 0.009932% | 0.009932%
1149 | 0.01023% | 0.009441% | 0.009602% | 0.01287% | 0.009658% | 0.01361% | 0.00981% | 0.01149% | 0.009475% | 0.01149% | 0.009658% | 0.01287% | 0.009658% | 0.01563% | 0.008316% | 0.01287% | 0.009658% | 0.01361% | 0.00981% | 0.01149% | 0.009475% | 0.009475% | 0.01149% | 0.009658% | 0.01287% | 0.009658% | 0.01563% | 0.008316% | 0.01023% | 0.01023%
1150 | 0.007288% | 0.009484% | 0.007096% | 0.01126% | 0.009366% | 0.01386% | 0.009874% | 0.01119% | 0.00921% | 0.01119% | 0.009366% | 0.01126% | 0.009366% | 0.0138% | 0.008498% | 0.01126% | 0.009366% | 0.01386% | 0.009874% | 0.01119% | 0.00921% | 0.00921% | 0.01119% | 0.009366% | 0.01126% | 0.009366% | 0.0138% | 0.008498% | 0.007288% | 0.007288%
1151 | 0.007552% | 0.009526% | 0.007238% | 0.008992% | 0.009257% | 0.01403% | 0.009975% | 0.01078% | 0.008977% | 0.01078% | 0.009257% | 0.008992% | 0.009257% | 0.01051% | 0.008592% | 0.008992% | 0.009257% | 0.01403% | 0.009975% | 0.01078% | 0.008977% | 0.008977% | 0.01078% | 0.009257% | 0.008992% | 0.009257% | 0.01051% | 0.008592% | 0.007552% | 0.007552%
1152 | 0.007709% | 0.009155% | 0.007385% | 0.007593% | 0.009246% | 0.01392% | 0.01013% | 0.01024% | 0.008967% | 0.01024% | 0.009246% | 0.007593% | 0.009246% | 0.007755% | 0.008861% | 0.007593% | 0.009246% | 0.01392% | 0.01013% | 0.01024% | 0.008967% | 0.008967% | 0.01024% | 0.009246% | 0.007593% | 0.009246% | 0.007755% | 0.008861% | 0.007709% | 0.007709%
1153 | 0.006682% | 0.007515% | 0.006525% | 0.007117% | 0.008043% | 0.0139% | 0.008819% | 0.009203% | 0.008046% | 0.009203% | 0.008043% | 0.007117% | 0.008043% | 0.006414% | 0.008565% | 0.007117% | 0.008043% | 0.0139% | 0.008819% | 0.009203% | 0.008046% | 0.008046% | 0.009203% | 0.008043% | 0.007117% | 0.008043% | 0.006414% | 0.008565% | 0.006682% | 0.006682%
1154 | 0.006715% | 0.007479% | 0.006596% | 0.006715% | 0.008185% | 0.01392% | 0.009005% | 0.008798% | 0.008213% | 0.008798% | 0.008185% | 0.006715% | 0.008185% | 0.005995% | 0.008644% | 0.006715% | 0.008185% | 0.01392% | 0.009005% | 0.008798% | 0.008213% | 0.008213% | 0.008798% | 0.008185% | 0.006715% | 0.008185% | 0.005995% | 0.008644% | 0.006715% | 0.006715%
1155 | 0.006763% | 0.007437% | 0.006714% | 0.006657% | 0.008353% | 0.01394% | 0.009145% | 0.008254% | 0.00835% | 0.008254% | 0.008353% | 0.006657% | 0.008353% | 0.005824% | 0.008737% | 0.006657% | 0.008353% | 0.01394% | 0.009145% | 0.008254% | 0.00835% | 0.00835% | 0.008254% | 0.008353% | 0.006657% | 0.008353% | 0.005824% | 0.008737% | 0.006763% | 0.006763%
1156 | 0.006656% | 0.007431% | 0.006601% | 0.006655% | 0.008282% | 0.01399% | 0.009243% | 0.007886% | 0.008057% | 0.007886% | 0.008282% | 0.006655% | 0.008282% | 0.005921% | 0.008821% | 0.006655% | 0.008282% | 0.01399% | 0.009243% | 0.007886% | 0.008057% | 0.008057% | 0.007886% | 0.008282% | 0.006655% | 0.008282% | 0.005921% | 0.008821% | 0.006656% | 0.006656%
1157 | 0.00675% | 0.007458% | 0.006712% | 0.006811% | 0.008495% | 0.01409% | 0.009483% | 0.008086% | 0.008212% | 0.008086% | 0.008495% | 0.006811% | 0.008495% | 0.006556% | 0.009099% | 0.006811% | 0.008495% | 0.01409% | 0.009483% | 0.008086% | 0.008212% | 0.008212% | 0.008086% | 0.008495% | 0.006811% | 0.008495% | 0.006556% | 0.009099% | 0.00675% | 0.00675%
1158 | 0.00683% | 0.007473% | 0.006854% | 0.007739% | 0.008775% | 0.01429% | 0.009751% | 0.008869% | 0.008409% | 0.008869% | 0.008775% | 0.007739% | 0.008775% | 0.007625% | 0.009279% | 0.007739% | 0.008775% | 0.01429% | 0.009751% | 0.008869% | 0.008409% | 0.008409% | 0.008869% | 0.008775% | 0.007739% | 0.008775% | 0.007625% | 0.009279% | 0.00683% | 0.00683%
1159 | 0.01179% | 0.007547% | 0.01148% | 0.00799% | 0.008571% | 0.01425% | 0.009432% | 0.009324% | 0.008128% | 0.009324% | 0.008571% | 0.00799% | 0.008571% | 0.009048% | 0.008905% | 0.00799% | 0.008571% | 0.01425% | 0.009432% | 0.009324% | 0.008128% | 0.008128% | 0.009324% | 0.008571% | 0.00799% | 0.008571% | 0.009048% | 0.008905% | 0.01179% | 0.01179%
1160 | 0.007727% | 0.007756% | 0.007552% | 0.007786% | 0.007801% | 0.01309% | 0.007745% | 0.01031% | 0.007823% | 0.01031% | 0.007801% | 0.007786% | 0.007801% | 0.009562% | 0.006294% | 0.007786% | 0.007801% | 0.01309% | 0.007745% | 0.01031% | 0.007823% | 0.007823% | 0.01031% | 0.007801% | 0.007786% | 0.007801% | 0.009562% | 0.006294% | 0.007727% | 0.007727%
1161 | 0.007275% | 0.008075% | 0.007199% | 0.008822% | 0.008017% | 0.01251% | 0.007895% | 0.01275% | 0.008141% | 0.01275% | 0.008017% | 0.008822% | 0.008017% | 0.01138% | 0.005613% | 0.008822% | 0.008017% | 0.01251% | 0.007895% | 0.01275% | 0.008141% | 0.008141% | 0.01275% | 0.008017% | 0.008822% | 0.008017% | 0.01138% | 0.005613% | 0.007275% | 0.007275%
1162 | 0.006402% | 0.008612% | 0.006382% | 0.00995% | 0.007804% | 0.01173% | 0.007516% | 0.01348% | 0.00801% | 0.01348% | 0.007804% | 0.00995% | 0.007804% | 0.01274% | 0.005122% | 0.00995% | 0.007804% | 0.01173% | 0.007516% | 0.01348% | 0.00801% | 0.00801% | 0.01348% | 0.007804% | 0.00995% | 0.007804% | 0.01274% | 0.005122% | 0.006402% | 0.006402%
1163 | 0.005975% | 0.00939% | 0.005837% | 0.01117% | 0.007487% | 0.0112% | 0.007103% | 0.01384% | 0.007796% | 0.01384% | 0.007487% | 0.01117% | 0.007487% | 0.0136% | 0.004892% | 0.01117% | 0.007487% | 0.0112% | 0.007103% | 0.01384% | 0.007796% | 0.007796% | 0.01384% | 0.007487% | 0.01117% | 0.007487% | 0.0136% | 0.004892% | 0.005975% | 0.005975%
1164 | 0.005732% | 0.0104% | 0.005648% | 0.01219% | 0.007252% | 0.01051% | 0.006756% | 0.01397% | 0.007634% | 0.01397% | 0.007252% | 0.01219% | 0.007252% | 0.014% | 0.004719% | 0.01219% | 0.007252% | 0.01051% | 0.006756% | 0.01397% | 0.007634% | 0.007634% | 0.01397% | 0.007252% | 0.01219% | 0.007252% | 0.014% | 0.004719% | 0.005732% | 0.005732%
1165 | 0.005456% | 0.01088% | 0.005315% | 0.01308% | 0.007206% | 0.009669% | 0.006643% | 0.014% | 0.007697% | 0.014% | 0.007206% | 0.01308% | 0.007206% | 0.01407% | 0.004603% | 0.01308% | 0.007206% | 0.009669% | 0.006643% | 0.014% | 0.007697% | 0.007697% | 0.014% | 0.007206% | 0.01308% | 0.007206% | 0.01407% | 0.004603% | 0.005456% | 0.005456%
1166 | 0.005331% | 0.01095% | 0.005048% | 0.01351% | 0.007154% | 0.008604% | 0.006537% | 0.01412% | 0.007712% | 0.01412% | 0.007154% | 0.01351% | 0.007154% | 0.01405% | 0.00453% | 0.01351% | 0.007154% | 0.008604% | 0.006537% | 0.01412% | 0.007712% | 0.007712% | 0.01412% | 0.007154% | 0.01351% | 0.007154% | 0.01405% | 0.00453% | 0.005331% | 0.005331%
1167 | 0.005188% | 0.01037% | 0.00492% | 0.01355% | 0.007162% | 0.007716% | 0.006549% | 0.01428% | 0.007686% | 0.01428% | 0.007162% | 0.01355% | 0.007162% | 0.0141% | 0.004504% | 0.01355% | 0.007162% | 0.007716% | 0.006549% | 0.01428% | 0.007686% | 0.007686% | 0.01428% | 0.007162% | 0.01355% | 0.007162% | 0.0141% | 0.004504% | 0.005188% | 0.005188%
1168 | 0.00527% | 0.009362% | 0.004991% | 0.01335% | 0.00711% | 0.007514% | 0.006569% | 0.01436% | 0.007616% | 0.01436% | 0.00711% | 0.01335% | 0.00711% | 0.01414% | 0.004541% | 0.01335% | 0.00711% | 0.007514% | 0.006569% | 0.01436% | 0.007616% | 0.007616% | 0.01436% | 0.00711% | 0.01335% | 0.00711% | 0.01414% | 0.004541% | 0.00527% | 0.00527%
1169 | 0.005551% | 0.008486% | 0.005334% | 0.0129% | 0.006914% | 0.008172% | 0.006492% | 0.01203% | 0.007391% | 0.01203% | 0.006914% | 0.0129% | 0.006914% | 0.01402% | 0.004608% | 0.0129% | 0.006914% | 0.008172% | 0.006492% | 0.01203% | 0.007391% | 0.007391% | 0.01203% | 0.006914% | 0.0129% | 0.006914% | 0.01402% | 0.004608% | 0.005551% | 0.005551%
1170 | 0.007242% | 0.007886% | 0.006925% | 0.01309% | 0.007388% | 0.0101% | 0.007837% | 0.01159% | 0.007352% | 0.01159% | 0.007388% | 0.01309% | 0.007388% | 0.01459% | 0.006488% | 0.01309% | 0.007388% | 0.0101% | 0.007837% | 0.01159% | 0.007352% | 0.007352% | 0.01159% | 0.007388% | 0.01309% | 0.007388% | 0.01459% | 0.006488% | 0.007242% | 0.007242%
1171 | 0.008343% | 0.00765% | 0.007955% | 0.01267% | 0.007605% | 0.01201% | 0.00845% | 0.01158% | 0.007403% | 0.01158% | 0.007605% | 0.01267% | 0.007605% | 0.01441% | 0.007539% | 0.01267% | 0.007605% | 0.01201% | 0.00845% | 0.01158% | 0.007403% | 0.007403% | 0.01158% | 0.007605% | 0.01267% | 0.007605% | 0.01441% | 0.007539% | 0.008343% | 0.008343%
1172 | 0.008584% | 0.007596% | 0.008309% | 0.01158% | 0.007543% | 0.01338% | 0.008404% | 0.01139% | 0.007385% | 0.01139% | 0.007543% | 0.01158% | 0.007543% | 0.01342% | 0.007693% | 0.01158% | 0.007543% | 0.01338% | 0.008404% | 0.01139% | 0.007385% | 0.007385% | 0.01139% | 0.007543% | 0.01158% | 0.007543% | 0.01342% | 0.007693% | 0.008584% | 0.008584%
1173 | 0.008824% | 0.007524% | 0.008551% | 0.01054% | 0.007554% | 0.01382% | 0.008454% | 0.01109% | 0.007358% | 0.01109% | 0.007554% | 0.01054% | 0.007554% | 0.01215% | 0.007849% | 0.01054% | 0.007554% | 0.01382% | 0.008454% | 0.01109% | 0.007358% | 0.007358% | 0.01109% | 0.007554% | 0.01054% | 0.007554% | 0.01215% | 0.007849% | 0.008824% | 0.008824%
1174 | 0.00612% | 0.007494% | 0.005944% | 0.009582% | 0.007647% | 0.01413% | 0.008548% | 0.01082% | 0.007432% | 0.01082% | 0.007647% | 0.009582% | 0.007647% | 0.01065% | 0.007965% | 0.009582% | 0.007647% | 0.01413% | 0.008548% | 0.01082% | 0.007432% | 0.007432% | 0.01082% | 0.007647% | 0.009582% | 0.007647% | 0.01065% | 0.007965% | 0.00612% | 0.00612%
1175 | 0.006414% | 0.007489% | 0.006312% | 0.008697% | 0.007833% | 0.01444% | 0.008727% | 0.01057% | 0.007583% | 0.01057% | 0.007833% | 0.008697% | 0.007833% | 0.009118% | 0.008136% | 0.008697% | 0.007833% | 0.01444% | 0.008727% | 0.01057% | 0.007583% | 0.007583% | 0.01057% | 0.007833% | 0.008697% | 0.007833% | 0.009118% | 0.008136% | 0.006414% | 0.006414%
1176 | 0.006896% | 0.00799% | 0.006652% | 0.007867% | 0.008345% | 0.01438% | 0.009203% | 0.009742% | 0.008092% | 0.009742% | 0.008345% | 0.007867% | 0.008345% | 0.007705% | 0.008389% | 0.007867% | 0.008345% | 0.01438% | 0.009203% | 0.009742% | 0.008092% | 0.008092% | 0.009742% | 0.008345% | 0.007867% | 0.008345% | 0.007705% | 0.008389% | 0.006896% | 0.006896%
1177 | 0.008351% | 0.007855% | 0.007829% | 0.0071% | 0.009302% | 0.01395% | 0.01057% | 0.00928% | 0.008872% | 0.00928% | 0.009302% | 0.0071% | 0.009302% | 0.006086% | 0.008737% | 0.0071% | 0.009302% | 0.01395% | 0.01057% | 0.00928% | 0.008872% | 0.008872% | 0.00928% | 0.009302% | 0.0071% | 0.009302% | 0.006086% | 0.008737% | 0.008351% | 0.008351%
1178 | 0.008515% | 0.007919% | 0.00809% | 0.006595% | 0.00925% | 0.014% | 0.01034% | 0.007953% | 0.008945% | 0.007953% | 0.00925% | 0.006595% | 0.00925% | 0.006124% | 0.008729% | 0.006595% | 0.00925% | 0.014% | 0.01034% | 0.007953% | 0.008945% | 0.008945% | 0.007953% | 0.00925% | 0.006595% | 0.00925% | 0.006124% | 0.008729% | 0.008515% | 0.008515%
1179 | 0.00869% | 0.007926% | 0.00819% | 0.006529% | 0.009406% | 0.01404% | 0.01045% | 0.007008% | 0.009156% | 0.007008% | 0.009406% | 0.006529% | 0.009406% | 0.006337% | 0.009113% | 0.006529% | 0.009406% | 0.01404% | 0.01045% | 0.007008% | 0.009156% | 0.009156% | 0.007008% | 0.009406% | 0.006529% | 0.009406% | 0.006337% | 0.009113% | 0.00869% | 0.00869%
1180 | 0.009113% | 0.007891% | 0.008357% | 0.006609% | 0.009514% | 0.01413% | 0.01057% | 0.006312% | 0.009528% | 0.006312% | 0.009514% | 0.006609% | 0.009514% | 0.006852% | 0.009597% | 0.006609% | 0.009514% | 0.01413% | 0.01057% | 0.006312% | 0.009528% | 0.009528% | 0.006312% | 0.009514% | 0.006609% | 0.009514% | 0.006852% | 0.009597% | 0.009113% | 0.009113%
1181 | 0.01017% | 0.007885% | 0.008404% | 0.006876% | 0.01014% | 0.01421% | 0.01104% | 0.006349% | 0.01008% | 0.006349% | 0.01014% | 0.006876% | 0.01014% | 0.007412% | 0.01041% | 0.006876% | 0.01014% | 0.01421% | 0.01104% | 0.006349% | 0.01008% | 0.01008% | 0.006349% | 0.01014% | 0.006876% | 0.01014% | 0.007412% | 0.01041% | 0.01017% | 0.01017%
1182 | 0.01232% | 0.007882% | 0.00869% | 0.008086% | 0.01128% | 0.01428% | 0.01197% | 0.007528% | 0.0111% | 0.007528% | 0.01128% | 0.008086% | 0.01128% | 0.00844% | 0.01186% | 0.008086% | 0.01128% | 0.01428% | 0.01197% | 0.007528% | 0.0111% | 0.0111% | 0.007528% | 0.01128% | 0.008086% | 0.01128% | 0.00844% | 0.01186% | 0.01232% | 0.01232%
1183 | 0.01914% | 0.008304% | 0.01602% | 0.008797% | 0.01258% | 0.01418% | 0.01312% | 0.009377% | 0.01231% | 0.009377% | 0.01258% | 0.008797% | 0.01258% | 0.009815% | 0.01374% | 0.008797% | 0.01258% | 0.01418% | 0.01312% | 0.009377% | 0.01231% | 0.01231% | 0.009377% | 0.01258% | 0.008797% | 0.01258% | 0.009815% | 0.01374% | 0.01914% | 0.01914%
1184 | 0.01823% | 0.009385% | 0.01721% | 0.009553% | 0.01333% | 0.01312% | 0.01299% | 0.01162% | 0.01311% | 0.01162% | 0.01333% | 0.009553% | 0.01333% | 0.01091% | 0.01397% | 0.009553% | 0.01333% | 0.01312% | 0.01299% | 0.01162% | 0.01311% | 0.01311% | 0.01162% | 0.01333% | 0.009553% | 0.01333% | 0.01091% | 0.01397% | 0.01823% | 0.01823%
1185 | 0.01935% | 0.01229% | 0.01877% | 0.01168% | 0.01438% | 0.01254% | 0.01416% | 0.01391% | 0.01383% | 0.01391% | 0.01438% | 0.01168% | 0.01438% | 0.0136% | 0.01597% | 0.01168% | 0.01438% | 0.01254% | 0.01416% | 0.01391% | 0.01383% | 0.01383% | 0.01391% | 0.01438% | 0.01168% | 0.01438% | 0.0136% | 0.01597% | 0.01935% | 0.01935%
1186 | 0.02001% | 0.0151% | 0.01891% | 0.01293% | 0.0152% | 0.0118% | 0.01511% | 0.01411% | 0.01449% | 0.01411% | 0.0152% | 0.01293% | 0.0152% | 0.01442% | 0.01764% | 0.01293% | 0.0152% | 0.0118% | 0.01511% | 0.01411% | 0.01449% | 0.01449% | 0.01411% | 0.0152% | 0.01293% | 0.0152% | 0.01442% | 0.01764% | 0.02001% | 0.02001%
1187 | 0.02023% | 0.01746% | 0.01922% | 0.01363% | 0.01557% | 0.01134% | 0.01585% | 0.01431% | 0.01456% | 0.01431% | 0.01557% | 0.01363% | 0.01557% | 0.01462% | 0.01893% | 0.01363% | 0.01557% | 0.01134% | 0.01585% | 0.01431% | 0.01456% | 0.01456% | 0.01431% | 0.01557% | 0.01363% | 0.01557% | 0.01462% | 0.01893% | 0.02023% | 0.02023%
1188 | 0.0199% | 0.01824% | 0.01911% | 0.01404% | 0.01529% | 0.0108% | 0.01608% | 0.01397% | 0.01423% | 0.01397% | 0.01529% | 0.01404% | 0.01529% | 0.01465% | 0.0198% | 0.01404% | 0.01529% | 0.0108% | 0.01608% | 0.01397% | 0.01423% | 0.01423% | 0.01397% | 0.01529% | 0.01404% | 0.01529% | 0.01465% | 0.0198% | 0.0199% | 0.0199%
1189 | 0.01898% | 0.01793% | 0.01919% | 0.01431% | 0.01464% | 0.00993% | 0.01584% | 0.01315% | 0.01381% | 0.01315% | 0.01464% | 0.01431% | 0.01464% | 0.01467% | 0.02013% | 0.01431% | 0.01464% | 0.00993% | 0.01584% | 0.01315% | 0.01381% | 0.01381% | 0.01315% | 0.01464% | 0.01431% | 0.01464% | 0.01467% | 0.02013% | 0.01898% | 0.01898%
1190 | 0.01743% | 0.01718% | 0.01913% | 0.01446% | 0.01361% | 0.008799% | 0.01528% | 0.01225% | 0.01314% | 0.01225% | 0.01361% | 0.01446% | 0.01361% | 0.01473% | 0.02005% | 0.01446% | 0.01361% | 0.008799% | 0.01528% | 0.01225% | 0.01314% | 0.01314% | 0.01225% | 0.01361% | 0.01446% | 0.01361% | 0.01473% | 0.02005% | 0.01743% | 0.01743%
1191 | 0.01531% | 0.0146% | 0.01804% | 0.01447% | 0.01237% | 0.007916% | 0.01431% | 0.01178% | 0.01217% | 0.01178% | 0.01237% | 0.01447% | 0.01237% | 0.01466% | 0.01966% | 0.01447% | 0.01237% | 0.007916% | 0.01431% | 0.01178% | 0.01217% | 0.01217% | 0.01178% | 0.01237% | 0.01447% | 0.01237% | 0.01466% | 0.01966% | 0.01531% | 0.01531%
1192 | 0.01347% | 0.01211% | 0.01745% | 0.01438% | 0.01143% | 0.00761% | 0.01307% | 0.01206% | 0.01153% | 0.01206% | 0.01143% | 0.01438% | 0.01143% | 0.01438% | 0.0186% | 0.01438% | 0.01143% | 0.00761% | 0.01307% | 0.01206% | 0.01153% | 0.01153% | 0.01206% | 0.01143% | 0.01438% | 0.01143% | 0.01438% | 0.0186% | 0.01347% | 0.01347%
1193 | 0.01184% | 0.01065% | 0.01594% | 0.01426% | 0.01083% | 0.008015% | 0.01189% | 0.01019% | 0.01113% | 0.01019% | 0.01083% | 0.01426% | 0.01083% | 0.01397% | 0.01657% | 0.01426% | 0.01083% | 0.008015% | 0.01189% | 0.01019% | 0.01113% | 0.01113% | 0.01019% | 0.01083% | 0.01426% | 0.01083% | 0.01397% | 0.01657% | 0.01184% | 0.01184%
1194 | 0.01189% | 0.009016% | 0.01686% | 0.0148% | 0.01087% | 0.009485% | 0.01236% | 0.01032% | 0.01105% | 0.01032% | 0.01087% | 0.0148% | 0.01087% | 0.01436% | 0.01565% | 0.0148% | 0.01087% | 0.009485% | 0.01236% | 0.01032% | 0.01105% | 0.01105% | 0.01032% | 0.01087% | 0.0148% | 0.01087% | 0.01436% | 0.01565% | 0.01189% | 0.01189%
1195 | 0.01159% | 0.00847% | 0.01733% | 0.01475% | 0.01056% | 0.01106% | 0.01258% | 0.01044% | 0.01063% | 0.01044% | 0.01056% | 0.01475% | 0.01056% | 0.01433% | 0.0139% | 0.01475% | 0.01056% | 0.01106% | 0.01258% | 0.01044% | 0.01063% | 0.01063% | 0.01044% | 0.01056% | 0.01475% | 0.01056% | 0.01433% | 0.0139% | 0.01159% | 0.01159%
1196 | 0.01094% | 0.008146% | 0.01489% | 0.014% | 0.009899% | 0.01209% | 0.01213% | 0.01044% | 0.01004% | 0.01044% | 0.009899% | 0.014% | 0.009899% | 0.0137% | 0.01191% | 0.014% | 0.009899% | 0.01209% | 0.01213% | 0.01044% | 0.01004% | 0.01004% | 0.01044% | 0.009899% | 0.014% | 0.009899% | 0.0137% | 0.01191% | 0.01094% | 0.01094%
1197 | 0.01069% | 0.008019% | 0.01133% | 0.01306% | 0.009446% | 0.01248% | 0.01149% | 0.0106% | 0.009561% | 0.0106% | 0.009446% | 0.01306% | 0.009446% | 0.0129% | 0.0106% | 0.01306% | 0.009446% | 0.01248% | 0.01149% | 0.0106% | 0.009561% | 0.009561% | 0.0106% | 0.009446% | 0.01306% | 0.009446% | 0.0129% | 0.0106% | 0.01069% | 0.01069%
1198 | 0.0077% | 0.00793% | 0.007733% | 0.0115% | 0.009172% | 0.01268% | 0.01086% | 0.0109% | 0.009314% | 0.0109% | 0.009172% | 0.0115% | 0.009172% | 0.01112% | 0.009741% | 0.0115% | 0.009172% | 0.01268% | 0.01086% | 0.0109% | 0.009314% | 0.009314% | 0.0109% | 0.009172% | 0.0115% | 0.009172% | 0.01112% | 0.009741% | 0.0077% | 0.0077%
1199 | 0.007706% | 0.007898% | 0.007256% | 0.00922% | 0.009037% | 0.01271% | 0.01019% | 0.01107% | 0.00917% | 0.01107% | 0.009037% | 0.00922% | 0.009037% | 0.008049% | 0.008999% | 0.00922% | 0.009037% | 0.01271% | 0.01019% | 0.01107% | 0.00917% | 0.00917% | 0.01107% | 0.009037% | 0.00922% | 0.009037% | 0.008049% | 0.008999% | 0.007706% | 0.007706%
1200 | 0.007485% | 0.007785% | 0.007156% | 0.007837% | 0.0088% | 0.01317% | 0.009678% | 0.01061% | 0.00892% | 0.01061% | 0.0088% | 0.007837% | 0.0088% | 0.006431% | 0.008496% | 0.007837% | 0.0088% | 0.01317% | 0.009678% | 0.01061% | 0.00892% | 0.00892% | 0.01061% | 0.0088% | 0.007837% | 0.0088% | 0.006431% | 0.008496% | 0.007485% | 0.007485%
1201 | 0.00781% | 0.007888% | 0.007349% | 0.006836% | 0.008991% | 0.01271% | 0.009733% | 0.009378% | 0.009122% | 0.009378% | 0.008991% | 0.006836% | 0.008991% | 0.005708% | 0.007931% | 0.006836% | 0.008991% | 0.01271% | 0.009733% | 0.009378% | 0.009122% | 0.009122% | 0.009378% | 0.008991% | 0.006836% | 0.008991% | 0.005708% | 0.007931% | 0.00781% | 0.00781%
1202 | 0.0079% | 0.007862% | 0.007499% | 0.006313% | 0.008872% | 0.01273% | 0.009631% | 0.007888% | 0.008916% | 0.007888% | 0.008872% | 0.006313% | 0.008872% | 0.005656% | 0.007726% | 0.006313% | 0.008872% | 0.01273% | 0.009631% | 0.007888% | 0.008916% | 0.008916% | 0.007888% | 0.008872% | 0.006313% | 0.008872% | 0.005656% | 0.007726% | 0.0079% | 0.0079%
1203 | 0.007959% | 0.007802% | 0.007423% | 0.00616% | 0.008813% | 0.01271% | 0.00967% | 0.006822% | 0.008928% | 0.006822% | 0.008813% | 0.00616% | 0.008813% | 0.005714% | 0.00778% | 0.00616% | 0.008813% | 0.01271% | 0.00967% | 0.006822% | 0.008928% | 0.008928% | 0.006822% | 0.008813% | 0.00616% | 0.008813% | 0.005714% | 0.00778% | 0.007959% | 0.007959%
1204 | 0.008342% | 0.007749% | 0.007462% | 0.006187% | 0.008943% | 0.01273% | 0.009836% | 0.006112% | 0.009317% | 0.006112% | 0.008943% | 0.006187% | 0.008943% | 0.006124% | 0.008164% | 0.006187% | 0.008943% | 0.01273% | 0.009836% | 0.006112% | 0.009317% | 0.009317% | 0.006112% | 0.008943% | 0.006187% | 0.008943% | 0.006124% | 0.008164% | 0.008342% | 0.008342%
1205 | 0.009401% | 0.007759% | 0.007569% | 0.006413% | 0.009532% | 0.01273% | 0.01027% | 0.006145% | 0.009939% | 0.006145% | 0.009532% | 0.006413% | 0.009532% | 0.006618% | 0.008961% | 0.006413% | 0.009532% | 0.01273% | 0.01027% | 0.006145% | 0.009939% | 0.009939% | 0.006145% | 0.009532% | 0.006413% | 0.009532% | 0.006618% | 0.008961% | 0.009401% | 0.009401%
1206 | 0.01157% | 0.008219% | 0.007763% | 0.007437% | 0.01057% | 0.01272% | 0.01116% | 0.007208% | 0.01072% | 0.007208% | 0.01057% | 0.007437% | 0.01057% | 0.007449% | 0.01041% | 0.007437% | 0.01057% | 0.01272% | 0.01116% | 0.007208% | 0.01072% | 0.01072% | 0.007208% | 0.01057% | 0.007437% | 0.01057% | 0.007449% | 0.01041% | 0.01157% | 0.01157%
1207 | 0.01767% | 0.008306% | 0.0145% | 0.008088% | 0.01196% | 0.01261% | 0.01229% | 0.008918% | 0.01217% | 0.008918% | 0.01196% | 0.008088% | 0.01196% | 0.008857% | 0.01239% | 0.008088% | 0.01196% | 0.01261% | 0.01229% | 0.008918% | 0.01217% | 0.01217% | 0.008918% | 0.01196% | 0.008088% | 0.01196% | 0.008857% | 0.01239% | 0.01767% | 0.01767%
1208 | 0.01725% | 0.009242% | 0.01588% | 0.008842% | 0.01271% | 0.01171% | 0.01219% | 0.01107% | 0.01294% | 0.01107% | 0.01271% | 0.008842% | 0.01271% | 0.009982% | 0.01301% | 0.008842% | 0.01271% | 0.01171% | 0.01219% | 0.01107% | 0.01294% | 0.01294% | 0.01107% | 0.01271% | 0.008842% | 0.01271% | 0.009982% | 0.01301% | 0.01725% | 0.01725%
1209 | 0.01881% | 0.01212% | 0.01769% | 0.01105% | 0.01395% | 0.01149% | 0.01349% | 0.01344% | 0.01372% | 0.01344% | 0.01395% | 0.01105% | 0.01395% | 0.0128% | 0.01548% | 0.01105% | 0.01395% | 0.01149% | 0.01349% | 0.01344% | 0.01372% | 0.01372% | 0.01344% | 0.01395% | 0.01105% | 0.01395% | 0.0128% | 0.01548% | 0.01881% | 0.01881%
1210 | 0.01968% | 0.01506% | 0.01813% | 0.01247% | 0.01492% | 0.01114% | 0.01462% | 0.01374% | 0.01443% | 0.01374% | 0.01492% | 0.01247% | 0.01492% | 0.01393% | 0.0174% | 0.01247% | 0.01492% | 0.01114% | 0.01462% | 0.01374% | 0.01443% | 0.01443% | 0.01374% | 0.01492% | 0.01247% | 0.01492% | 0.01393% | 0.0174% | 0.01968% | 0.01968%
1211 | 0.02013% | 0.0175% | 0.01871% | 0.01326% | 0.01529% | 0.01086% | 0.01547% | 0.01396% | 0.01451% | 0.01396% | 0.01529% | 0.01326% | 0.01529% | 0.01429% | 0.01879% | 0.01326% | 0.01529% | 0.01086% | 0.01547% | 0.01396% | 0.01451% | 0.01451% | 0.01396% | 0.01529% | 0.01326% | 0.01529% | 0.01429% | 0.01879% | 0.02013% | 0.02013%
1212 | 0.01994% | 0.01834% | 0.0187% | 0.01373% | 0.01501% | 0.01038% | 0.01576% | 0.01362% | 0.01413% | 0.01362% | 0.01501% | 0.01373% | 0.01501% | 0.01442% | 0.01967% | 0.01373% | 0.01501% | 0.01038% | 0.01576% | 0.01362% | 0.01413% | 0.01413% | 0.01362% | 0.01501% | 0.01373% | 0.01501% | 0.01442% | 0.01967% | 0.01994% | 0.01994%
1213 | 0.01907% | 0.01803% | 0.01876% | 0.01404% | 0.01434% | 0.009503% | 0.01553% | 0.01274% | 0.01364% | 0.01274% | 0.01434% | 0.01404% | 0.01434% | 0.01446% | 0.02% | 0.01404% | 0.01434% | 0.009503% | 0.01553% | 0.01274% | 0.01364% | 0.01364% | 0.01274% | 0.01434% | 0.01404% | 0.01434% | 0.01446% | 0.02% | 0.01907% | 0.01907%
1214 | 0.01749% | 0.01729% | 0.01863% | 0.01419% | 0.01335% | 0.008292% | 0.01497% | 0.01192% | 0.01298% | 0.01192% | 0.01335% | 0.01419% | 0.01335% | 0.01449% | 0.01994% | 0.01419% | 0.01335% | 0.008292% | 0.01497% | 0.01192% | 0.01298% | 0.01298% | 0.01192% | 0.01335% | 0.01419% | 0.01335% | 0.01449% | 0.01994% | 0.01749% | 0.01749%
1215 | 0.01528% | 0.01464% | 0.0175% | 0.01424% | 0.01213% | 0.007305% | 0.01401% | 0.01154% | 0.01202% | 0.01154% | 0.01213% | 0.01424% | 0.01213% | 0.01441% | 0.01957% | 0.01424% | 0.01213% | 0.007305% | 0.01401% | 0.01154% | 0.01202% | 0.01202% | 0.01154% | 0.01213% | 0.01424% | 0.01213% | 0.01441% | 0.01957% | 0.01528% | 0.01528%
1216 | 0.01342% | 0.0121% | 0.017% | 0.01418% | 0.01117% | 0.006913% | 0.01276% | 0.01174% | 0.0113% | 0.01174% | 0.01117% | 0.01418% | 0.01117% | 0.01415% | 0.0185% | 0.01418% | 0.01117% | 0.006913% | 0.01276% | 0.01174% | 0.0113% | 0.0113% | 0.01174% | 0.01117% | 0.01418% | 0.01117% | 0.01415% | 0.0185% | 0.01342% | 0.01342%
1217 | 0.01182% | 0.01065% | 0.01556% | 0.01409% | 0.01055% | 0.007373% | 0.01157% | 0.00982% | 0.01087% | 0.00982% | 0.01055% | 0.01409% | 0.01055% | 0.01376% | 0.01644% | 0.01409% | 0.01055% | 0.007373% | 0.01157% | 0.00982% | 0.01087% | 0.01087% | 0.00982% | 0.01055% | 0.01409% | 0.01055% | 0.01376% | 0.01644% | 0.01182% | 0.01182%
1218 | 0.01167% | 0.009021% | 0.01639% | 0.01457% | 0.01055% | 0.008905% | 0.01199% | 0.009941% | 0.01072% | 0.009941% | 0.01055% | 0.01457% | 0.01055% | 0.01412% | 0.01537% | 0.01457% | 0.01055% | 0.008905% | 0.01199% | 0.009941% | 0.01072% | 0.01072% | 0.009941% | 0.01055% | 0.01457% | 0.01055% | 0.01412% | 0.01537% | 0.01167% | 0.01167%
1219 | 0.01163% | 0.008509% | 0.01715% | 0.01466% | 0.01044% | 0.01054% | 0.01238% | 0.01014% | 0.0104% | 0.01014% | 0.01044% | 0.01466% | 0.01044% | 0.01417% | 0.01386% | 0.01466% | 0.01044% | 0.01054% | 0.01238% | 0.01014% | 0.0104% | 0.0104% | 0.01014% | 0.01044% | 0.01466% | 0.01044% | 0.01417% | 0.01386% | 0.01163% | 0.01163%
1220 | 0.01109% | 0.008196% | 0.01494% | 0.01396% | 0.009873% | 0.01163% | 0.01204% | 0.01013% | 0.009801% | 0.01013% | 0.009873% | 0.01396% | 0.009873% | 0.01366% | 0.01205% | 0.01396% | 0.009873% | 0.01163% | 0.01204% | 0.01013% | 0.009801% | 0.009801% | 0.01013% | 0.009873% | 0.01396% | 0.009873% | 0.01366% | 0.01205% | 0.01109% | 0.01109%
1221 | 0.0108% | 0.008044% | 0.01145% | 0.01304% | 0.009379% | 0.01209% | 0.01144% | 0.0102% | 0.009193% | 0.0102% | 0.009379% | 0.01304% | 0.009379% | 0.01293% | 0.01089% | 0.01304% | 0.009379% | 0.01209% | 0.01144% | 0.0102% | 0.009193% | 0.009193% | 0.0102% | 0.009379% | 0.01304% | 0.009379% | 0.01293% | 0.01089% | 0.0108% | 0.0108%
1222 | 0.007812% | 0.007955% | 0.007705% | 0.01149% | 0.009137% | 0.01238% | 0.01086% | 0.01051% | 0.008925% | 0.01051% | 0.009137% | 0.01149% | 0.009137% | 0.0112% | 0.01009% | 0.01149% | 0.009137% | 0.01238% | 0.01086% | 0.01051% | 0.008925% | 0.008925% | 0.01051% | 0.009137% | 0.01149% | 0.009137% | 0.0112% | 0.01009% | 0.007812% | 0.007812%
1223 | 0.007859% | 0.007935% | 0.007288% | 0.009254% | 0.009159% | 0.0125% | 0.01031% | 0.01087% | 0.008962% | 0.01087% | 0.009159% | 0.009254% | 0.009159% | 0.008207% | 0.009498% | 0.009254% | 0.009159% | 0.0125% | 0.01031% | 0.01087% | 0.008962% | 0.008962% | 0.01087% | 0.009159% | 0.009254% | 0.009159% | 0.008207% | 0.009498% | 0.007859% | 0.007859%
1224 | 0.007854% | 0.00792% | 0.007362% | 0.007765% | 0.00912% | 0.01257% | 0.009989% | 0.01092% | 0.009025% | 0.01092% | 0.00912% | 0.007765% | 0.00912% | 0.006242% | 0.008878% | 0.007765% | 0.00912% | 0.01257% | 0.009989% | 0.01092% | 0.009025% | 0.009025% | 0.01092% | 0.00912% | 0.007765% | 0.00912% | 0.006242% | 0.008878% | 0.007854% | 0.007854%
1225 | 0.008082% | 0.00786% | 0.007459% | 0.006942% | 0.009156% | 0.01257% | 0.009894% | 0.009249% | 0.00888% | 0.009249% | 0.009156% | 0.006942% | 0.009156% | 0.005922% | 0.008542% | 0.006942% | 0.009156% | 0.01257% | 0.009894% | 0.009249% | 0.00888% | 0.00888% | 0.009249% | 0.009156% | 0.006942% | 0.009156% | 0.005922% | 0.008542% | 0.008082% | 0.008082%
1226 | 0.008302% | 0.007838% | 0.007677% | 0.00646% | 0.009186% | 0.01268% | 0.009887% | 0.007957% | 0.00892% | 0.007957% | 0.009186% | 0.00646% | 0.009186% | 0.005919% | 0.008504% | 0.00646% | 0.009186% | 0.01268% | 0.009887% | 0.007957% | 0.00892% | 0.00892% | 0.007957% | 0.009186% | 0.00646% | 0.009186% | 0.005919% | 0.008504% | 0.008302% | 0.008302%
1227 | 0.008465% | 0.007818% | 0.007685% | 0.006416% | 0.009361% | 0.01276% | 0.01005% | 0.007108% | 0.009254% | 0.007108% | 0.009361% | 0.006416% | 0.009361% | 0.006084% | 0.008823% | 0.006416% | 0.009361% | 0.01276% | 0.01005% | 0.007108% | 0.009254% | 0.009254% | 0.007108% | 0.009361% | 0.006416% | 0.009361% | 0.006084% | 0.008823% | 0.008465% | 0.008465%
1228 | 0.008916% | 0.007793% | 0.007778% | 0.00651% | 0.009633% | 0.01287% | 0.01024% | 0.006573% | 0.009788% | 0.006573% | 0.009633% | 0.00651% | 0.009633% | 0.006551% | 0.009315% | 0.00651% | 0.009633% | 0.01287% | 0.01024% | 0.006573% | 0.009788% | 0.009788% | 0.006573% | 0.009633% | 0.00651% | 0.009633% | 0.006551% | 0.009315% | 0.008916% | 0.008916%
1229 | 0.009936% | 0.007772% | 0.007952% | 0.006782% | 0.01021% | 0.01297% | 0.01068% | 0.006585% | 0.01039% | 0.006585% | 0.01021% | 0.006782% | 0.01021% | 0.007057% | 0.01014% | 0.006782% | 0.01021% | 0.01297% | 0.01068% | 0.006585% | 0.01039% | 0.01039% | 0.006585% | 0.01021% | 0.006782% | 0.01021% | 0.007057% | 0.01014% | 0.009936% | 0.009936%
1230 | 0.01208% | 0.008181% | 0.00825% | 0.007939% | 0.01127% | 0.0131% | 0.01165% | 0.00757% | 0.01097% | 0.00757% | 0.01127% | 0.007939% | 0.01127% | 0.007916% | 0.01185% | 0.007939% | 0.01127% | 0.0131% | 0.01165% | 0.00757% | 0.01097% | 0.01097% | 0.00757% | 0.01127% | 0.007939% | 0.01127% | 0.007916% | 0.01185% | 0.01208% | 0.01208%
1231 | 0.018% | 0.008429% | 0.01512% | 0.008587% | 0.01275% | 0.0131% | 0.01268% | 0.009472% | 0.0127% | 0.009472% | 0.01275% | 0.008587% | 0.01275% | 0.009244% | 0.01388% | 0.008587% | 0.01275% | 0.0131% | 0.01268% | 0.009472% | 0.0127% | 0.0127% | 0.009472% | 0.01275% | 0.008587% | 0.01275% | 0.009244% | 0.01388% | 0.018% | 0.018%
1232 | 0.0179% | 0.009296% | 0.01685% | 0.009406% | 0.01361% | 0.0123% | 0.01275% | 0.01189% | 0.01342% | 0.01189% | 0.01361% | 0.009406% | 0.01361% | 0.01042% | 0.01461% | 0.009406% | 0.01361% | 0.0123% | 0.01275% | 0.01189% | 0.01342% | 0.01342% | 0.01189% | 0.01361% | 0.009406% | 0.01361% | 0.01042% | 0.01461% | 0.0179% | 0.0179%
1233 | 0.01954% | 0.01219% | 0.01877% | 0.01169% | 0.01492% | 0.01212% | 0.01415% | 0.01428% | 0.01425% | 0.01428% | 0.01492% | 0.01169% | 0.01492% | 0.01332% | 0.01703% | 0.01169% | 0.01492% | 0.01212% | 0.01415% | 0.01428% | 0.01425% | 0.01425% | 0.01428% | 0.01492% | 0.01169% | 0.01492% | 0.01332% | 0.01703% | 0.01954% | 0.01954%
1234 | 0.02057% | 0.01525% | 0.01935% | 0.01323% | 0.01587% | 0.01187% | 0.01538% | 0.01457% | 0.01488% | 0.01457% | 0.01587% | 0.01323% | 0.01587% | 0.01468% | 0.01887% | 0.01323% | 0.01587% | 0.01187% | 0.01538% | 0.01457% | 0.01488% | 0.01488% | 0.01457% | 0.01587% | 0.01323% | 0.01587% | 0.01468% | 0.01887% | 0.02057% | 0.02057%
1235 | 0.02104% | 0.01765% | 0.02002% | 0.01417% | 0.01643% | 0.01159% | 0.01631% | 0.0151% | 0.01518% | 0.0151% | 0.01643% | 0.01417% | 0.01643% | 0.0152% | 0.02033% | 0.01417% | 0.01643% | 0.01159% | 0.01631% | 0.0151% | 0.01518% | 0.01518% | 0.0151% | 0.01643% | 0.01417% | 0.01643% | 0.0152% | 0.02033% | 0.02104% | 0.02104%
1236 | 0.02085% | 0.01845% | 0.01994% | 0.01467% | 0.01616% | 0.01106% | 0.01657% | 0.0149% | 0.01485% | 0.0149% | 0.01616% | 0.01467% | 0.01616% | 0.0153% | 0.02112% | 0.01467% | 0.01616% | 0.01106% | 0.01657% | 0.0149% | 0.01485% | 0.01485% | 0.0149% | 0.01616% | 0.01467% | 0.01616% | 0.0153% | 0.02112% | 0.02085% | 0.02085%
1237 | 0.01998% | 0.0182% | 0.02003% | 0.01498% | 0.01547% | 0.0102% | 0.01633% | 0.01414% | 0.0144% | 0.01414% | 0.01547% | 0.01498% | 0.01547% | 0.0153% | 0.02137% | 0.01498% | 0.01547% | 0.0102% | 0.01633% | 0.01414% | 0.0144% | 0.0144% | 0.01414% | 0.01547% | 0.01498% | 0.01547% | 0.0153% | 0.02137% | 0.01998% | 0.01998%
1238 | 0.01837% | 0.01738% | 0.01987% | 0.01506% | 0.01434% | 0.00902% | 0.01573% | 0.01312% | 0.01355% | 0.01312% | 0.01434% | 0.01506% | 0.01434% | 0.01531% | 0.02113% | 0.01506% | 0.01434% | 0.00902% | 0.01573% | 0.01312% | 0.01355% | 0.01355% | 0.01312% | 0.01434% | 0.01506% | 0.01434% | 0.01531% | 0.02113% | 0.01837% | 0.01837%
1239 | 0.01616% | 0.01467% | 0.01873% | 0.01504% | 0.0131% | 0.008186% | 0.01478% | 0.01259% | 0.01246% | 0.01259% | 0.0131% | 0.01504% | 0.0131% | 0.01524% | 0.02066% | 0.01504% | 0.0131% | 0.008186% | 0.01478% | 0.01259% | 0.01246% | 0.01246% | 0.01259% | 0.0131% | 0.01504% | 0.0131% | 0.01524% | 0.02066% | 0.01616% | 0.01616%
1240 | 0.01426% | 0.01215% | 0.01822% | 0.01491% | 0.01215% | 0.007885% | 0.01354% | 0.01279% | 0.01173% | 0.01279% | 0.01215% | 0.01491% | 0.01215% | 0.01493% | 0.01962% | 0.01491% | 0.01215% | 0.007885% | 0.01354% | 0.01279% | 0.01173% | 0.01173% | 0.01279% | 0.01215% | 0.01491% | 0.01215% | 0.01493% | 0.01962% | 0.01426% | 0.01426%
1241 | 0.01261% | 0.01072% | 0.01678% | 0.01474% | 0.01151% | 0.008311% | 0.01232% | 0.0108% | 0.01125% | 0.0108% | 0.01151% | 0.01474% | 0.01151% | 0.0145% | 0.01769% | 0.01474% | 0.01151% | 0.008311% | 0.01232% | 0.0108% | 0.01125% | 0.01125% | 0.0108% | 0.01151% | 0.01474% | 0.01151% | 0.0145% | 0.01769% | 0.01261% | 0.01261%
1242 | 0.0125% | 0.009083% | 0.01748% | 0.01514% | 0.01152% | 0.009808% | 0.01267% | 0.0109% | 0.01129% | 0.0109% | 0.01152% | 0.01514% | 0.01152% | 0.01478% | 0.01677% | 0.01514% | 0.01152% | 0.009808% | 0.01267% | 0.0109% | 0.01129% | 0.01129% | 0.0109% | 0.01152% | 0.01514% | 0.01152% | 0.01478% | 0.01677% | 0.0125% | 0.0125%
1243 | 0.01256% | 0.00862% | 0.01822% | 0.01525% | 0.01138% | 0.01147% | 0.0131% | 0.01111% | 0.01109% | 0.01111% | 0.01138% | 0.01525% | 0.01138% | 0.01485% | 0.01554% | 0.01525% | 0.01138% | 0.01147% | 0.0131% | 0.01111% | 0.01109% | 0.01109% | 0.01111% | 0.01138% | 0.01525% | 0.01138% | 0.01485% | 0.01554% | 0.01256% | 0.01256%
1244 | 0.01194% | 0.008309% | 0.01585% | 0.01449% | 0.01062% | 0.01251% | 0.0126% | 0.01107% | 0.01051% | 0.01107% | 0.01062% | 0.01449% | 0.01062% | 0.01414% | 0.01367% | 0.01449% | 0.01062% | 0.01251% | 0.0126% | 0.01107% | 0.01051% | 0.01051% | 0.01107% | 0.01062% | 0.01449% | 0.01062% | 0.01414% | 0.01367% | 0.01194% | 0.01194%
1245 | 0.01162% | 0.00814% | 0.0122% | 0.01354% | 0.009971% | 0.01289% | 0.0119% | 0.01101% | 0.00993% | 0.01101% | 0.009971% | 0.01354% | 0.009971% | 0.01331% | 0.01225% | 0.01354% | 0.009971% | 0.01289% | 0.0119% | 0.01101% | 0.00993% | 0.00993% | 0.01101% | 0.009971% | 0.01354% | 0.009971% | 0.01331% | 0.01225% | 0.01162% | 0.01162%
1246 | 0.008419% | 0.008059% | 0.008085% | 0.01205% | 0.009707% | 0.01303% | 0.01131% | 0.01128% | 0.009673% | 0.01128% | 0.009707% | 0.01205% | 0.009707% | 0.01173% | 0.01157% | 0.01205% | 0.009707% | 0.01303% | 0.01131% | 0.01128% | 0.009673% | 0.009673% | 0.01128% | 0.009707% | 0.01205% | 0.009707% | 0.01173% | 0.01157% | 0.008419% | 0.008419%
1247 | 0.008622% | 0.008028% | 0.007849% | 0.009824% | 0.009658% | 0.01314% | 0.01072% | 0.01146% | 0.00959% | 0.01146% | 0.009658% | 0.009824% | 0.009658% | 0.008763% | 0.01102% | 0.009824% | 0.009658% | 0.01314% | 0.01072% | 0.01146% | 0.00959% | 0.00959% | 0.01146% | 0.009658% | 0.009824% | 0.009658% | 0.008763% | 0.01102% | 0.008622% | 0.008622%
1248 | 0.008485% | 0.008001% | 0.007831% | 0.008183% | 0.009514% | 0.013% | 0.0103% | 0.01125% | 0.009416% | 0.01125% | 0.009514% | 0.008183% | 0.009514% | 0.006625% | 0.01021% | 0.008183% | 0.009514% | 0.013% | 0.0103% | 0.01125% | 0.009416% | 0.009416% | 0.01125% | 0.009514% | 0.008183% | 0.009514% | 0.006625% | 0.01021% | 0.008485% | 0.008485%
1249 | 0.008849% | 0.008003% | 0.008098% | 0.007326% | 0.009646% | 0.01317% | 0.01023% | 0.009726% | 0.009599% | 0.009726% | 0.009646% | 0.007326% | 0.009646% | 0.006106% | 0.01014% | 0.007326% | 0.009646% | 0.01317% | 0.01023% | 0.009726% | 0.009599% | 0.009599% | 0.009726% | 0.009646% | 0.007326% | 0.009646% | 0.006106% | 0.01014% | 0.008849% | 0.008849%
1250 | 0.009034% | 0.008014% | 0.008331% | 0.006799% | 0.009686% | 0.01322% | 0.01024% | 0.008393% | 0.009599% | 0.008393% | 0.009686% | 0.006799% | 0.009686% | 0.006218% | 0.01027% | 0.006799% | 0.009686% | 0.01322% | 0.01024% | 0.008393% | 0.009599% | 0.009599% | 0.008393% | 0.009686% | 0.006799% | 0.009686% | 0.006218% | 0.01027% | 0.009034% | 0.009034%
1251 | 0.009064% | 0.008037% | 0.008666% | 0.006757% | 0.009838% | 0.0133% | 0.01039% | 0.007498% | 0.009837% | 0.007498% | 0.009838% | 0.006757% | 0.009838% | 0.006399% | 0.0106% | 0.006757% | 0.009838% | 0.0133% | 0.01039% | 0.007498% | 0.009837% | 0.009837% | 0.007498% | 0.009838% | 0.006757% | 0.009838% | 0.006399% | 0.0106% | 0.009064% | 0.009064%
1252 | 0.009419% | 0.00804% | 0.008669% | 0.006837% | 0.01004% | 0.01334% | 0.01052% | 0.006968% | 0.01026% | 0.006968% | 0.01004% | 0.006837% | 0.01004% | 0.006818% | 0.01099% | 0.006837% | 0.01004% | 0.01334% | 0.01052% | 0.006968% | 0.01026% | 0.01026% | 0.006968% | 0.01004% | 0.006837% | 0.01004% | 0.006818% | 0.01099% | 0.009419% | 0.009419%
1253 | 0.01042% | 0.008048% | 0.008759% | 0.007088% | 0.01064% | 0.01334% | 0.01094% | 0.00702% | 0.01081% | 0.00702% | 0.01064% | 0.007088% | 0.01064% | 0.007298% | 0.01179% | 0.007088% | 0.01064% | 0.01334% | 0.01094% | 0.00702% | 0.01081% | 0.01081% | 0.00702% | 0.01064% | 0.007088% | 0.01064% | 0.007298% | 0.01179% | 0.01042% | 0.01042%
1254 | 0.0125% | 0.008065% | 0.009004% | 0.008305% | 0.01166% | 0.01333% | 0.01182% | 0.007978% | 0.01172% | 0.007978% | 0.01166% | 0.008305% | 0.01166% | 0.008169% | 0.01315% | 0.008305% | 0.01166% | 0.01333% | 0.01182% | 0.007978% | 0.01172% | 0.01172% | 0.007978% | 0.01166% | 0.008305% | 0.01166% | 0.008169% | 0.01315% | 0.0125% | 0.0125%
1255 | 0.01854% | 0.008418% | 0.01556% | 0.008867% | 0.01287% | 0.01317% | 0.01276% | 0.00972% | 0.01281% | 0.00972% | 0.01287% | 0.008867% | 0.01287% | 0.009345% | 0.01475% | 0.008867% | 0.01287% | 0.01317% | 0.01276% | 0.00972% | 0.01281% | 0.01281% | 0.00972% | 0.01287% | 0.008867% | 0.01287% | 0.009345% | 0.01475% | 0.01854% | 0.01854%
1256 | 0.01789% | 0.009513% | 0.01682% | 0.009681% | 0.01367% | 0.0123% | 0.01282% | 0.01215% | 0.01355% | 0.01215% | 0.01367% | 0.009681% | 0.01367% | 0.01052% | 0.01509% | 0.009681% | 0.01367% | 0.0123% | 0.01282% | 0.01215% | 0.01355% | 0.01355% | 0.01215% | 0.01367% | 0.009681% | 0.01367% | 0.01052% | 0.01509% | 0.01789% | 0.01789%
1257 | 0.01922% | 0.01239% | 0.01851% | 0.01182% | 0.01482% | 0.01203% | 0.01408% | 0.01443% | 0.01427% | 0.01443% | 0.01482% | 0.01182% | 0.01482% | 0.01319% | 0.01697% | 0.01182% | 0.01482% | 0.01203% | 0.01408% | 0.01443% | 0.01427% | 0.01427% | 0.01443% | 0.01482% | 0.01182% | 0.01482% | 0.01319% | 0.01697% | 0.01922% | 0.01922%
1258 | 0.01997% | 0.01535% | 0.01882% | 0.01304% | 0.01555% | 0.01158% | 0.01509% | 0.01454% | 0.01477% | 0.01454% | 0.01555% | 0.01304% | 0.01555% | 0.01409% | 0.01829% | 0.01304% | 0.01555% | 0.01158% | 0.01509% | 0.01454% | 0.01477% | 0.01477% | 0.01454% | 0.01555% | 0.01304% | 0.01555% | 0.01409% | 0.01829% | 0.01997% | 0.01997%
1259 | 0.02027% | 0.01766% | 0.01921% | 0.01369% | 0.01585% | 0.01113% | 0.01586% | 0.01475% | 0.01483% | 0.01475% | 0.01585% | 0.01369% | 0.01585% | 0.01423% | 0.01925% | 0.01369% | 0.01585% | 0.01113% | 0.01586% | 0.01475% | 0.01483% | 0.01483% | 0.01475% | 0.01585% | 0.01369% | 0.01585% | 0.01423% | 0.01925% | 0.02027% | 0.02027%
1260 | 0.01999% | 0.01838% | 0.01909% | 0.01401% | 0.01548% | 0.01061% | 0.01611% | 0.01439% | 0.01444% | 0.01439% | 0.01548% | 0.01401% | 0.01548% | 0.01414% | 0.01992% | 0.01401% | 0.01548% | 0.01061% | 0.01611% | 0.01439% | 0.01444% | 0.01444% | 0.01439% | 0.01548% | 0.01401% | 0.01548% | 0.01414% | 0.01992% | 0.01999% | 0.01999%
1261 | 0.01904% | 0.01807% | 0.01909% | 0.0142% | 0.01473% | 0.009746% | 0.01586% | 0.01346% | 0.01392% | 0.01346% | 0.01473% | 0.0142% | 0.01473% | 0.01407% | 0.02017% | 0.0142% | 0.01473% | 0.009746% | 0.01586% | 0.01346% | 0.01392% | 0.01392% | 0.01346% | 0.01473% | 0.0142% | 0.01473% | 0.01407% | 0.02017% | 0.01904% | 0.01904%
1262 | 0.01743% | 0.01736% | 0.01898% | 0.01427% | 0.01367% | 0.008609% | 0.0153% | 0.01248% | 0.0132% | 0.01248% | 0.01367% | 0.01427% | 0.01367% | 0.01413% | 0.0201% | 0.01427% | 0.01367% | 0.008609% | 0.0153% | 0.01248% | 0.0132% | 0.0132% | 0.01248% | 0.01367% | 0.01427% | 0.01367% | 0.01413% | 0.0201% | 0.01743% | 0.01743%
1263 | 0.01527% | 0.0147% | 0.01787% | 0.0143% | 0.01242% | 0.007709% | 0.01433% | 0.01198% | 0.01219% | 0.01198% | 0.01242% | 0.0143% | 0.01242% | 0.01418% | 0.01972% | 0.0143% | 0.01242% | 0.007709% | 0.01433% | 0.01198% | 0.01219% | 0.01219% | 0.01198% | 0.01242% | 0.0143% | 0.01242% | 0.01418% | 0.01972% | 0.01527% | 0.01527%
1264 | 0.01343% | 0.01215% | 0.01728% | 0.01425% | 0.01142% | 0.007325% | 0.01303% | 0.0123% | 0.01148% | 0.0123% | 0.01142% | 0.01425% | 0.01142% | 0.01407% | 0.01864% | 0.01425% | 0.01142% | 0.007325% | 0.01303% | 0.0123% | 0.01148% | 0.01148% | 0.0123% | 0.01142% | 0.01425% | 0.01142% | 0.01407% | 0.01864% | 0.01343% | 0.01343%
1265 | 0.0118% | 0.01067% | 0.01575% | 0.01419% | 0.01076% | 0.007678% | 0.01177% | 0.01041% | 0.01106% | 0.01041% | 0.01076% | 0.01419% | 0.01076% | 0.01379% | 0.01655% | 0.01419% | 0.01076% | 0.007678% | 0.01177% | 0.01041% | 0.01106% | 0.01106% | 0.01041% | 0.01076% | 0.01419% | 0.01076% | 0.01379% | 0.01655% | 0.0118% | 0.0118%
1266 | 0.01159% | 0.009012% | 0.01645% | 0.01464% | 0.01078% | 0.009094% | 0.01207% | 0.01063% | 0.01108% | 0.01063% | 0.01078% | 0.01464% | 0.01078% | 0.0142% | 0.01538% | 0.01464% | 0.01078% | 0.009094% | 0.01207% | 0.01063% | 0.01108% | 0.01108% | 0.01063% | 0.01078% | 0.01464% | 0.01078% | 0.0142% | 0.01538% | 0.01159% | 0.01159%
1267 | 0.01157% | 0.008534% | 0.0173% | 0.01484% | 0.01069% | 0.01075% | 0.01254% | 0.01081% | 0.0108% | 0.01081% | 0.01069% | 0.01484% | 0.01069% | 0.01444% | 0.01398% | 0.01484% | 0.01069% | 0.01075% | 0.01254% | 0.01081% | 0.0108% | 0.0108% | 0.01081% | 0.01069% | 0.01484% | 0.01069% | 0.01444% | 0.01398% | 0.01157% | 0.01157%
1268 | 0.0109% | 0.008185% | 0.01502% | 0.01414% | 0.009981% | 0.0118% | 0.01207% | 0.01071% | 0.01015% | 0.01071% | 0.009981% | 0.01414% | 0.009981% | 0.01392% | 0.01204% | 0.01414% | 0.009981% | 0.0118% | 0.01207% | 0.01071% | 0.01015% | 0.01015% | 0.01071% | 0.009981% | 0.01414% | 0.009981% | 0.01392% | 0.01204% | 0.0109% | 0.0109%
1269 | 0.01058% | 0.008031% | 0.01158% | 0.01319% | 0.009429% | 0.01219% | 0.01139% | 0.01068% | 0.009515% | 0.01068% | 0.009429% | 0.01319% | 0.009429% | 0.01313% | 0.01072% | 0.01319% | 0.009429% | 0.01219% | 0.01139% | 0.01068% | 0.009515% | 0.009515% | 0.01068% | 0.009429% | 0.01319% | 0.009429% | 0.01313% | 0.01072% | 0.01058% | 0.01058%
1270 | 0.007627% | 0.00796% | 0.007753% | 0.01162% | 0.009163% | 0.0124% | 0.01078% | 0.01106% | 0.009334% | 0.01106% | 0.009163% | 0.01162% | 0.009163% | 0.01133% | 0.009868% | 0.01162% | 0.009163% | 0.0124% | 0.01078% | 0.01106% | 0.009334% | 0.009334% | 0.01106% | 0.009163% | 0.01162% | 0.009163% | 0.01133% | 0.009868% | 0.007627% | 0.007627%
1271 | 0.007624% | 0.007942% | 0.007332% | 0.009336% | 0.009156% | 0.01253% | 0.01021% | 0.01134% | 0.0093% | 0.01134% | 0.009156% | 0.009336% | 0.009156% | 0.008221% | 0.009239% | 0.009336% | 0.009156% | 0.01253% | 0.01021% | 0.01134% | 0.0093% | 0.0093% | 0.01134% | 0.009156% | 0.009336% | 0.009156% | 0.008221% | 0.009239% | 0.007624% | 0.007624%
1272 | 0.007968% | 0.007954% | 0.007569% | 0.00791% | 0.009235% | 0.01272% | 0.01002% | 0.0113% | 0.009318% | 0.0113% | 0.009235% | 0.00791% | 0.009235% | 0.00628% | 0.009242% | 0.00791% | 0.009235% | 0.01272% | 0.01002% | 0.0113% | 0.009318% | 0.009318% | 0.0113% | 0.009235% | 0.00791% | 0.009235% | 0.00628% | 0.009242% | 0.007968% | 0.007968%
1273 | 0.007878% | 0.007856% | 0.007478% | 0.006893% | 0.009039% | 0.0126% | 0.009717% | 0.00945% | 0.009131% | 0.00945% | 0.009039% | 0.006893% | 0.009039% | 0.005753% | 0.008168% | 0.006893% | 0.009039% | 0.0126% | 0.009717% | 0.00945% | 0.009131% | 0.009131% | 0.00945% | 0.009039% | 0.006893% | 0.009039% | 0.005753% | 0.008168% | 0.007878% | 0.007878%
1274 | 0.007987% | 0.007843% | 0.007658% | 0.006374% | 0.008949% | 0.01264% | 0.009637% | 0.00805% | 0.009035% | 0.00805% | 0.008949% | 0.006374% | 0.008949% | 0.00573% | 0.007959% | 0.006374% | 0.008949% | 0.01264% | 0.009637% | 0.00805% | 0.009035% | 0.009035% | 0.00805% | 0.008949% | 0.006374% | 0.008949% | 0.00573% | 0.007959% | 0.007987% | 0.007987%
1275 | 0.008061% | 0.007818% | 0.007647% | 0.006238% | 0.008928% | 0.01268% | 0.009713% | 0.006944% | 0.009066% | 0.006944% | 0.008928% | 0.006238% | 0.008928% | 0.005834% | 0.00805% | 0.006238% | 0.008928% | 0.01268% | 0.009713% | 0.006944% | 0.009066% | 0.009066% | 0.006944% | 0.008928% | 0.006238% | 0.008928% | 0.005834% | 0.00805% | 0.008061% | 0.008061%
1276 | 0.00843% | 0.007777% | 0.00768% | 0.006261% | 0.009066% | 0.01271% | 0.009847% | 0.006276% | 0.009472% | 0.006276% | 0.009066% | 0.006261% | 0.009066% | 0.00623% | 0.008374% | 0.006261% | 0.009066% | 0.01271% | 0.009847% | 0.006276% | 0.009472% | 0.009472% | 0.006276% | 0.009066% | 0.006261% | 0.009066% | 0.00623% | 0.008374% | 0.00843% | 0.00843%
1277 | 0.009402% | 0.00777% | 0.007756% | 0.00648% | 0.009586% | 0.01273% | 0.01023% | 0.006308% | 0.01002% | 0.006308% | 0.009586% | 0.00648% | 0.009586% | 0.006727% | 0.009096% | 0.00648% | 0.009586% | 0.01273% | 0.01023% | 0.006308% | 0.01002% | 0.01002% | 0.006308% | 0.009586% | 0.00648% | 0.009586% | 0.006727% | 0.009096% | 0.009402% | 0.009402%
1278 | 0.01153% | 0.008214% | 0.007939% | 0.007483% | 0.01054% | 0.01268% | 0.01113% | 0.007445% | 0.01076% | 0.007445% | 0.01054% | 0.007483% | 0.01054% | 0.007514% | 0.01051% | 0.007483% | 0.01054% | 0.01268% | 0.01113% | 0.007445% | 0.01076% | 0.01076% | 0.007445% | 0.01054% | 0.007483% | 0.01054% | 0.007514% | 0.01051% | 0.01153% | 0.01153%
1279 | 0.01709% | 0.008279% | 0.01432% | 0.007966% | 0.01182% | 0.01259% | 0.012% | 0.009155% | 0.01223% | 0.009155% | 0.01182% | 0.007966% | 0.01182% | 0.008757% | 0.01208% | 0.007966% | 0.01182% | 0.01259% | 0.012% | 0.009155% | 0.01223% | 0.01223% | 0.009155% | 0.01182% | 0.007966% | 0.01182% | 0.008757% | 0.01208% | 0.01709% | 0.01709%
1280 | 0.01715% | 0.009246% | 0.01614% | 0.00889% | 0.01268% | 0.01176% | 0.0122% | 0.01136% | 0.01298% | 0.01136% | 0.01268% | 0.00889% | 0.01268% | 0.01006% | 0.01304% | 0.00889% | 0.01268% | 0.01176% | 0.0122% | 0.01136% | 0.01298% | 0.01298% | 0.01136% | 0.01268% | 0.00889% | 0.01268% | 0.01006% | 0.01304% | 0.01715% | 0.01715%
1281 | 0.01874% | 0.01217% | 0.01785% | 0.01104% | 0.01397% | 0.01156% | 0.01349% | 0.01366% | 0.01377% | 0.01366% | 0.01397% | 0.01104% | 0.01397% | 0.01282% | 0.0155% | 0.01104% | 0.01397% | 0.01156% | 0.01349% | 0.01366% | 0.01377% | 0.01377% | 0.01366% | 0.01397% | 0.01104% | 0.01397% | 0.01282% | 0.0155% | 0.01874% | 0.01874%
1282 | 0.01974% | 0.01517% | 0.01828% | 0.01241% | 0.01501% | 0.0113% | 0.01464% | 0.01384% | 0.01454% | 0.01384% | 0.01501% | 0.01241% | 0.01501% | 0.01392% | 0.01745% | 0.01241% | 0.01501% | 0.0113% | 0.01464% | 0.01384% | 0.01454% | 0.01454% | 0.01384% | 0.01501% | 0.01241% | 0.01501% | 0.01392% | 0.01745% | 0.01974% | 0.01974%
1283 | 0.02034% | 0.0177% | 0.019% | 0.01324% | 0.01553% | 0.01099% | 0.01558% | 0.01407% | 0.0148% | 0.01407% | 0.01553% | 0.01324% | 0.01553% | 0.01434% | 0.01885% | 0.01324% | 0.01553% | 0.01099% | 0.01558% | 0.01407% | 0.0148% | 0.0148% | 0.01407% | 0.01553% | 0.01324% | 0.01553% | 0.01434% | 0.01885% | 0.02034% | 0.02034%
1284 | 0.02031% | 0.01861% | 0.01914% | 0.01377% | 0.01531% | 0.01058% | 0.01593% | 0.01372% | 0.01454% | 0.01372% | 0.01531% | 0.01377% | 0.01531% | 0.01454% | 0.01974% | 0.01377% | 0.01531% | 0.01058% | 0.01593% | 0.01372% | 0.01454% | 0.01454% | 0.01372% | 0.01531% | 0.01377% | 0.01531% | 0.01454% | 0.01974% | 0.02031% | 0.02031%
1285 | 0.01957% | 0.01836% | 0.01928% | 0.01412% | 0.01469% | 0.00977% | 0.01572% | 0.01282% | 0.01421% | 0.01282% | 0.01469% | 0.01412% | 0.01469% | 0.01462% | 0.02009% | 0.01412% | 0.01469% | 0.00977% | 0.01572% | 0.01282% | 0.01421% | 0.01421% | 0.01282% | 0.01469% | 0.01412% | 0.01469% | 0.01462% | 0.02009% | 0.01957% | 0.01957%
1286 | 0.01806% | 0.0177% | 0.01922% | 0.01434% | 0.01368% | 0.008598% | 0.01519% | 0.01189% | 0.01351% | 0.01189% | 0.01368% | 0.01434% | 0.01368% | 0.0147% | 0.02005% | 0.01434% | 0.01368% | 0.008598% | 0.01519% | 0.01189% | 0.01351% | 0.01351% | 0.01189% | 0.01368% | 0.01434% | 0.01368% | 0.0147% | 0.02005% | 0.01806% | 0.01806%
1287 | 0.01569% | 0.01495% | 0.01802% | 0.01435% | 0.01232% | 0.007704% | 0.01424% | 0.01158% | 0.01217% | 0.01158% | 0.01232% | 0.01435% | 0.01232% | 0.01462% | 0.01966% | 0.01435% | 0.01232% | 0.007704% | 0.01424% | 0.01158% | 0.01217% | 0.01217% | 0.01158% | 0.01232% | 0.01435% | 0.01232% | 0.01462% | 0.01966% | 0.01569% | 0.01569%
1288 | 0.01363% | 0.01227% | 0.01742% | 0.01429% | 0.01131% | 0.007307% | 0.01295% | 0.01204% | 0.01134% | 0.01204% | 0.01131% | 0.01429% | 0.01131% | 0.01434% | 0.01858% | 0.01429% | 0.01131% | 0.007307% | 0.01295% | 0.01204% | 0.01134% | 0.01134% | 0.01204% | 0.01131% | 0.01429% | 0.01131% | 0.01434% | 0.01858% | 0.01363% | 0.01363%
1289 | 0.01189% | 0.01074% | 0.01591% | 0.01419% | 0.01064% | 0.007689% | 0.01169% | 0.01022% | 0.01091% | 0.01022% | 0.01064% | 0.01419% | 0.01064% | 0.01389% | 0.01651% | 0.01419% | 0.01064% | 0.007689% | 0.01169% | 0.01022% | 0.01091% | 0.01091% | 0.01022% | 0.01064% | 0.01419% | 0.01064% | 0.01389% | 0.01651% | 0.01189% | 0.01189%
1290 | 0.01148% | 0.009029% | 0.01649% | 0.01453% | 0.01051% | 0.009072% | 0.01177% | 0.01032% | 0.0107% | 0.01032% | 0.01051% | 0.01453% | 0.01051% | 0.014% | 0.01512% | 0.01453% | 0.01051% | 0.009072% | 0.01177% | 0.01032% | 0.0107% | 0.0107% | 0.01032% | 0.01051% | 0.01453% | 0.01051% | 0.014% | 0.01512% | 0.01148% | 0.01148%
1291 | 0.01156% | 0.008503% | 0.01739% | 0.01476% | 0.01048% | 0.01092% | 0.01242% | 0.01049% | 0.01038% | 0.01049% | 0.01048% | 0.01476% | 0.01048% | 0.01425% | 0.01391% | 0.01476% | 0.01048% | 0.01092% | 0.01242% | 0.01049% | 0.01038% | 0.01038% | 0.01049% | 0.01048% | 0.01476% | 0.01048% | 0.01425% | 0.01391% | 0.01156% | 0.01156%
1292 | 0.01094% | 0.008147% | 0.01502% | 0.01402% | 0.009812% | 0.01204% | 0.01198% | 0.01038% | 0.009728% | 0.01038% | 0.009812% | 0.01402% | 0.009812% | 0.01365% | 0.01196% | 0.01402% | 0.009812% | 0.01204% | 0.01198% | 0.01038% | 0.009728% | 0.009728% | 0.01038% | 0.009812% | 0.01402% | 0.009812% | 0.01365% | 0.01196% | 0.01094% | 0.01094%
1293 | 0.01071% | 0.008003% | 0.01143% | 0.01306% | 0.00928% | 0.01246% | 0.01131% | 0.01043% | 0.009102% | 0.01043% | 0.00928% | 0.01306% | 0.00928% | 0.01286% | 0.01067% | 0.01306% | 0.00928% | 0.01246% | 0.01131% | 0.01043% | 0.009102% | 0.009102% | 0.01043% | 0.00928% | 0.01306% | 0.00928% | 0.01286% | 0.01067% | 0.01071% | 0.01071%
1294 | 0.007716% | 0.007912% | 0.007649% | 0.01152% | 0.009045% | 0.01268% | 0.01074% | 0.0108% | 0.008892% | 0.0108% | 0.009045% | 0.01152% | 0.009045% | 0.01114% | 0.009894% | 0.01152% | 0.009045% | 0.01268% | 0.01074% | 0.0108% | 0.008892% | 0.008892% | 0.0108% | 0.009045% | 0.01152% | 0.009045% | 0.01114% | 0.009894% | 0.007716% | 0.007716%
1295 | 0.007697% | 0.007883% | 0.007242% | 0.009267% | 0.009026% | 0.0128% | 0.01019% | 0.01114% | 0.008916% | 0.01114% | 0.009026% | 0.009267% | 0.009026% | 0.00813% | 0.009276% | 0.009267% | 0.009026% | 0.0128% | 0.01019% | 0.01114% | 0.008916% | 0.008916% | 0.01114% | 0.009026% | 0.009267% | 0.009026% | 0.00813% | 0.009276% | 0.007697% | 0.007697%
1296 | 0.007715% | 0.007876% | 0.007357% | 0.007758% | 0.009005% | 0.01279% | 0.009885% | 0.01112% | 0.008955% | 0.01112% | 0.009005% | 0.007758% | 0.009005% | 0.006178% | 0.008777% | 0.007758% | 0.009005% | 0.01279% | 0.009885% | 0.01112% | 0.008955% | 0.008955% | 0.01112% | 0.009005% | 0.007758% | 0.009005% | 0.006178% | 0.008777% | 0.007715% | 0.007715%
1297 | 0.006901% | 0.009355% | 0.006648% | 0.006688% | 0.009328% | 0.01353% | 0.009786% | 0.008609% | 0.008953% | 0.008609% | 0.009328% | 0.006688% | 0.009328% | 0.006877% | 0.008172% | 0.006688% | 0.009328% | 0.01353% | 0.009786% | 0.008609% | 0.008953% | 0.008953% | 0.008609% | 0.009328% | 0.006688% | 0.009328% | 0.006877% | 0.008172% | 0.006901% | 0.006901%
1298 | 0.006911% | 0.009495% | 0.006691% | 0.006269% | 0.00919% | 0.01358% | 0.009901% | 0.008016% | 0.008861% | 0.008016% | 0.00919% | 0.006269% | 0.00919% | 0.00615% | 0.008231% | 0.006269% | 0.00919% | 0.01358% | 0.009901% | 0.008016% | 0.008861% | 0.008861% | 0.008016% | 0.00919% | 0.006269% | 0.00919% | 0.00615% | 0.008231% | 0.006911% | 0.006911%
1299 | 0.006864% | 0.009589% | 0.006645% | 0.00623% | 0.009175% | 0.01366% | 0.009942% | 0.007344% | 0.008964% | 0.007344% | 0.009175% | 0.00623% | 0.009175% | 0.005813% | 0.00836% | 0.00623% | 0.009175% | 0.01366% | 0.009942% | 0.007344% | 0.008964% | 0.008964% | 0.007344% | 0.009175% | 0.00623% | 0.009175% | 0.005813% | 0.00836% | 0.006864% | 0.006864%
1300 | 0.006837% | 0.009637% | 0.006635% | 0.006314% | 0.009525% | 0.01376% | 0.009992% | 0.007215% | 0.009362% | 0.007215% | 0.009525% | 0.006314% | 0.009525% | 0.006004% | 0.008513% | 0.006314% | 0.009525% | 0.01376% | 0.009992% | 0.007215% | 0.009362% | 0.009362% | 0.007215% | 0.009525% | 0.006314% | 0.009525% | 0.006004% | 0.008513% | 0.006837% | 0.006837%
1301 | 0.006833% | 0.009712% | 0.006707% | 0.006532% | 0.00984% | 0.01382% | 0.01001% | 0.007404% | 0.009589% | 0.007404% | 0.00984% | 0.006532% | 0.00984% | 0.006467% | 0.008596% | 0.006532% | 0.00984% | 0.01382% | 0.01001% | 0.007404% | 0.009589% | 0.009589% | 0.007404% | 0.00984% | 0.006532% | 0.00984% | 0.006467% | 0.008596% | 0.006833% | 0.006833%
1302 | 0.007002% | 0.01029% | 0.006673% | 0.007323% | 0.009859% | 0.01394% | 0.01007% | 0.008171% | 0.009489% | 0.008171% | 0.009859% | 0.007323% | 0.009859% | 0.007295% | 0.008775% | 0.007323% | 0.009859% | 0.01394% | 0.01007% | 0.008171% | 0.009489% | 0.009489% | 0.008171% | 0.009859% | 0.007323% | 0.009859% | 0.007295% | 0.008775% | 0.007002% | 0.007002%
1303 | 0.01104% | 0.01005% | 0.01062% | 0.007696% | 0.009761% | 0.01377% | 0.009524% | 0.009447% | 0.009829% | 0.009447% | 0.009761% | 0.007696% | 0.009761% | 0.008447% | 0.008032% | 0.007696% | 0.009761% | 0.01377% | 0.009524% | 0.009447% | 0.009829% | 0.009829% | 0.009447% | 0.009761% | 0.007696% | 0.009761% | 0.008447% | 0.008032% | 0.01104% | 0.01104%
1304 | 0.008065% | 0.009966% | 0.007855% | 0.008644% | 0.009385% | 0.0128% | 0.008231% | 0.01121% | 0.009681% | 0.01121% | 0.009385% | 0.008644% | 0.009385% | 0.009884% | 0.006072% | 0.008644% | 0.009385% | 0.0128% | 0.008231% | 0.01121% | 0.009681% | 0.009681% | 0.01121% | 0.009385% | 0.008644% | 0.009385% | 0.009884% | 0.006072% | 0.008065% | 0.008065%
1305 | 0.007319% | 0.01059% | 0.007163% | 0.01083% | 0.009425% | 0.01235% | 0.008334% | 0.0135% | 0.009556% | 0.0135% | 0.009425% | 0.01083% | 0.009425% | 0.01264% | 0.005564% | 0.01083% | 0.009425% | 0.01235% | 0.008334% | 0.0135% | 0.009556% | 0.009556% | 0.0135% | 0.009425% | 0.01083% | 0.009425% | 0.01264% | 0.005564% | 0.007319% | 0.007319%
1306 | 0.006895% | 0.01165% | 0.006688% | 0.01224% | 0.009688% | 0.01184% | 0.008458% | 0.01393% | 0.009622% | 0.01393% | 0.009688% | 0.01224% | 0.009688% | 0.01385% | 0.005158% | 0.01224% | 0.009688% | 0.01184% | 0.008458% | 0.01393% | 0.009622% | 0.009622% | 0.01393% | 0.009688% | 0.01224% | 0.009688% | 0.01385% | 0.005158% | 0.006895% | 0.006895%
1307 | 0.006775% | 0.01295% | 0.006462% | 0.01311% | 0.009878% | 0.01139% | 0.008819% | 0.01475% | 0.009669% | 0.01475% | 0.009878% | 0.01311% | 0.009878% | 0.01419% | 0.005001% | 0.01311% | 0.009878% | 0.01139% | 0.008819% | 0.01475% | 0.009669% | 0.009669% | 0.01475% | 0.009878% | 0.01311% | 0.009878% | 0.01419% | 0.005001% | 0.006775% | 0.006775%
1308 | 0.00657% | 0.01385% | 0.006469% | 0.01364% | 0.009642% | 0.01075% | 0.009136% | 0.01488% | 0.009509% | 0.01488% | 0.009642% | 0.01364% | 0.009642% | 0.01413% | 0.004825% | 0.01364% | 0.009642% | 0.01075% | 0.009136% | 0.01488% | 0.009509% | 0.009509% | 0.01488% | 0.009642% | 0.01364% | 0.009642% | 0.01413% | 0.004825% | 0.00657% | 0.00657%
1309 | 0.006479% | 0.01367% | 0.006157% | 0.01409% | 0.009469% | 0.009843% | 0.009257% | 0.01473% | 0.009455% | 0.01473% | 0.009469% | 0.01409% | 0.009469% | 0.01416% | 0.004788% | 0.01409% | 0.009469% | 0.009843% | 0.009257% | 0.01473% | 0.009455% | 0.009455% | 0.01473% | 0.009469% | 0.01409% | 0.009469% | 0.01416% | 0.004788% | 0.006479% | 0.006479%
1310 | 0.006531% | 0.013% | 0.006177% | 0.01439% | 0.009511% | 0.008806% | 0.009157% | 0.01467% | 0.00957% | 0.01467% | 0.009511% | 0.01439% | 0.009511% | 0.0143% | 0.004846% | 0.01439% | 0.009511% | 0.008806% | 0.009157% | 0.01467% | 0.00957% | 0.00957% | 0.01467% | 0.009511% | 0.01439% | 0.009511% | 0.0143% | 0.004846% | 0.006531% | 0.006531%
1311 | 0.006429% | 0.01188% | 0.006124% | 0.01437% | 0.009541% | 0.00799% | 0.00884% | 0.01467% | 0.00965% | 0.01467% | 0.009541% | 0.01437% | 0.009541% | 0.01446% | 0.004848% | 0.01437% | 0.009541% | 0.00799% | 0.00884% | 0.01467% | 0.00965% | 0.00965% | 0.01467% | 0.009541% | 0.01437% | 0.009541% | 0.01446% | 0.004848% | 0.006429% | 0.006429%
1312 | 0.006609% | 0.01089% | 0.006226% | 0.01432% | 0.009709% | 0.007801% | 0.008572% | 0.01491% | 0.009806% | 0.01491% | 0.009709% | 0.01432% | 0.009709% | 0.01478% | 0.005% | 0.01432% | 0.009709% | 0.007801% | 0.008572% | 0.01491% | 0.009806% | 0.009806% | 0.01491% | 0.009709% | 0.01432% | 0.009709% | 0.01478% | 0.005% | 0.006609% | 0.006609%
1313 | 0.006932% | 0.01025% | 0.00672% | 0.01425% | 0.00977% | 0.008286% | 0.008351% | 0.01296% | 0.009948% | 0.01296% | 0.00977% | 0.01425% | 0.00977% | 0.01504% | 0.005236% | 0.01425% | 0.00977% | 0.008286% | 0.008351% | 0.01296% | 0.009948% | 0.009948% | 0.01296% | 0.00977% | 0.01425% | 0.00977% | 0.01504% | 0.005236% | 0.006932% | 0.006932%
1314 | 0.008258% | 0.009699% | 0.00782% | 0.01458% | 0.01017% | 0.009818% | 0.009148% | 0.01273% | 0.01006% | 0.01273% | 0.01017% | 0.01458% | 0.01017% | 0.01588% | 0.006756% | 0.01458% | 0.01017% | 0.009818% | 0.009148% | 0.01273% | 0.01006% | 0.01006% | 0.01273% | 0.01017% | 0.01458% | 0.01017% | 0.01588% | 0.006756% | 0.008258% | 0.008258%
1315 | 0.00978% | 0.009611% | 0.009235% | 0.01478% | 0.01054% | 0.01182% | 0.0101% | 0.01266% | 0.01013% | 0.01266% | 0.01054% | 0.01478% | 0.01054% | 0.01671% | 0.008535% | 0.01478% | 0.01054% | 0.01182% | 0.0101% | 0.01266% | 0.01013% | 0.01013% | 0.01266% | 0.01054% | 0.01478% | 0.01054% | 0.01671% | 0.008535% | 0.00978% | 0.00978%
1316 | 0.01028% | 0.009564% | 0.009674% | 0.01402% | 0.01021% | 0.01313% | 0.01001% | 0.01231% | 0.01001% | 0.01231% | 0.01021% | 0.01402% | 0.01021% | 0.01648% | 0.008862% | 0.01402% | 0.01021% | 0.01313% | 0.01001% | 0.01231% | 0.01001% | 0.01001% | 0.01231% | 0.01021% | 0.01402% | 0.01021% | 0.01648% | 0.008862% | 0.01028% | 0.01028%
1317 | 0.01069% | 0.009616% | 0.009966% | 0.01303% | 0.009925% | 0.01357% | 0.01005% | 0.01182% | 0.009767% | 0.01182% | 0.009925% | 0.01303% | 0.009925% | 0.01584% | 0.009166% | 0.01303% | 0.009925% | 0.01357% | 0.01005% | 0.01182% | 0.009767% | 0.009767% | 0.01182% | 0.009925% | 0.01303% | 0.009925% | 0.01584% | 0.009166% | 0.01069% | 0.01069%
1318 | 0.007454% | 0.009677% | 0.007017% | 0.01144% | 0.009581% | 0.01381% | 0.01007% | 0.01142% | 0.009416% | 0.01142% | 0.009581% | 0.01144% | 0.009581% | 0.014% | 0.009492% | 0.01144% | 0.009581% | 0.01381% | 0.01007% | 0.01142% | 0.009416% | 0.009416% | 0.01142% | 0.009581% | 0.01144% | 0.009581% | 0.014% | 0.009492% | 0.007454% | 0.007454%
1319 | 0.007778% | 0.009779% | 0.007566% | 0.009206% | 0.009471% | 0.01393% | 0.01021% | 0.01102% | 0.009206% | 0.01102% | 0.009471% | 0.009206% | 0.009471% | 0.01069% | 0.009902% | 0.009206% | 0.009471% | 0.01393% | 0.01021% | 0.01102% | 0.009206% | 0.009206% | 0.01102% | 0.009471% | 0.009206% | 0.009471% | 0.01069% | 0.009902% | 0.007778% | 0.007778%
1320 | 0.007814% | 0.009383% | 0.007523% | 0.007719% | 0.009364% | 0.01369% | 0.01024% | 0.01044% | 0.009098% | 0.01044% | 0.009364% | 0.007719% | 0.009364% | 0.00782% | 0.00981% | 0.007719% | 0.009364% | 0.01369% | 0.01024% | 0.01044% | 0.009098% | 0.009098% | 0.01044% | 0.009364% | 0.007719% | 0.009364% | 0.00782% | 0.00981% | 0.007814% | 0.007814%
1321 | 0.007019% | 0.007769% | 0.0069% | 0.007419% | 0.008343% | 0.01397% | 0.009164% | 0.009476% | 0.008428% | 0.009476% | 0.008343% | 0.007419% | 0.008343% | 0.006618% | 0.01026% | 0.007419% | 0.008343% | 0.01397% | 0.009164% | 0.009476% | 0.008428% | 0.008428% | 0.009476% | 0.008343% | 0.007419% | 0.008343% | 0.006618% | 0.01026% | 0.007019% | 0.007019%
1322 | 0.007142% | 0.00776% | 0.007068% | 0.007009% | 0.008576% | 0.01404% | 0.009465% | 0.009089% | 0.008644% | 0.009089% | 0.008576% | 0.007009% | 0.008576% | 0.006324% | 0.01064% | 0.007009% | 0.008576% | 0.01404% | 0.009465% | 0.009089% | 0.008644% | 0.008644% | 0.009089% | 0.008576% | 0.007009% | 0.008576% | 0.006324% | 0.01064% | 0.007142% | 0.007142%
1323 | 0.007368% | 0.007736% | 0.007435% | 0.007003% | 0.008828% | 0.01409% | 0.00967% | 0.008557% | 0.00885% | 0.008557% | 0.008828% | 0.007003% | 0.008828% | 0.006231% | 0.01095% | 0.007003% | 0.008828% | 0.01409% | 0.00967% | 0.008557% | 0.00885% | 0.00885% | 0.008557% | 0.008828% | 0.007003% | 0.008828% | 0.006231% | 0.01095% | 0.007368% | 0.007368%
1324 | 0.007402% | 0.007798% | 0.007283% | 0.007078% | 0.008858% | 0.01418% | 0.009814% | 0.008301% | 0.008718% | 0.008301% | 0.008858% | 0.007078% | 0.008858% | 0.006388% | 0.01123% | 0.007078% | 0.008858% | 0.01418% | 0.009814% | 0.008301% | 0.008718% | 0.008718% | 0.008301% | 0.008858% | 0.007078% | 0.008858% | 0.006388% | 0.01123% | 0.007402% | 0.007402%
1325 | 0.007518% | 0.007762% | 0.007465% | 0.007205% | 0.009034% | 0.01426% | 0.01% | 0.008469% | 0.008842% | 0.008469% | 0.009034% | 0.007205% | 0.009034% | 0.006996% | 0.01133% | 0.007205% | 0.009034% | 0.01426% | 0.01% | 0.008469% | 0.008842% | 0.008842% | 0.008469% | 0.009034% | 0.007205% | 0.009034% | 0.006996% | 0.01133% | 0.007518% | 0.007518%
1326 | 0.007627% | 0.007717% | 0.007637% | 0.008227% | 0.009235% | 0.01438% | 0.01027% | 0.009153% | 0.008891% | 0.009153% | 0.009235% | 0.008227% | 0.009235% | 0.008092% | 0.01145% | 0.008227% | 0.009235% | 0.01438% | 0.01027% | 0.009153% | 0.008891% | 0.008891% | 0.009153% | 0.009235% | 0.008227% | 0.009235% | 0.008092% | 0.01145% | 0.007627% | 0.007627%
1327 | 0.01256% | 0.007724% | 0.01143% | 0.008221% | 0.008825% | 0.0141% | 0.00952% | 0.009532% | 0.008515% | 0.009532% | 0.008825% | 0.008221% | 0.008825% | 0.009209% | 0.01049% | 0.008221% | 0.008825% | 0.0141% | 0.00952% | 0.009532% | 0.008515% | 0.008515% | 0.009532% | 0.008825% | 0.008221% | 0.008825% | 0.009209% | 0.01049% | 0.01256% | 0.01256%
1328 | 0.008574% | 0.007819% | 0.008701% | 0.008226% | 0.008167% | 0.01311% | 0.008195% | 0.01078% | 0.008235% | 0.01078% | 0.008167% | 0.008226% | 0.008167% | 0.01007% | 0.007955% | 0.008226% | 0.008167% | 0.01311% | 0.008195% | 0.01078% | 0.008235% | 0.008235% | 0.01078% | 0.008167% | 0.008226% | 0.008167% | 0.01007% | 0.007955% | 0.008574% | 0.008574%
1329 | 0.008038% | 0.008131% | 0.007713% | 0.009188% | 0.008321% | 0.01251% | 0.008237% | 0.01305% | 0.008353% | 0.01305% | 0.008321% | 0.009188% | 0.008321% | 0.01177% | 0.00676% | 0.009188% | 0.008321% | 0.01251% | 0.008237% | 0.01305% | 0.008353% | 0.008353% | 0.01305% | 0.008321% | 0.009188% | 0.008321% | 0.01177% | 0.00676% | 0.008038% | 0.008038%
1330 | 0.007242% | 0.008732% | 0.006907% | 0.01031% | 0.008042% | 0.0119% | 0.007807% | 0.01379% | 0.008098% | 0.01379% | 0.008042% | 0.01031% | 0.008042% | 0.01314% | 0.005911% | 0.01031% | 0.008042% | 0.0119% | 0.007807% | 0.01379% | 0.008098% | 0.008098% | 0.01379% | 0.008042% | 0.01031% | 0.008042% | 0.01314% | 0.005911% | 0.007242% | 0.007242%
1331 | 0.006711% | 0.009453% | 0.006455% | 0.01149% | 0.007666% | 0.01144% | 0.007364% | 0.01416% | 0.007813% | 0.01416% | 0.007666% | 0.01149% | 0.007666% | 0.01397% | 0.005431% | 0.01149% | 0.007666% | 0.01144% | 0.007364% | 0.01416% | 0.007813% | 0.007813% | 0.01416% | 0.007666% | 0.01149% | 0.007666% | 0.01397% | 0.005431% | 0.006711% | 0.006711%
1332 | 0.006436% | 0.01037% | 0.006179% | 0.01253% | 0.007413% | 0.01072% | 0.007015% | 0.01439% | 0.007585% | 0.01439% | 0.007413% | 0.01253% | 0.007413% | 0.01438% | 0.005143% | 0.01253% | 0.007413% | 0.01072% | 0.007015% | 0.01439% | 0.007585% | 0.007585% | 0.01439% | 0.007413% | 0.01253% | 0.007413% | 0.01438% | 0.005143% | 0.006436% | 0.006436%
1333 | 0.006253% | 0.01076% | 0.006187% | 0.01345% | 0.007326% | 0.009873% | 0.00698% | 0.01447% | 0.007588% | 0.01447% | 0.007326% | 0.01345% | 0.007326% | 0.01449% | 0.005041% | 0.01345% | 0.007326% | 0.009873% | 0.00698% | 0.01447% | 0.007588% | 0.007588% | 0.01447% | 0.007326% | 0.01345% | 0.007326% | 0.01449% | 0.005041% | 0.006253% | 0.006253%
1334 | 0.006124% | 0.01078% | 0.005885% | 0.0139% | 0.007304% | 0.008875% | 0.006969% | 0.01463% | 0.00759% | 0.01463% | 0.007304% | 0.0139% | 0.007304% | 0.0145% | 0.005003% | 0.0139% | 0.007304% | 0.008875% | 0.006969% | 0.01463% | 0.00759% | 0.00759% | 0.01463% | 0.007304% | 0.0139% | 0.007304% | 0.0145% | 0.005003% | 0.006124% | 0.006124%
1335 | 0.006031% | 0.01021% | 0.005788% | 0.01392% | 0.007301% | 0.008003% | 0.006922% | 0.01476% | 0.007588% | 0.01476% | 0.007301% | 0.01392% | 0.007301% | 0.01448% | 0.004944% | 0.01392% | 0.007301% | 0.008003% | 0.006922% | 0.01476% | 0.007588% | 0.007588% | 0.01476% | 0.007301% | 0.01392% | 0.007301% | 0.01448% | 0.004944% | 0.006031% | 0.006031%
1336 | 0.006093% | 0.009264% | 0.005865% | 0.01371% | 0.007307% | 0.007714% | 0.006934% | 0.01488% | 0.007632% | 0.01488% | 0.007307% | 0.01371% | 0.007307% | 0.01448% | 0.004984% | 0.01371% | 0.007307% | 0.007714% | 0.006934% | 0.01488% | 0.007632% | 0.007632% | 0.01488% | 0.007307% | 0.01371% | 0.007307% | 0.01448% | 0.004984% | 0.006093% | 0.006093%
1337 | 0.006375% | 0.008444% | 0.006155% | 0.01328% | 0.007264% | 0.008237% | 0.00691% | 0.01267% | 0.007687% | 0.01267% | 0.007264% | 0.01328% | 0.007264% | 0.01437% | 0.005147% | 0.01328% | 0.007264% | 0.008237% | 0.00691% | 0.01267% | 0.007687% | 0.007687% | 0.01267% | 0.007264% | 0.01328% | 0.007264% | 0.01437% | 0.005147% | 0.006375% | 0.006375%
1338 | 0.007654% | 0.007864% | 0.007562% | 0.01319% | 0.007601% | 0.009824% | 0.007827% | 0.01211% | 0.007846% | 0.01211% | 0.007601% | 0.01319% | 0.007601% | 0.01464% | 0.006619% | 0.01319% | 0.007601% | 0.009824% | 0.007827% | 0.01211% | 0.007846% | 0.007846% | 0.01211% | 0.007601% | 0.01319% | 0.007601% | 0.01464% | 0.006619% | 0.007654% | 0.007654%
1339 | 0.009084% | 0.007742% | 0.00868% | 0.01303% | 0.008123% | 0.01186% | 0.008954% | 0.01227% | 0.008095% | 0.01227% | 0.008123% | 0.01303% | 0.008123% | 0.01479% | 0.008604% | 0.01303% | 0.008123% | 0.01186% | 0.008954% | 0.01227% | 0.008095% | 0.008095% | 0.01227% | 0.008123% | 0.01303% | 0.008123% | 0.01479% | 0.008604% | 0.009084% | 0.009084%
1340 | 0.009393% | 0.007716% | 0.008891% | 0.01193% | 0.008174% | 0.01324% | 0.008931% | 0.01222% | 0.008223% | 0.01222% | 0.008174% | 0.01193% | 0.008174% | 0.01377% | 0.009042% | 0.01193% | 0.008174% | 0.01324% | 0.008931% | 0.01222% | 0.008223% | 0.008223% | 0.01222% | 0.008174% | 0.01193% | 0.008174% | 0.01377% | 0.009042% | 0.009393% | 0.009393%
1341 | 0.009539% | 0.007662% | 0.009083% | 0.01086% | 0.008178% | 0.01366% | 0.00898% | 0.01188% | 0.00824% | 0.01188% | 0.008178% | 0.01086% | 0.008178% | 0.01243% | 0.00933% | 0.01086% | 0.008178% | 0.01366% | 0.00898% | 0.01188% | 0.00824% | 0.00824% | 0.01188% | 0.008178% | 0.01086% | 0.008178% | 0.01243% | 0.00933% | 0.009539% | 0.009539%
1342 | 0.006395% | 0.007633% | 0.006265% | 0.009928% | 0.008321% | 0.01388% | 0.009095% | 0.01161% | 0.008341% | 0.01161% | 0.008321% | 0.009928% | 0.008321% | 0.01093% | 0.009649% | 0.009928% | 0.008321% | 0.01388% | 0.009095% | 0.01161% | 0.008341% | 0.008341% | 0.01161% | 0.008321% | 0.009928% | 0.008321% | 0.01093% | 0.009649% | 0.006395% | 0.006395%
1343 | 0.006847% | 0.007623% | 0.006571% | 0.009034% | 0.008429% | 0.01404% | 0.009208% | 0.01133% | 0.008579% | 0.01133% | 0.008429% | 0.009034% | 0.008429% | 0.009303% | 0.009777% | 0.009034% | 0.008429% | 0.01404% | 0.009208% | 0.01133% | 0.008579% | 0.008579% | 0.01133% | 0.008429% | 0.009034% | 0.008429% | 0.009303% | 0.009777% | 0.006847% | 0.006847%
1344 | 0.007247% | 0.008167% | 0.006932% | 0.008167% | 0.008815% | 0.01406% | 0.009611% | 0.01032% | 0.008756% | 0.01032% | 0.008815% | 0.008167% | 0.008815% | 0.007882% | 0.009981% | 0.008167% | 0.008815% | 0.01406% | 0.009611% | 0.01032% | 0.008756% | 0.008756% | 0.01032% | 0.008815% | 0.008167% | 0.008815% | 0.007882% | 0.009981% | 0.007247% | 0.007247%
1345 | 0.008675% | 0.007983% | 0.00795% | 0.007346% | 0.009796% | 0.01355% | 0.01098% | 0.009546% | 0.009519% | 0.009546% | 0.009796% | 0.007346% | 0.009796% | 0.006203% | 0.0103% | 0.007346% | 0.009796% | 0.01355% | 0.01098% | 0.009546% | 0.009519% | 0.009519% | 0.009546% | 0.009796% | 0.007346% | 0.009796% | 0.006203% | 0.0103% | 0.008675% | 0.008675%
1346 | 0.008864% | 0.008078% | 0.008286% | 0.006851% | 0.00974% | 0.01373% | 0.01076% | 0.0083% | 0.009598% | 0.0083% | 0.00974% | 0.006851% | 0.00974% | 0.006277% | 0.01049% | 0.006851% | 0.00974% | 0.01373% | 0.01076% | 0.0083% | 0.009598% | 0.009598% | 0.0083% | 0.00974% | 0.006851% | 0.00974% | 0.006277% | 0.01049% | 0.008864% | 0.008864%
1347 | 0.008976% | 0.008078% | 0.008564% | 0.006797% | 0.009834% | 0.01383% | 0.01084% | 0.007398% | 0.00977% | 0.007398% | 0.009834% | 0.006797% | 0.009834% | 0.006438% | 0.01074% | 0.006797% | 0.009834% | 0.01383% | 0.01084% | 0.007398% | 0.00977% | 0.00977% | 0.007398% | 0.009834% | 0.006797% | 0.009834% | 0.006438% | 0.01074% | 0.008976% | 0.008976%
1348 | 0.009394% | 0.008099% | 0.008816% | 0.006899% | 0.009973% | 0.01388% | 0.01094% | 0.006835% | 0.01025% | 0.006835% | 0.009973% | 0.006899% | 0.009973% | 0.006926% | 0.01112% | 0.006899% | 0.009973% | 0.01388% | 0.01094% | 0.006835% | 0.01025% | 0.01025% | 0.006835% | 0.009973% | 0.006899% | 0.009973% | 0.006926% | 0.01112% | 0.009394% | 0.009394%
1349 | 0.01038% | 0.008147% | 0.008828% | 0.007225% | 0.01068% | 0.01394% | 0.01147% | 0.007027% | 0.01087% | 0.007027% | 0.01068% | 0.007225% | 0.01068% | 0.007524% | 0.01209% | 0.007225% | 0.01068% | 0.01394% | 0.01147% | 0.007027% | 0.01087% | 0.01087% | 0.007027% | 0.01068% | 0.007225% | 0.01068% | 0.007524% | 0.01209% | 0.01038% | 0.01038%
1350 | 0.01266% | 0.00832% | 0.009118% | 0.008508% | 0.01182% | 0.01406% | 0.01241% | 0.008145% | 0.01186% | 0.008145% | 0.01182% | 0.008508% | 0.01182% | 0.008509% | 0.0135% | 0.008508% | 0.01182% | 0.01406% | 0.01241% | 0.008145% | 0.01186% | 0.01186% | 0.008145% | 0.01182% | 0.008508% | 0.01182% | 0.008509% | 0.0135% | 0.01266% | 0.01266%
1351 | 0.0191% | 0.008637% | 0.01586% | 0.008985% | 0.01301% | 0.01383% | 0.01318% | 0.009879% | 0.01288% | 0.009879% | 0.01301% | 0.008985% | 0.01301% | 0.009697% | 0.01497% | 0.008985% | 0.01301% | 0.01383% | 0.01318% | 0.009879% | 0.01288% | 0.01288% | 0.009879% | 0.01301% | 0.008985% | 0.01301% | 0.009697% | 0.01497% | 0.0191% | 0.0191%
1352 | 0.01883% | 0.009758% | 0.01755% | 0.009961% | 0.01382% | 0.01291% | 0.01341% | 0.01226% | 0.01355% | 0.01226% | 0.01382% | 0.009961% | 0.01382% | 0.01105% | 0.01546% | 0.009961% | 0.01382% | 0.01291% | 0.01341% | 0.01226% | 0.01355% | 0.01355% | 0.01226% | 0.01382% | 0.009961% | 0.01382% | 0.01105% | 0.01546% | 0.01883% | 0.01883%
1353 | 0.02014% | 0.01273% | 0.01917% | 0.01208% | 0.01474% | 0.01212% | 0.01449% | 0.01438% | 0.01413% | 0.01438% | 0.01474% | 0.01208% | 0.01474% | 0.01369% | 0.01723% | 0.01208% | 0.01474% | 0.01212% | 0.01449% | 0.01438% | 0.01413% | 0.01413% | 0.01438% | 0.01474% | 0.01208% | 0.01474% | 0.01369% | 0.01723% | 0.02014% | 0.02014%
1354 | 0.0208% | 0.01565% | 0.01944% | 0.01331% | 0.01551% | 0.01138% | 0.01544% | 0.0144% | 0.01459% | 0.0144% | 0.01551% | 0.01331% | 0.01551% | 0.0146% | 0.01869% | 0.01331% | 0.01551% | 0.01138% | 0.01544% | 0.0144% | 0.01459% | 0.01459% | 0.0144% | 0.01551% | 0.01331% | 0.01551% | 0.0146% | 0.01869% | 0.0208% | 0.0208%
1355 | 0.02091% | 0.01778% | 0.01986% | 0.01397% | 0.0158% | 0.01093% | 0.01615% | 0.01448% | 0.01467% | 0.01448% | 0.0158% | 0.01397% | 0.0158% | 0.01483% | 0.01964% | 0.01397% | 0.0158% | 0.01093% | 0.01615% | 0.01448% | 0.01467% | 0.01467% | 0.01448% | 0.0158% | 0.01397% | 0.0158% | 0.01483% | 0.01964% | 0.02091% | 0.02091%
1356 | 0.02053% | 0.01846% | 0.01977% | 0.01436% | 0.01546% | 0.01051% | 0.01637% | 0.01412% | 0.01436% | 0.01412% | 0.01546% | 0.01436% | 0.01546% | 0.01485% | 0.0203% | 0.01436% | 0.01546% | 0.01051% | 0.01637% | 0.01412% | 0.01436% | 0.01436% | 0.01412% | 0.01546% | 0.01436% | 0.01546% | 0.01485% | 0.0203% | 0.02053% | 0.02053%
1357 | 0.01958% | 0.01813% | 0.01978% | 0.01463% | 0.01477% | 0.009653% | 0.01608% | 0.01327% | 0.01395% | 0.01327% | 0.01477% | 0.01463% | 0.01477% | 0.01486% | 0.02053% | 0.01463% | 0.01477% | 0.009653% | 0.01608% | 0.01327% | 0.01395% | 0.01395% | 0.01327% | 0.01477% | 0.01463% | 0.01477% | 0.01486% | 0.02053% | 0.01958% | 0.01958%
1358 | 0.01793% | 0.01738% | 0.01968% | 0.01474% | 0.01375% | 0.008465% | 0.01552% | 0.01244% | 0.01328% | 0.01244% | 0.01375% | 0.01474% | 0.01375% | 0.01489% | 0.02035% | 0.01474% | 0.01375% | 0.008465% | 0.01552% | 0.01244% | 0.01328% | 0.01328% | 0.01244% | 0.01375% | 0.01474% | 0.01375% | 0.01489% | 0.02035% | 0.01793% | 0.01793%
1359 | 0.01569% | 0.01463% | 0.01852% | 0.01472% | 0.01248% | 0.007549% | 0.01451% | 0.0119% | 0.01224% | 0.0119% | 0.01248% | 0.01472% | 0.01248% | 0.01481% | 0.01981% | 0.01472% | 0.01248% | 0.007549% | 0.01451% | 0.0119% | 0.01224% | 0.01224% | 0.0119% | 0.01248% | 0.01472% | 0.01248% | 0.01481% | 0.01981% | 0.01569% | 0.01569%
1360 | 0.01376% | 0.01211% | 0.01799% | 0.01459% | 0.01146% | 0.007194% | 0.0132% | 0.01209% | 0.01141% | 0.01209% | 0.01146% | 0.01459% | 0.01146% | 0.0145% | 0.01869% | 0.01459% | 0.01146% | 0.007194% | 0.0132% | 0.01209% | 0.01141% | 0.01141% | 0.01209% | 0.01146% | 0.01459% | 0.01146% | 0.0145% | 0.01869% | 0.01376% | 0.01376%
1361 | 0.01208% | 0.0107% | 0.01654% | 0.01444% | 0.01078% | 0.007649% | 0.01197% | 0.01021% | 0.01082% | 0.01021% | 0.01078% | 0.01444% | 0.01078% | 0.01405% | 0.01668% | 0.01444% | 0.01078% | 0.007649% | 0.01197% | 0.01021% | 0.01082% | 0.01082% | 0.01021% | 0.01078% | 0.01444% | 0.01078% | 0.01405% | 0.01668% | 0.01208% | 0.01208%
1362 | 0.01181% | 0.009057% | 0.01708% | 0.01476% | 0.01074% | 0.009125% | 0.01213% | 0.01048% | 0.01081% | 0.01048% | 0.01074% | 0.01476% | 0.01074% | 0.01416% | 0.01537% | 0.01476% | 0.01074% | 0.009125% | 0.01213% | 0.01048% | 0.01081% | 0.01081% | 0.01048% | 0.01074% | 0.01476% | 0.01074% | 0.01416% | 0.01537% | 0.01181% | 0.01181%
1363 | 0.01207% | 0.008586% | 0.01806% | 0.015% | 0.0108% | 0.01114% | 0.0129% | 0.01083% | 0.01066% | 0.01083% | 0.0108% | 0.015% | 0.0108% | 0.01445% | 0.01433% | 0.015% | 0.0108% | 0.01114% | 0.0129% | 0.01083% | 0.01066% | 0.01066% | 0.01083% | 0.0108% | 0.015% | 0.0108% | 0.01445% | 0.01433% | 0.01207% | 0.01207%
1364 | 0.01148% | 0.008271% | 0.01582% | 0.01426% | 0.0101% | 0.01237% | 0.01244% | 0.01081% | 0.01009% | 0.01081% | 0.0101% | 0.01426% | 0.0101% | 0.01384% | 0.01249% | 0.01426% | 0.0101% | 0.01237% | 0.01244% | 0.01081% | 0.01009% | 0.01009% | 0.01081% | 0.0101% | 0.01426% | 0.0101% | 0.01384% | 0.01249% | 0.01148% | 0.01148%
1365 | 0.01119% | 0.00814% | 0.01228% | 0.01331% | 0.009601% | 0.01287% | 0.01173% | 0.01091% | 0.009613% | 0.01091% | 0.009601% | 0.01331% | 0.009601% | 0.01304% | 0.01127% | 0.01331% | 0.009601% | 0.01287% | 0.01173% | 0.01091% | 0.009613% | 0.009613% | 0.01091% | 0.009601% | 0.01331% | 0.009601% | 0.01304% | 0.01127% | 0.01119% | 0.01119%
1366 | 0.00799% | 0.008061% | 0.007814% | 0.01176% | 0.009335% | 0.01309% | 0.01109% | 0.01123% | 0.009424% | 0.01123% | 0.009335% | 0.01176% | 0.009335% | 0.01133% | 0.0105% | 0.01176% | 0.009335% | 0.01309% | 0.01109% | 0.01123% | 0.009424% | 0.009424% | 0.01123% | 0.009335% | 0.01176% | 0.009335% | 0.01133% | 0.0105% | 0.00799% | 0.00799%
1367 | 0.008062% | 0.008034% | 0.007507% | 0.0095% | 0.009288% | 0.01325% | 0.01052% | 0.0114% | 0.009304% | 0.0114% | 0.009288% | 0.0095% | 0.009288% | 0.00832% | 0.009961% | 0.0095% | 0.009288% | 0.01325% | 0.01052% | 0.0114% | 0.009304% | 0.009304% | 0.0114% | 0.009288% | 0.0095% | 0.009288% | 0.00832% | 0.009961% | 0.008062% | 0.008062%
1368 | 0.007837% | 0.007876% | 0.007497% | 0.008094% | 0.009043% | 0.01354% | 0.01002% | 0.01082% | 0.009015% | 0.01082% | 0.009043% | 0.008094% | 0.009043% | 0.006661% | 0.009649% | 0.008094% | 0.009043% | 0.01354% | 0.01002% | 0.01082% | 0.009015% | 0.009015% | 0.01082% | 0.009043% | 0.008094% | 0.009043% | 0.006661% | 0.009649% | 0.007837% | 0.007837%
1369 | 0.008161% | 0.007923% | 0.007758% | 0.007097% | 0.009151% | 0.01344% | 0.01001% | 0.009361% | 0.009012% | 0.009361% | 0.009151% | 0.007097% | 0.009151% | 0.00597% | 0.008988% | 0.007097% | 0.009151% | 0.01344% | 0.01001% | 0.009361% | 0.009012% | 0.009012% | 0.009361% | 0.009151% | 0.007097% | 0.009151% | 0.00597% | 0.008988% | 0.008161% | 0.008161%
1370 | 0.008332% | 0.007951% | 0.008156% | 0.006608% | 0.009197% | 0.01348% | 0.009978% | 0.008123% | 0.009141% | 0.008123% | 0.009197% | 0.006608% | 0.009197% | 0.005975% | 0.008992% | 0.006608% | 0.009197% | 0.01348% | 0.009978% | 0.008123% | 0.009141% | 0.009141% | 0.008123% | 0.009197% | 0.006608% | 0.009197% | 0.005975% | 0.008992% | 0.008332% | 0.008332%
1371 | 0.008446% | 0.007988% | 0.008281% | 0.006531% | 0.009302% | 0.01348% | 0.0101% | 0.007216% | 0.009417% | 0.007216% | 0.009302% | 0.006531% | 0.009302% | 0.006113% | 0.009228% | 0.006531% | 0.009302% | 0.01348% | 0.0101% | 0.007216% | 0.009417% | 0.009417% | 0.007216% | 0.009302% | 0.006531% | 0.009302% | 0.006113% | 0.009228% | 0.008446% | 0.008446%
1372 | 0.008799% | 0.007982% | 0.00836% | 0.006592% | 0.009522% | 0.01354% | 0.01028% | 0.006583% | 0.009794% | 0.006583% | 0.009522% | 0.006592% | 0.009522% | 0.00659% | 0.00964% | 0.006592% | 0.009522% | 0.01354% | 0.01028% | 0.006583% | 0.009794% | 0.009794% | 0.006583% | 0.009522% | 0.006592% | 0.009522% | 0.00659% | 0.00964% | 0.008799% | 0.008799%
1373 | 0.009879% | 0.008004% | 0.008592% | 0.006863% | 0.01012% | 0.0136% | 0.01078% | 0.006668% | 0.01032% | 0.006668% | 0.01012% | 0.006863% | 0.01012% | 0.007151% | 0.0105% | 0.006863% | 0.01012% | 0.0136% | 0.01078% | 0.006668% | 0.01032% | 0.01032% | 0.006668% | 0.01012% | 0.006863% | 0.01012% | 0.007151% | 0.0105% | 0.009879% | 0.009879%
1374 | 0.01212% | 0.008192% | 0.008724% | 0.008087% | 0.01125% | 0.01369% | 0.01175% | 0.007821% | 0.01137% | 0.007821% | 0.01125% | 0.008087% | 0.01125% | 0.008104% | 0.01204% | 0.008087% | 0.01125% | 0.01369% | 0.01175% | 0.007821% | 0.01137% | 0.01137% | 0.007821% | 0.01125% | 0.008087% | 0.01125% | 0.008104% | 0.01204% | 0.01212% | 0.01212%
1375 | 0.01805% | 0.008426% | 0.01514% | 0.008479% | 0.01238% | 0.01339% | 0.01247% | 0.009534% | 0.01244% | 0.009534% | 0.01238% | 0.008479% | 0.01238% | 0.009131% | 0.01336% | 0.008479% | 0.01238% | 0.01339% | 0.01247% | 0.009534% | 0.01244% | 0.01244% | 0.009534% | 0.01238% | 0.008479% | 0.01238% | 0.009131% | 0.01336% | 0.01805% | 0.01805%
1376 | 0.01803% | 0.009519% | 0.01697% | 0.009497% | 0.01334% | 0.01251% | 0.01284% | 0.01192% | 0.01325% | 0.01192% | 0.01334% | 0.009497% | 0.01334% | 0.01057% | 0.0143% | 0.009497% | 0.01334% | 0.01251% | 0.01284% | 0.01192% | 0.01325% | 0.01325% | 0.01192% | 0.01334% | 0.009497% | 0.01334% | 0.01057% | 0.0143% | 0.01803% | 0.01803%
1377 | 0.0195% | 0.01248% | 0.01871% | 0.0117% | 0.01454% | 0.01194% | 0.01408% | 0.01425% | 0.01408% | 0.01425% | 0.01454% | 0.0117% | 0.01454% | 0.01333% | 0.01648% | 0.0117% | 0.01454% | 0.01194% | 0.01408% | 0.01425% | 0.01408% | 0.01408% | 0.01425% | 0.01454% | 0.0117% | 0.01454% | 0.01333% | 0.01648% | 0.0195% | 0.0195%
1378 | 0.0204% | 0.01555% | 0.01909% | 0.01309% | 0.01543% | 0.01135% | 0.01518% | 0.01447% | 0.01472% | 0.01447% | 0.01543% | 0.01309% | 0.01543% | 0.0144% | 0.01828% | 0.01309% | 0.01543% | 0.01135% | 0.01518% | 0.01447% | 0.01472% | 0.01472% | 0.01447% | 0.01543% | 0.01309% | 0.01543% | 0.0144% | 0.01828% | 0.0204% | 0.0204%
1379 | 0.02072% | 0.01779% | 0.01966% | 0.0139% | 0.01577% | 0.01106% | 0.01603% | 0.01476% | 0.01484% | 0.01476% | 0.01577% | 0.0139% | 0.01577% | 0.01476% | 0.01961% | 0.0139% | 0.01577% | 0.01106% | 0.01603% | 0.01476% | 0.01484% | 0.01484% | 0.01476% | 0.01577% | 0.0139% | 0.01577% | 0.01476% | 0.01961% | 0.02072% | 0.02072%
1380 | 0.0206% | 0.01854% | 0.01971% | 0.01442% | 0.01557% | 0.01061% | 0.01633% | 0.01443% | 0.01442% | 0.01443% | 0.01557% | 0.01442% | 0.01557% | 0.01489% | 0.02043% | 0.01442% | 0.01557% | 0.01061% | 0.01633% | 0.01443% | 0.01442% | 0.01442% | 0.01443% | 0.01557% | 0.01442% | 0.01557% | 0.01489% | 0.02043% | 0.0206% | 0.0206%
1381 | 0.0197% | 0.01825% | 0.01984% | 0.01473% | 0.01495% | 0.009715% | 0.01612% | 0.01359% | 0.01393% | 0.01359% | 0.01495% | 0.01473% | 0.01495% | 0.01496% | 0.02075% | 0.01473% | 0.01495% | 0.009715% | 0.01612% | 0.01359% | 0.01393% | 0.01393% | 0.01359% | 0.01495% | 0.01473% | 0.01495% | 0.01496% | 0.02075% | 0.0197% | 0.0197%
1382 | 0.01811% | 0.01755% | 0.01978% | 0.01487% | 0.01399% | 0.008555% | 0.01555% | 0.01279% | 0.01335% | 0.01279% | 0.01399% | 0.01487% | 0.01399% | 0.015% | 0.02066% | 0.01487% | 0.01399% | 0.008555% | 0.01555% | 0.01279% | 0.01335% | 0.01335% | 0.01279% | 0.01399% | 0.01487% | 0.01399% | 0.015% | 0.02066% | 0.01811% | 0.01811%
1383 | 0.01593% | 0.01486% | 0.01863% | 0.01486% | 0.01275% | 0.007605% | 0.01457% | 0.01236% | 0.01242% | 0.01236% | 0.01275% | 0.01486% | 0.01275% | 0.01492% | 0.02019% | 0.01486% | 0.01275% | 0.007605% | 0.01457% | 0.01236% | 0.01242% | 0.01242% | 0.01236% | 0.01275% | 0.01486% | 0.01275% | 0.01492% | 0.02019% | 0.01593% | 0.01593%
1384 | 0.01401% | 0.01234% | 0.01806% | 0.01475% | 0.0118% | 0.007285% | 0.0133% | 0.01259% | 0.01173% | 0.01259% | 0.0118% | 0.01475% | 0.0118% | 0.01464% | 0.01909% | 0.01475% | 0.0118% | 0.007285% | 0.0133% | 0.01259% | 0.01173% | 0.01173% | 0.01259% | 0.0118% | 0.01475% | 0.0118% | 0.01464% | 0.01909% | 0.01401% | 0.01401%
1385 | 0.01232% | 0.01092% | 0.01655% | 0.01459% | 0.01122% | 0.007791% | 0.01207% | 0.01073% | 0.01133% | 0.01073% | 0.01122% | 0.01459% | 0.01122% | 0.01416% | 0.01709% | 0.01459% | 0.01122% | 0.007791% | 0.01207% | 0.01073% | 0.01133% | 0.01133% | 0.01073% | 0.01122% | 0.01459% | 0.01122% | 0.01416% | 0.01709% | 0.01232% | 0.01232%
1386 | 0.01202% | 0.009282% | 0.01704% | 0.01488% | 0.01117% | 0.009179% | 0.01217% | 0.01089% | 0.01127% | 0.01089% | 0.01117% | 0.01488% | 0.01117% | 0.01423% | 0.01581% | 0.01488% | 0.01117% | 0.009179% | 0.01217% | 0.01089% | 0.01127% | 0.01127% | 0.01089% | 0.01117% | 0.01488% | 0.01117% | 0.01423% | 0.01581% | 0.01202% | 0.01202%
1387 | 0.01221% | 0.008753% | 0.01794% | 0.01506% | 0.01104% | 0.01106% | 0.01285% | 0.01099% | 0.01085% | 0.01099% | 0.01104% | 0.01506% | 0.01104% | 0.01449% | 0.01469% | 0.01506% | 0.01104% | 0.01106% | 0.01285% | 0.01099% | 0.01085% | 0.01085% | 0.01099% | 0.01104% | 0.01506% | 0.01104% | 0.01449% | 0.01469% | 0.01221% | 0.01221%
1388 | 0.01161% | 0.008428% | 0.01569% | 0.01429% | 0.01031% | 0.01216% | 0.01236% | 0.01095% | 0.01027% | 0.01095% | 0.01031% | 0.01429% | 0.01031% | 0.01385% | 0.01277% | 0.01429% | 0.01031% | 0.01216% | 0.01236% | 0.01095% | 0.01027% | 0.01027% | 0.01095% | 0.01031% | 0.01429% | 0.01031% | 0.01385% | 0.01277% | 0.01161% | 0.01161%
1389 | 0.01136% | 0.008298% | 0.01218% | 0.01334% | 0.009801% | 0.0126% | 0.01165% | 0.01104% | 0.009772% | 0.01104% | 0.009801% | 0.01334% | 0.009801% | 0.01301% | 0.0115% | 0.01334% | 0.009801% | 0.0126% | 0.01165% | 0.01104% | 0.009772% | 0.009772% | 0.01104% | 0.009801% | 0.01334% | 0.009801% | 0.01301% | 0.0115% | 0.01136% | 0.01136%
1390 | 0.008057% | 0.008187% | 0.007783% | 0.01177% | 0.00954% | 0.01286% | 0.01106% | 0.01135% | 0.009575% | 0.01135% | 0.00954% | 0.01177% | 0.00954% | 0.01129% | 0.01072% | 0.01177% | 0.00954% | 0.01286% | 0.01106% | 0.01135% | 0.009575% | 0.009575% | 0.01135% | 0.00954% | 0.01177% | 0.00954% | 0.01129% | 0.01072% | 0.008057% | 0.008057%
1391 | 0.008119% | 0.008137% | 0.007424% | 0.009489% | 0.009451% | 0.01302% | 0.01046% | 0.01152% | 0.009443% | 0.01152% | 0.009451% | 0.009489% | 0.009451% | 0.00829% | 0.01004% | 0.009489% | 0.009451% | 0.01302% | 0.01046% | 0.01152% | 0.009443% | 0.009443% | 0.01152% | 0.009451% | 0.009489% | 0.009451% | 0.00829% | 0.01004% | 0.008119% | 0.008119%
1392 | 0.008192% | 0.008063% | 0.007654% | 0.007999% | 0.009348% | 0.01316% | 0.01018% | 0.01133% | 0.009269% | 0.01133% | 0.009348% | 0.007999% | 0.009348% | 0.006375% | 0.009584% | 0.007999% | 0.009348% | 0.01316% | 0.01018% | 0.01133% | 0.009269% | 0.009269% | 0.01133% | 0.009348% | 0.007999% | 0.009348% | 0.006375% | 0.009584% | 0.008192% | 0.008192%
1393 | 0.008343% | 0.008032% | 0.007776% | 0.007165% | 0.009433% | 0.01315% | 0.01008% | 0.009649% | 0.009329% | 0.009649% | 0.009433% | 0.007165% | 0.009433% | 0.006062% | 0.009181% | 0.007165% | 0.009433% | 0.01315% | 0.01008% | 0.009649% | 0.009329% | 0.009329% | 0.009649% | 0.009433% | 0.007165% | 0.009433% | 0.006062% | 0.009181% | 0.008343% | 0.008343%
1394 | 0.008411% | 0.008037% | 0.008066% | 0.006631% | 0.009461% | 0.0132% | 0.01005% | 0.008329% | 0.009388% | 0.008329% | 0.009461% | 0.006631% | 0.009461% | 0.006103% | 0.009213% | 0.006631% | 0.009461% | 0.0132% | 0.01005% | 0.008329% | 0.009388% | 0.009388% | 0.008329% | 0.009461% | 0.006631% | 0.009461% | 0.006103% | 0.009213% | 0.008411% | 0.008411%
1395 | 0.00861% | 0.008052% | 0.008132% | 0.006561% | 0.00957% | 0.01323% | 0.01019% | 0.007366% | 0.009612% | 0.007366% | 0.00957% | 0.006561% | 0.00957% | 0.006241% | 0.009469% | 0.006561% | 0.00957% | 0.01323% | 0.01019% | 0.007366% | 0.009612% | 0.009612% | 0.007366% | 0.00957% | 0.006561% | 0.00957% | 0.006241% | 0.009469% | 0.00861% | 0.00861%
1396 | 0.008983% | 0.007988% | 0.008188% | 0.006625% | 0.009745% | 0.01329% | 0.01035% | 0.006725% | 0.009967% | 0.006725% | 0.009745% | 0.006625% | 0.009745% | 0.006657% | 0.009916% | 0.006625% | 0.009745% | 0.01329% | 0.01035% | 0.006725% | 0.009967% | 0.009967% | 0.006725% | 0.009745% | 0.006625% | 0.009745% | 0.006657% | 0.009916% | 0.008983% | 0.008983%
1397 | 0.01004% | 0.007963% | 0.008312% | 0.006875% | 0.01028% | 0.01338% | 0.01083% | 0.006759% | 0.01043% | 0.006759% | 0.01028% | 0.006875% | 0.01028% | 0.007203% | 0.01068% | 0.006875% | 0.01028% | 0.01338% | 0.01083% | 0.006759% | 0.01043% | 0.01043% | 0.006759% | 0.01028% | 0.006875% | 0.01028% | 0.007203% | 0.01068% | 0.01004% | 0.01004%
1398 | 0.01234% | 0.008142% | 0.008584% | 0.008106% | 0.01139% | 0.01356% | 0.01185% | 0.007913% | 0.01143% | 0.007913% | 0.01139% | 0.008106% | 0.01139% | 0.008187% | 0.01224% | 0.008106% | 0.01139% | 0.01356% | 0.01185% | 0.007913% | 0.01143% | 0.01143% | 0.007913% | 0.01139% | 0.008106% | 0.01139% | 0.008187% | 0.01224% | 0.01234% | 0.01234%
1399 | 0.0183% | 0.008355% | 0.01543% | 0.008486% | 0.01248% | 0.01333% | 0.01256% | 0.009623% | 0.01247% | 0.009623% | 0.01248% | 0.008486% | 0.01248% | 0.009253% | 0.0136% | 0.008486% | 0.01248% | 0.01333% | 0.01256% | 0.009623% | 0.01247% | 0.01247% | 0.009623% | 0.01248% | 0.008486% | 0.01248% | 0.009253% | 0.0136% | 0.0183% | 0.0183%
1400 | 0.01822% | 0.009414% | 0.01732% | 0.009464% | 0.01339% | 0.01256% | 0.01293% | 0.01199% | 0.0132% | 0.01199% | 0.01339% | 0.009464% | 0.01339% | 0.01066% | 0.01436% | 0.009464% | 0.01339% | 0.01256% | 0.01293% | 0.01199% | 0.0132% | 0.0132% | 0.01199% | 0.01339% | 0.009464% | 0.01339% | 0.01066% | 0.01436% | 0.01822% | 0.01822%
1401 | 0.01963% | 0.0122% | 0.01895% | 0.01158% | 0.01445% | 0.012% | 0.01408% | 0.0142% | 0.01392% | 0.0142% | 0.01445% | 0.01158% | 0.01445% | 0.01333% | 0.0163% | 0.01158% | 0.01445% | 0.012% | 0.01408% | 0.0142% | 0.01392% | 0.01392% | 0.0142% | 0.01445% | 0.01158% | 0.01445% | 0.01333% | 0.0163% | 0.01963% | 0.01963%
1402 | 0.02031% | 0.01516% | 0.01905% | 0.01287% | 0.0152% | 0.01125% | 0.01501% | 0.01433% | 0.01452% | 0.01433% | 0.0152% | 0.01287% | 0.0152% | 0.01432% | 0.01781% | 0.01287% | 0.0152% | 0.01125% | 0.01501% | 0.01433% | 0.01452% | 0.01452% | 0.01433% | 0.0152% | 0.01287% | 0.0152% | 0.01432% | 0.01781% | 0.02031% | 0.02031%
1403 | 0.02053% | 0.01754% | 0.0194% | 0.01362% | 0.01556% | 0.01078% | 0.01578% | 0.01456% | 0.01468% | 0.01456% | 0.01556% | 0.01362% | 0.01556% | 0.0146% | 0.019% | 0.01362% | 0.01556% | 0.01078% | 0.01578% | 0.01456% | 0.01468% | 0.01468% | 0.01456% | 0.01556% | 0.01362% | 0.01556% | 0.0146% | 0.019% | 0.02053% | 0.02053%
1404 | 0.02033% | 0.01836% | 0.0193% | 0.01409% | 0.0153% | 0.01035% | 0.01607% | 0.01423% | 0.01436% | 0.01423% | 0.0153% | 0.01409% | 0.0153% | 0.01468% | 0.01985% | 0.01409% | 0.0153% | 0.01035% | 0.01607% | 0.01423% | 0.01436% | 0.01436% | 0.01423% | 0.0153% | 0.01409% | 0.0153% | 0.01468% | 0.01985% | 0.02033% | 0.02033%
1405 | 0.01936% | 0.01812% | 0.01932% | 0.01437% | 0.01466% | 0.009513% | 0.01585% | 0.01347% | 0.01399% | 0.01347% | 0.01466% | 0.01437% | 0.01466% | 0.01469% | 0.02016% | 0.01437% | 0.01466% | 0.009513% | 0.01585% | 0.01347% | 0.01399% | 0.01399% | 0.01347% | 0.01466% | 0.01437% | 0.01466% | 0.01469% | 0.02016% | 0.01936% | 0.01936%
1406 | 0.01769% | 0.01742% | 0.01921% | 0.01452% | 0.01362% | 0.008346% | 0.01528% | 0.01259% | 0.01335% | 0.01259% | 0.01362% | 0.01452% | 0.01362% | 0.01473% | 0.02008% | 0.01452% | 0.01362% | 0.008346% | 0.01528% | 0.01259% | 0.01335% | 0.01335% | 0.01259% | 0.01362% | 0.01452% | 0.01362% | 0.01473% | 0.02008% | 0.01769% | 0.01769%
1407 | 0.01549% | 0.01477% | 0.01806% | 0.01454% | 0.01238% | 0.007387% | 0.01431% | 0.012% | 0.01231% | 0.012% | 0.01238% | 0.01454% | 0.01238% | 0.01469% | 0.01968% | 0.01454% | 0.01238% | 0.007387% | 0.01431% | 0.012% | 0.01231% | 0.01231% | 0.012% | 0.01238% | 0.01454% | 0.01238% | 0.01469% | 0.01968% | 0.01549% | 0.01549%
1408 | 0.0135% | 0.01227% | 0.01745% | 0.01441% | 0.01136% | 0.006975% | 0.01296% | 0.01208% | 0.01152% | 0.01208% | 0.01136% | 0.01441% | 0.01136% | 0.01438% | 0.01858% | 0.01441% | 0.01136% | 0.006975% | 0.01296% | 0.01208% | 0.01152% | 0.01152% | 0.01208% | 0.01136% | 0.01441% | 0.01136% | 0.01438% | 0.01858% | 0.0135% | 0.0135%
1409 | 0.01182% | 0.01078% | 0.01589% | 0.01424% | 0.01057% | 0.007397% | 0.01164% | 0.01005% | 0.01089% | 0.01005% | 0.01057% | 0.01424% | 0.01057% | 0.01392% | 0.01647% | 0.01424% | 0.01057% | 0.007397% | 0.01164% | 0.01005% | 0.01089% | 0.01089% | 0.01005% | 0.01057% | 0.01424% | 0.01057% | 0.01392% | 0.01647% | 0.01182% | 0.01182%
1410 | 0.01142% | 0.009021% | 0.01645% | 0.01452% | 0.01033% | 0.008973% | 0.01168% | 0.01015% | 0.01047% | 0.01015% | 0.01033% | 0.01452% | 0.01033% | 0.01398% | 0.01496% | 0.01452% | 0.01033% | 0.008973% | 0.01168% | 0.01015% | 0.01047% | 0.01047% | 0.01015% | 0.01033% | 0.01452% | 0.01033% | 0.01398% | 0.01496% | 0.01142% | 0.01142%
1411 | 0.01165% | 0.008482% | 0.01756% | 0.01478% | 0.0104% | 0.0111% | 0.01246% | 0.01054% | 0.01023% | 0.01054% | 0.0104% | 0.01478% | 0.0104% | 0.01432% | 0.01386% | 0.01478% | 0.0104% | 0.0111% | 0.01246% | 0.01054% | 0.01023% | 0.01023% | 0.01054% | 0.0104% | 0.01478% | 0.0104% | 0.01432% | 0.01386% | 0.01165% | 0.01165%
1412 | 0.01111% | 0.008148% | 0.0153% | 0.01407% | 0.009807% | 0.01236% | 0.01207% | 0.01056% | 0.009778% | 0.01056% | 0.009807% | 0.01407% | 0.009807% | 0.01376% | 0.01195% | 0.01407% | 0.009807% | 0.01236% | 0.01207% | 0.01056% | 0.009778% | 0.009778% | 0.01056% | 0.009807% | 0.01407% | 0.009807% | 0.01376% | 0.01195% | 0.01111% | 0.01111%
1413 | 0.01092% | 0.008015% | 0.01183% | 0.01318% | 0.009318% | 0.01295% | 0.01145% | 0.01069% | 0.009303% | 0.01069% | 0.009318% | 0.01318% | 0.009318% | 0.01305% | 0.01072% | 0.01318% | 0.009318% | 0.01295% | 0.01145% | 0.01069% | 0.009303% | 0.009303% | 0.01069% | 0.009318% | 0.01318% | 0.009318% | 0.01305% | 0.01072% | 0.01092% | 0.01092%
1414 | 0.007864% | 0.00793% | 0.007719% | 0.0117% | 0.009092% | 0.01325% | 0.01087% | 0.01101% | 0.009137% | 0.01101% | 0.009092% | 0.0117% | 0.009092% | 0.01145% | 0.009968% | 0.0117% | 0.009092% | 0.01325% | 0.01087% | 0.01101% | 0.009137% | 0.009137% | 0.01101% | 0.009092% | 0.0117% | 0.009092% | 0.01145% | 0.009968% | 0.007864% | 0.007864%
1415 | 0.007894% | 0.007897% | 0.00737% | 0.009479% | 0.009092% | 0.01336% | 0.01028% | 0.01127% | 0.009131% | 0.01127% | 0.009092% | 0.009479% | 0.009092% | 0.008473% | 0.009384% | 0.009479% | 0.009092% | 0.01336% | 0.01028% | 0.01127% | 0.009131% | 0.009131% | 0.01127% | 0.009092% | 0.009479% | 0.009092% | 0.008473% | 0.009384% | 0.007894% | 0.007894%
1416 | 0.008063% | 0.007956% | 0.007575% | 0.007976% | 0.009187% | 0.01331% | 0.01004% | 0.01126% | 0.00922% | 0.01126% | 0.009187% | 0.007976% | 0.009187% | 0.00644% | 0.009171% | 0.007976% | 0.009187% | 0.01331% | 0.01004% | 0.01126% | 0.00922% | 0.00922% | 0.01126% | 0.009187% | 0.007976% | 0.009187% | 0.00644% | 0.009171% | 0.008063% | 0.008063%
1417 | 0.008113% | 0.007854% | 0.007613% | 0.00698% | 0.009112% | 0.01336% | 0.009837% | 0.009507% | 0.009166% | 0.009507% | 0.009112% | 0.00698% | 0.009112% | 0.005842% | 0.008603% | 0.00698% | 0.009112% | 0.01336% | 0.009837% | 0.009507% | 0.009166% | 0.009166% | 0.009507% | 0.009112% | 0.00698% | 0.009112% | 0.005842% | 0.008603% | 0.008113% | 0.008113%
1418 | 0.008215% | 0.007847% | 0.007818% | 0.006479% | 0.009126% | 0.01333% | 0.009787% | 0.008219% | 0.009231% | 0.008219% | 0.009126% | 0.006479% | 0.009126% | 0.00586% | 0.008599% | 0.006479% | 0.009126% | 0.01333% | 0.009787% | 0.008219% | 0.009231% | 0.009231% | 0.008219% | 0.009126% | 0.006479% | 0.009126% | 0.00586% | 0.008599% | 0.008215% | 0.008215%
1419 | 0.008332% | 0.007861% | 0.007775% | 0.006395% | 0.00922% | 0.01329% | 0.009916% | 0.007269% | 0.009497% | 0.007269% | 0.00922% | 0.006395% | 0.00922% | 0.005978% | 0.008858% | 0.006395% | 0.00922% | 0.01329% | 0.009916% | 0.007269% | 0.009497% | 0.009497% | 0.007269% | 0.00922% | 0.006395% | 0.00922% | 0.005978% | 0.008858% | 0.008332% | 0.008332%
1420 | 0.008691% | 0.00784% | 0.007795% | 0.006453% | 0.009441% | 0.01326% | 0.01006% | 0.006695% | 0.009934% | 0.006695% | 0.009441% | 0.006453% | 0.009441% | 0.006372% | 0.009331% | 0.006453% | 0.009441% | 0.01326% | 0.01006% | 0.006695% | 0.009934% | 0.009934% | 0.006695% | 0.009441% | 0.006453% | 0.009441% | 0.006372% | 0.009331% | 0.008691% | 0.008691%
1421 | 0.009784% | 0.007861% | 0.008005% | 0.006758% | 0.01011% | 0.0133% | 0.01055% | 0.006861% | 0.0106% | 0.006861% | 0.01011% | 0.006758% | 0.01011% | 0.006944% | 0.0103% | 0.006758% | 0.01011% | 0.0133% | 0.01055% | 0.006861% | 0.0106% | 0.0106% | 0.006861% | 0.01011% | 0.006758% | 0.01011% | 0.006944% | 0.0103% | 0.009784% | 0.009784%
1422 | 0.01201% | 0.008276% | 0.008355% | 0.007956% | 0.01123% | 0.01335% | 0.01153% | 0.008099% | 0.01172% | 0.008099% | 0.01123% | 0.007956% | 0.01123% | 0.007877% | 0.01194% | 0.007956% | 0.01123% | 0.01335% | 0.01153% | 0.008099% | 0.01172% | 0.01172% | 0.008099% | 0.01123% | 0.007956% | 0.01123% | 0.007877% | 0.01194% | 0.01201% | 0.01201%
1423 | 0.01781% | 0.008321% | 0.01505% | 0.008333% | 0.01232% | 0.01309% | 0.01213% | 0.009683% | 0.01269% | 0.009683% | 0.01232% | 0.008333% | 0.01232% | 0.00891% | 0.01313% | 0.008333% | 0.01232% | 0.01309% | 0.01213% | 0.009683% | 0.01269% | 0.01269% | 0.009683% | 0.01232% | 0.008333% | 0.01232% | 0.00891% | 0.01313% | 0.01781% | 0.01781%
1424 | 0.01772% | 0.009343% | 0.01679% | 0.009388% | 0.01323% | 0.01224% | 0.01251% | 0.01209% | 0.01337% | 0.01209% | 0.01323% | 0.009388% | 0.01323% | 0.01033% | 0.01407% | 0.009388% | 0.01323% | 0.01224% | 0.01251% | 0.01209% | 0.01337% | 0.01337% | 0.01209% | 0.01323% | 0.009388% | 0.01323% | 0.01033% | 0.01407% | 0.01772% | 0.01772%
1425 | 0.01917% | 0.01217% | 0.01834% | 0.01153% | 0.01442% | 0.01183% | 0.01379% | 0.01428% | 0.01408% | 0.01428% | 0.01442% | 0.01153% | 0.01442% | 0.01297% | 0.01624% | 0.01153% | 0.01442% | 0.01183% | 0.01379% | 0.01428% | 0.01408% | 0.01408% | 0.01428% | 0.01442% | 0.01153% | 0.01442% | 0.01297% | 0.01624% | 0.01917% | 0.01917%
1426 | 0.02% | 0.01518% | 0.0186% | 0.01283% | 0.01532% | 0.01127% | 0.01488% | 0.01445% | 0.01468% | 0.01445% | 0.01532% | 0.01283% | 0.01532% | 0.01394% | 0.01792% | 0.01283% | 0.01532% | 0.01127% | 0.01488% | 0.01445% | 0.01468% | 0.01468% | 0.01445% | 0.01532% | 0.01283% | 0.01532% | 0.01394% | 0.01792% | 0.02% | 0.02%
1427 | 0.02025% | 0.01757% | 0.01901% | 0.01353% | 0.01568% | 0.01092% | 0.0157% | 0.01472% | 0.01483% | 0.01472% | 0.01568% | 0.01353% | 0.01568% | 0.01406% | 0.01911% | 0.01353% | 0.01568% | 0.01092% | 0.0157% | 0.01472% | 0.01483% | 0.01483% | 0.01472% | 0.01568% | 0.01353% | 0.01568% | 0.01406% | 0.01911% | 0.02025% | 0.02025%
1428 | 0.02002% | 0.01839% | 0.01888% | 0.01388% | 0.01537% | 0.01048% | 0.01597% | 0.01434% | 0.01448% | 0.01434% | 0.01537% | 0.01388% | 0.01537% | 0.01397% | 0.01986% | 0.01388% | 0.01537% | 0.01048% | 0.01597% | 0.01434% | 0.01448% | 0.01448% | 0.01434% | 0.01537% | 0.01388% | 0.01537% | 0.01397% | 0.01986% | 0.02002% | 0.02002%
1429 | 0.01911% | 0.01815% | 0.01891% | 0.01411% | 0.01469% | 0.009636% | 0.01575% | 0.01343% | 0.01401% | 0.01343% | 0.01469% | 0.01411% | 0.01469% | 0.01393% | 0.02015% | 0.01411% | 0.01469% | 0.009636% | 0.01575% | 0.01343% | 0.01401% | 0.01401% | 0.01343% | 0.01469% | 0.01411% | 0.01469% | 0.01393% | 0.02015% | 0.01911% | 0.01911%
1430 | 0.01745% | 0.01742% | 0.01881% | 0.01421% | 0.01366% | 0.008451% | 0.0152% | 0.01248% | 0.01332% | 0.01248% | 0.01366% | 0.01421% | 0.01366% | 0.01399% | 0.02007% | 0.01421% | 0.01366% | 0.008451% | 0.0152% | 0.01248% | 0.01332% | 0.01332% | 0.01248% | 0.01366% | 0.01421% | 0.01366% | 0.01399% | 0.02007% | 0.01745% | 0.01745%
1431 | 0.01528% | 0.01471% | 0.0177% | 0.01423% | 0.01239% | 0.007524% | 0.01419% | 0.01184% | 0.01229% | 0.01184% | 0.01239% | 0.01423% | 0.01239% | 0.01402% | 0.01968% | 0.01423% | 0.01239% | 0.007524% | 0.01419% | 0.01184% | 0.01229% | 0.01229% | 0.01184% | 0.01239% | 0.01423% | 0.01239% | 0.01402% | 0.01968% | 0.01528% | 0.01528%
1432 | 0.01338% | 0.01215% | 0.01709% | 0.01419% | 0.01135% | 0.007116% | 0.01287% | 0.01206% | 0.01146% | 0.01206% | 0.01135% | 0.01419% | 0.01135% | 0.01393% | 0.01858% | 0.01419% | 0.01135% | 0.007116% | 0.01287% | 0.01206% | 0.01146% | 0.01146% | 0.01206% | 0.01135% | 0.01419% | 0.01135% | 0.01393% | 0.01858% | 0.01338% | 0.01338%
1433 | 0.01174% | 0.01067% | 0.01558% | 0.01413% | 0.01068% | 0.007457% | 0.01158% | 0.01025% | 0.01091% | 0.01025% | 0.01068% | 0.01413% | 0.01068% | 0.01367% | 0.01649% | 0.01413% | 0.01068% | 0.007457% | 0.01158% | 0.01025% | 0.01091% | 0.01091% | 0.01025% | 0.01068% | 0.01413% | 0.01068% | 0.01367% | 0.01649% | 0.01174% | 0.01174%
1434 | 0.01138% | 0.009004% | 0.01608% | 0.01449% | 0.01059% | 0.008788% | 0.01161% | 0.01037% | 0.01079% | 0.01037% | 0.01059% | 0.01449% | 0.01059% | 0.01393% | 0.01501% | 0.01449% | 0.01059% | 0.008788% | 0.01161% | 0.01037% | 0.01079% | 0.01079% | 0.01037% | 0.01059% | 0.01449% | 0.01059% | 0.01393% | 0.01501% | 0.01138% | 0.01138%
1435 | 0.01157% | 0.008498% | 0.01708% | 0.0148% | 0.01058% | 0.0108% | 0.01238% | 0.01053% | 0.01047% | 0.01053% | 0.01058% | 0.0148% | 0.01058% | 0.0144% | 0.01391% | 0.0148% | 0.01058% | 0.0108% | 0.01238% | 0.01053% | 0.01047% | 0.01047% | 0.01053% | 0.01058% | 0.0148% | 0.01058% | 0.0144% | 0.01391% | 0.01157% | 0.01157%
1436 | 0.01094% | 0.008184% | 0.01474% | 0.01411% | 0.009987% | 0.01197% | 0.01199% | 0.01056% | 0.009954% | 0.01056% | 0.009987% | 0.01411% | 0.009987% | 0.0139% | 0.01201% | 0.01411% | 0.009987% | 0.01197% | 0.01199% | 0.01056% | 0.009954% | 0.009954% | 0.01056% | 0.009987% | 0.01411% | 0.009987% | 0.0139% | 0.01201% | 0.01094% | 0.01094%
1437 | 0.01067% | 0.008042% | 0.0112% | 0.01321% | 0.009527% | 0.01246% | 0.01139% | 0.0107% | 0.009445% | 0.0107% | 0.009527% | 0.01321% | 0.009527% | 0.01314% | 0.0108% | 0.01321% | 0.009527% | 0.01246% | 0.01139% | 0.0107% | 0.009445% | 0.009445% | 0.0107% | 0.009527% | 0.01321% | 0.009527% | 0.01314% | 0.0108% | 0.01067% | 0.01067%
1438 | 0.007793% | 0.007944% | 0.00759% | 0.01166% | 0.009286% | 0.01275% | 0.01081% | 0.01108% | 0.009255% | 0.01108% | 0.009286% | 0.01166% | 0.009286% | 0.01139% | 0.01005% | 0.01166% | 0.009286% | 0.01275% | 0.01081% | 0.01108% | 0.009255% | 0.009255% | 0.01108% | 0.009286% | 0.01166% | 0.009286% | 0.01139% | 0.01005% | 0.007793% | 0.007793%
1439 | 0.007815% | 0.007946% | 0.007189% | 0.009399% | 0.009279% | 0.01292% | 0.01025% | 0.01139% | 0.009273% | 0.01139% | 0.009279% | 0.009399% | 0.009279% | 0.008309% | 0.009486% | 0.009399% | 0.009279% | 0.01292% | 0.01025% | 0.01139% | 0.009273% | 0.009273% | 0.01139% | 0.009279% | 0.009399% | 0.009279% | 0.008309% | 0.009486% | 0.007815% | 0.007815%
1440 | 0.007883% | 0.007929% | 0.007345% | 0.007876% | 0.009207% | 0.01305% | 0.009956% | 0.01131% | 0.009222% | 0.01131% | 0.009207% | 0.007876% | 0.009207% | 0.006266% | 0.009046% | 0.007876% | 0.009207% | 0.01305% | 0.009956% | 0.01131% | 0.009222% | 0.009222% | 0.01131% | 0.009207% | 0.007876% | 0.009207% | 0.006266% | 0.009046% | 0.007883% | 0.007883%
1441 | 0.007989% | 0.007886% | 0.007329% | 0.00701% | 0.009211% | 0.01296% | 0.00976% | 0.009588% | 0.009191% | 0.009588% | 0.009211% | 0.00701% | 0.009211% | 0.005837% | 0.008591% | 0.00701% | 0.009211% | 0.01296% | 0.00976% | 0.009588% | 0.009191% | 0.009191% | 0.009588% | 0.009211% | 0.00701% | 0.009211% | 0.005837% | 0.008591% | 0.007989% | 0.007989%
1442 | 0.008155% | 0.00794% | 0.007543% | 0.006506% | 0.009219% | 0.01305% | 0.009721% | 0.008231% | 0.009192% | 0.008231% | 0.009219% | 0.006506% | 0.009219% | 0.005861% | 0.00859% | 0.006506% | 0.009219% | 0.01305% | 0.009721% | 0.008231% | 0.009192% | 0.009192% | 0.008231% | 0.009219% | 0.006506% | 0.009219% | 0.005861% | 0.00859% | 0.008155% | 0.008155%
1443 | 0.008266% | 0.007937% | 0.007467% | 0.006419% | 0.009291% | 0.01312% | 0.009827% | 0.007236% | 0.009382% | 0.007236% | 0.009291% | 0.006419% | 0.009291% | 0.005996% | 0.008837% | 0.006419% | 0.009291% | 0.01312% | 0.009827% | 0.007236% | 0.009382% | 0.009382% | 0.007236% | 0.009291% | 0.006419% | 0.009291% | 0.005996% | 0.008837% | 0.008266% | 0.008266%
1444 | 0.008626% | 0.007899% | 0.007798% | 0.00648% | 0.00948% | 0.01321% | 0.009978% | 0.00661% | 0.009748% | 0.00661% | 0.00948% | 0.00648% | 0.00948% | 0.006403% | 0.009279% | 0.00648% | 0.00948% | 0.01321% | 0.009978% | 0.00661% | 0.009748% | 0.009748% | 0.00661% | 0.00948% | 0.00648% | 0.00948% | 0.006403% | 0.009279% | 0.008626% | 0.008626%
1445 | 0.009648% | 0.007919% | 0.007833% | 0.006739% | 0.01008% | 0.0133% | 0.01042% | 0.006712% | 0.01032% | 0.006712% | 0.01008% | 0.006739% | 0.01008% | 0.006941% | 0.01014% | 0.006739% | 0.01008% | 0.0133% | 0.01042% | 0.006712% | 0.01032% | 0.01032% | 0.006712% | 0.01008% | 0.006739% | 0.01008% | 0.006941% | 0.01014% | 0.009648% | 0.009648%
1446 | 0.01183% | 0.008128% | 0.008028% | 0.007864% | 0.01113% | 0.01337% | 0.01136% | 0.007855% | 0.01129% | 0.007855% | 0.01113% | 0.007864% | 0.01113% | 0.007804% | 0.01162% | 0.007864% | 0.01113% | 0.01337% | 0.01136% | 0.007855% | 0.01129% | 0.01129% | 0.007855% | 0.01113% | 0.007864% | 0.01113% | 0.007804% | 0.01162% | 0.01183% | 0.01183%
1447 | 0.0172% | 0.008337% | 0.01384% | 0.008213% | 0.01224% | 0.01308% | 0.01199% | 0.009544% | 0.01239% | 0.009544% | 0.01224% | 0.008213% | 0.01224% | 0.008793% | 0.01294% | 0.008213% | 0.01224% | 0.01308% | 0.01199% | 0.009544% | 0.01239% | 0.01239% | 0.009544% | 0.01224% | 0.008213% | 0.01224% | 0.008793% | 0.01294% | 0.0172% | 0.0172%
1448 | 0.01746% | 0.009408% | 0.01583% | 0.00921% | 0.01318% | 0.01223% | 0.01238% | 0.01192% | 0.01315% | 0.01192% | 0.01318% | 0.00921% | 0.01318% | 0.01027% | 0.01391% | 0.00921% | 0.01318% | 0.01223% | 0.01238% | 0.01192% | 0.01315% | 0.01315% | 0.01192% | 0.01318% | 0.00921% | 0.01318% | 0.01027% | 0.01391% | 0.01746% | 0.01746%
1449 | 0.01912% | 0.01218% | 0.01774% | 0.01137% | 0.01441% | 0.01175% | 0.0137% | 0.01417% | 0.01399% | 0.01417% | 0.01441% | 0.01137% | 0.01441% | 0.01309% | 0.01616% | 0.01137% | 0.01441% | 0.01175% | 0.0137% | 0.01417% | 0.01399% | 0.01399% | 0.01417% | 0.01441% | 0.01137% | 0.01441% | 0.01309% | 0.01616% | 0.01912% | 0.01912%
1450 | 0.02013% | 0.0153% | 0.01822% | 0.0127% | 0.0153% | 0.01147% | 0.01485% | 0.01423% | 0.01458% | 0.01423% | 0.0153% | 0.0127% | 0.0153% | 0.01421% | 0.01789% | 0.0127% | 0.0153% | 0.01147% | 0.01485% | 0.01423% | 0.01458% | 0.01458% | 0.01423% | 0.0153% | 0.0127% | 0.0153% | 0.01421% | 0.01789% | 0.02013% | 0.02013%
1451 | 0.02065% | 0.01769% | 0.01878% | 0.01347% | 0.01566% | 0.01113% | 0.01567% | 0.0144% | 0.01466% | 0.0144% | 0.01566% | 0.01347% | 0.01566% | 0.01458% | 0.0191% | 0.01347% | 0.01566% | 0.01113% | 0.01567% | 0.0144% | 0.01466% | 0.01466% | 0.0144% | 0.01566% | 0.01347% | 0.01566% | 0.01458% | 0.0191% | 0.02065% | 0.02065%
1452 | 0.02059% | 0.0185% | 0.01884% | 0.01396% | 0.01536% | 0.01063% | 0.01597% | 0.014% | 0.01427% | 0.014% | 0.01536% | 0.01396% | 0.01536% | 0.01473% | 0.01991% | 0.01396% | 0.01536% | 0.01063% | 0.01597% | 0.014% | 0.01427% | 0.01427% | 0.014% | 0.01536% | 0.01396% | 0.01536% | 0.01473% | 0.01991% | 0.02059% | 0.02059%
1453 | 0.01974% | 0.01821% | 0.01894% | 0.01424% | 0.01465% | 0.009802% | 0.01574% | 0.01308% | 0.01375% | 0.01308% | 0.01465% | 0.01424% | 0.01465% | 0.01478% | 0.02018% | 0.01424% | 0.01465% | 0.009802% | 0.01574% | 0.01308% | 0.01375% | 0.01375% | 0.01308% | 0.01465% | 0.01424% | 0.01465% | 0.01478% | 0.02018% | 0.01974% | 0.01974%
1454 | 0.01816% | 0.01747% | 0.01888% | 0.01445% | 0.01363% | 0.008609% | 0.0152% | 0.01225% | 0.01307% | 0.01225% | 0.01363% | 0.01445% | 0.01363% | 0.01486% | 0.02009% | 0.01445% | 0.01363% | 0.008609% | 0.0152% | 0.01225% | 0.01307% | 0.01307% | 0.01225% | 0.01363% | 0.01445% | 0.01363% | 0.01486% | 0.02009% | 0.01816% | 0.01816%
1455 | 0.01601% | 0.01477% | 0.01777% | 0.01449% | 0.01243% | 0.007769% | 0.01429% | 0.01179% | 0.01207% | 0.01179% | 0.01243% | 0.01449% | 0.01243% | 0.01483% | 0.01975% | 0.01449% | 0.01243% | 0.007769% | 0.01429% | 0.01179% | 0.01207% | 0.01207% | 0.01179% | 0.01243% | 0.01449% | 0.01243% | 0.01483% | 0.01975% | 0.01601% | 0.01601%
1456 | 0.01417% | 0.01224% | 0.01718% | 0.01442% | 0.01147% | 0.007499% | 0.01302% | 0.01197% | 0.0113% | 0.01197% | 0.01147% | 0.01442% | 0.01147% | 0.01456% | 0.01873% | 0.01442% | 0.01147% | 0.007499% | 0.01302% | 0.01197% | 0.0113% | 0.0113% | 0.01197% | 0.01147% | 0.01442% | 0.01147% | 0.01456% | 0.01873% | 0.01417% | 0.01417%
1457 | 0.01256% | 0.01072% | 0.01564% | 0.0143% | 0.01085% | 0.007967% | 0.01178% | 0.01011% | 0.0109% | 0.01011% | 0.01085% | 0.0143% | 0.01085% | 0.01414% | 0.0167% | 0.0143% | 0.01085% | 0.007967% | 0.01178% | 0.01011% | 0.0109% | 0.0109% | 0.01011% | 0.01085% | 0.0143% | 0.01085% | 0.01414% | 0.0167% | 0.01256% | 0.01256%
1458 | 0.01206% | 0.009042% | 0.01611% | 0.01458% | 0.01068% | 0.009318% | 0.01177% | 0.01021% | 0.01071% | 0.01021% | 0.01068% | 0.01458% | 0.01068% | 0.01419% | 0.0152% | 0.01458% | 0.01068% | 0.009318% | 0.01177% | 0.01021% | 0.01071% | 0.01071% | 0.01021% | 0.01068% | 0.01458% | 0.01068% | 0.01419% | 0.0152% | 0.01206% | 0.01206%
1459 | 0.01209% | 0.00857% | 0.01707% | 0.01483% | 0.01064% | 0.01127% | 0.01248% | 0.01042% | 0.01036% | 0.01042% | 0.01064% | 0.01483% | 0.01064% | 0.0145% | 0.01409% | 0.01483% | 0.01064% | 0.01127% | 0.01248% | 0.01042% | 0.01036% | 0.01036% | 0.01042% | 0.01064% | 0.01483% | 0.01064% | 0.0145% | 0.01409% | 0.01209% | 0.01209%
1460 | 0.01147% | 0.008272% | 0.01476% | 0.0141% | 0.009977% | 0.01238% | 0.01208% | 0.01043% | 0.009791% | 0.01043% | 0.009977% | 0.0141% | 0.009977% | 0.01389% | 0.01216% | 0.0141% | 0.009977% | 0.01238% | 0.01208% | 0.01043% | 0.009791% | 0.009791% | 0.01043% | 0.009977% | 0.0141% | 0.009977% | 0.01389% | 0.01216% | 0.01147% | 0.01147%
1461 | 0.01118% | 0.008132% | 0.01129% | 0.01317% | 0.009479% | 0.01281% | 0.01146% | 0.01058% | 0.009237% | 0.01058% | 0.009479% | 0.01317% | 0.009479% | 0.01308% | 0.01094% | 0.01317% | 0.009479% | 0.01281% | 0.01146% | 0.01058% | 0.009237% | 0.009237% | 0.01058% | 0.009479% | 0.01317% | 0.009479% | 0.01308% | 0.01094% | 0.01118% | 0.01118%
1462 | 0.007943% | 0.008046% | 0.007603% | 0.0116% | 0.009178% | 0.01297% | 0.01084% | 0.0109% | 0.008946% | 0.0109% | 0.009178% | 0.0116% | 0.009178% | 0.01135% | 0.01019% | 0.0116% | 0.009178% | 0.01297% | 0.01084% | 0.0109% | 0.008946% | 0.008946% | 0.0109% | 0.009178% | 0.0116% | 0.009178% | 0.01135% | 0.01019% | 0.007943% | 0.007943%
1463 | 0.008007% | 0.008037% | 0.007141% | 0.009345% | 0.009112% | 0.01308% | 0.01025% | 0.01115% | 0.008884% | 0.01115% | 0.009112% | 0.009345% | 0.009112% | 0.008345% | 0.009617% | 0.009345% | 0.009112% | 0.01308% | 0.01025% | 0.01115% | 0.008884% | 0.008884% | 0.01115% | 0.009112% | 0.009345% | 0.009112% | 0.008345% | 0.009617% | 0.008007% | 0.008007%
1464 | 0.008045% | 0.007985% | 0.007228% | 0.007849% | 0.00913% | 0.01307% | 0.009955% | 0.01121% | 0.008952% | 0.01121% | 0.00913% | 0.007849% | 0.00913% | 0.006357% | 0.009165% | 0.007849% | 0.00913% | 0.01307% | 0.009955% | 0.01121% | 0.008952% | 0.008952% | 0.01121% | 0.00913% | 0.007849% | 0.00913% | 0.006357% | 0.009165% | 0.008045% | 0.008045%
1465 | 0.007272% | 0.009488% | 0.006478% | 0.006787% | 0.009477% | 0.01388% | 0.009925% | 0.008602% | 0.008936% | 0.008602% | 0.009477% | 0.006787% | 0.009477% | 0.007235% | 0.008691% | 0.006787% | 0.009477% | 0.01388% | 0.009925% | 0.008602% | 0.008936% | 0.008936% | 0.008602% | 0.009477% | 0.006787% | 0.009477% | 0.007235% | 0.008691% | 0.007272% | 0.007272%
1466 | 0.007228% | 0.009649% | 0.006572% | 0.006367% | 0.009378% | 0.01394% | 0.01007% | 0.008001% | 0.008817% | 0.008001% | 0.009378% | 0.006367% | 0.009378% | 0.006554% | 0.00883% | 0.006367% | 0.009378% | 0.01394% | 0.01007% | 0.008001% | 0.008817% | 0.008817% | 0.008001% | 0.009378% | 0.006367% | 0.009378% | 0.006554% | 0.00883% | 0.007228% | 0.007228%
1467 | 0.007194% | 0.009749% | 0.006648% | 0.006317% | 0.009348% | 0.01399% | 0.01007% | 0.00736% | 0.008931% | 0.00736% | 0.009348% | 0.006317% | 0.009348% | 0.006128% | 0.008883% | 0.006317% | 0.009348% | 0.01399% | 0.01007% | 0.00736% | 0.008931% | 0.008931% | 0.00736% | 0.009348% | 0.006317% | 0.009348% | 0.006128% | 0.008883% | 0.007194% | 0.007194%
1468 | 0.007164% | 0.009785% | 0.006701% | 0.006363% | 0.009539% | 0.01406% | 0.01004% | 0.007093% | 0.00922% | 0.007093% | 0.009539% | 0.006363% | 0.009539% | 0.006204% | 0.008901% | 0.006363% | 0.009539% | 0.01406% | 0.01004% | 0.007093% | 0.00922% | 0.00922% | 0.007093% | 0.009539% | 0.006363% | 0.009539% | 0.006204% | 0.008901% | 0.007164% | 0.007164%
1469 | 0.007169% | 0.009851% | 0.006663% | 0.00655% | 0.009805% | 0.01411% | 0.01003% | 0.007206% | 0.009344% | 0.007206% | 0.009805% | 0.00655% | 0.009805% | 0.006681% | 0.00901% | 0.00655% | 0.009805% | 0.01411% | 0.01003% | 0.007206% | 0.009344% | 0.009344% | 0.007206% | 0.009805% | 0.00655% | 0.009805% | 0.006681% | 0.00901% | 0.007169% | 0.007169%
1470 | 0.007304% | 0.01015% | 0.006587% | 0.007306% | 0.009834% | 0.01415% | 0.01007% | 0.007996% | 0.009267% | 0.007996% | 0.009834% | 0.007306% | 0.009834% | 0.007573% | 0.009149% | 0.007306% | 0.009834% | 0.01415% | 0.01007% | 0.007996% | 0.009267% | 0.009267% | 0.007996% | 0.009834% | 0.007306% | 0.009834% | 0.007573% | 0.009149% | 0.007304% | 0.007304%
1471 | 0.01118% | 0.009999% | 0.009876% | 0.007478% | 0.009516% | 0.01364% | 0.009188% | 0.009205% | 0.009464% | 0.009205% | 0.009516% | 0.007478% | 0.009516% | 0.008319% | 0.00796% | 0.007478% | 0.009516% | 0.01364% | 0.009188% | 0.009205% | 0.009464% | 0.009464% | 0.009205% | 0.009516% | 0.007478% | 0.009516% | 0.008319% | 0.00796% | 0.01118% | 0.01118%
1472 | 0.008323% | 0.01009% | 0.007402% | 0.008495% | 0.00929% | 0.01262% | 0.008183% | 0.01086% | 0.009384% | 0.01086% | 0.00929% | 0.008495% | 0.00929% | 0.009943% | 0.006279% | 0.008495% | 0.00929% | 0.01262% | 0.008183% | 0.01086% | 0.009384% | 0.009384% | 0.01086% | 0.00929% | 0.008495% | 0.00929% | 0.009943% | 0.006279% | 0.008323% | 0.008323%
1473 | 0.007502% | 0.01072% | 0.006781% | 0.01061% | 0.009396% | 0.01199% | 0.008233% | 0.01324% | 0.00939% | 0.01324% | 0.009396% | 0.01061% | 0.009396% | 0.01263% | 0.005592% | 0.01061% | 0.009396% | 0.01199% | 0.008233% | 0.01324% | 0.00939% | 0.00939% | 0.01324% | 0.009396% | 0.01061% | 0.009396% | 0.01263% | 0.005592% | 0.007502% | 0.007502%
1474 | 0.007021% | 0.01174% | 0.006079% | 0.01198% | 0.009599% | 0.0116% | 0.008314% | 0.01364% | 0.009397% | 0.01364% | 0.009599% | 0.01198% | 0.009599% | 0.01382% | 0.005115% | 0.01198% | 0.009599% | 0.0116% | 0.008314% | 0.01364% | 0.009397% | 0.009397% | 0.01364% | 0.009599% | 0.01198% | 0.009599% | 0.01382% | 0.005115% | 0.007021% | 0.007021%
1475 | 0.006779% | 0.01305% | 0.005745% | 0.01283% | 0.009702% | 0.0112% | 0.008573% | 0.01446% | 0.009465% | 0.01446% | 0.009702% | 0.01283% | 0.009702% | 0.01413% | 0.004866% | 0.01283% | 0.009702% | 0.0112% | 0.008573% | 0.01446% | 0.009465% | 0.009465% | 0.01446% | 0.009702% | 0.01283% | 0.009702% | 0.01413% | 0.004866% | 0.006779% | 0.006779%
1476 | 0.006536% | 0.01394% | 0.005596% | 0.01337% | 0.00949% | 0.01059% | 0.008855% | 0.01465% | 0.009391% | 0.01465% | 0.00949% | 0.01337% | 0.00949% | 0.01408% | 0.004767% | 0.01337% | 0.00949% | 0.01059% | 0.008855% | 0.01465% | 0.009391% | 0.009391% | 0.01465% | 0.00949% | 0.01337% | 0.00949% | 0.01408% | 0.004767% | 0.006536% | 0.006536%
1477 | 0.006323% | 0.01384% | 0.005322% | 0.01382% | 0.009305% | 0.009879% | 0.00893% | 0.01449% | 0.009332% | 0.01449% | 0.009305% | 0.01382% | 0.009305% | 0.01409% | 0.00473% | 0.01382% | 0.009305% | 0.009879% | 0.00893% | 0.01449% | 0.009332% | 0.009332% | 0.01449% | 0.009305% | 0.01382% | 0.009305% | 0.01409% | 0.00473% | 0.006323% | 0.006323%
1478 | 0.006177% | 0.01322% | 0.005312% | 0.01406% | 0.009269% | 0.008791% | 0.008755% | 0.01433% | 0.009349% | 0.01433% | 0.009269% | 0.01406% | 0.009269% | 0.01417% | 0.004725% | 0.01406% | 0.009269% | 0.008791% | 0.008755% | 0.01433% | 0.009349% | 0.009349% | 0.01433% | 0.009269% | 0.01406% | 0.009269% | 0.01417% | 0.004725% | 0.006177% | 0.006177%
1479 | 0.006086% | 0.01206% | 0.005136% | 0.01407% | 0.009344% | 0.007884% | 0.008483% | 0.01425% | 0.009468% | 0.01425% | 0.009344% | 0.01407% | 0.009344% | 0.01436% | 0.004769% | 0.01407% | 0.009344% | 0.007884% | 0.008483% | 0.01425% | 0.009468% | 0.009468% | 0.01425% | 0.009344% | 0.01407% | 0.009344% | 0.01436% | 0.004769% | 0.006086% | 0.006086%
1480 | 0.006267% | 0.01101% | 0.005249% | 0.01404% | 0.009491% | 0.007589% | 0.008202% | 0.01452% | 0.009671% | 0.01452% | 0.009491% | 0.01404% | 0.009491% | 0.01462% | 0.004864% | 0.01404% | 0.009491% | 0.007589% | 0.008202% | 0.01452% | 0.009671% | 0.009671% | 0.01452% | 0.009491% | 0.01404% | 0.009491% | 0.01462% | 0.004864% | 0.006267% | 0.006267%
1481 | 0.006452% | 0.0103% | 0.005551% | 0.01393% | 0.009435% | 0.007954% | 0.00794% | 0.01251% | 0.009533% | 0.01251% | 0.009435% | 0.01393% | 0.009435% | 0.01481% | 0.004945% | 0.01393% | 0.009435% | 0.007954% | 0.00794% | 0.01251% | 0.009533% | 0.009533% | 0.01251% | 0.009435% | 0.01393% | 0.009435% | 0.01481% | 0.004945% | 0.006452% | 0.006452%
1482 | 0.0076% | 0.009653% | 0.006653% | 0.01421% | 0.009728% | 0.009434% | 0.008621% | 0.01221% | 0.009509% | 0.01221% | 0.009728% | 0.01421% | 0.009728% | 0.01551% | 0.006185% | 0.01421% | 0.009728% | 0.009434% | 0.008621% | 0.01221% | 0.009509% | 0.009509% | 0.01221% | 0.009728% | 0.01421% | 0.009728% | 0.01551% | 0.006185% | 0.0076% | 0.0076%
1483 | 0.009192% | 0.009545% | 0.008349% | 0.0145% | 0.0101% | 0.0117% | 0.009716% | 0.01217% | 0.009509% | 0.01217% | 0.0101% | 0.0145% | 0.0101% | 0.01646% | 0.007998% | 0.0145% | 0.0101% | 0.0117% | 0.009716% | 0.01217% | 0.009509% | 0.009509% | 0.01217% | 0.0101% | 0.0145% | 0.0101% | 0.01646% | 0.007998% | 0.009192% | 0.009192%
1484 | 0.00956% | 0.009479% | 0.008617% | 0.01375% | 0.009775% | 0.01313% | 0.00963% | 0.01186% | 0.009375% | 0.01186% | 0.009775% | 0.01375% | 0.009775% | 0.01619% | 0.008143% | 0.01375% | 0.009775% | 0.01313% | 0.00963% | 0.01186% | 0.009375% | 0.009375% | 0.01186% | 0.009775% | 0.01375% | 0.009775% | 0.01619% | 0.008143% | 0.00956% | 0.00956%
1485 | 0.009917% | 0.009495% | 0.00895% | 0.01279% | 0.009588% | 0.01356% | 0.009716% | 0.01153% | 0.009379% | 0.01153% | 0.009588% | 0.01279% | 0.009588% | 0.01555% | 0.008303% | 0.01279% | 0.009588% | 0.01356% | 0.009716% | 0.01153% | 0.009379% | 0.009379% | 0.01153% | 0.009588% | 0.01279% | 0.009588% | 0.01555% | 0.008303% | 0.009917% | 0.009917%
1486 | 0.007234% | 0.009548% | 0.006902% | 0.01122% | 0.009348% | 0.01383% | 0.009802% | 0.01127% | 0.009254% | 0.01127% | 0.009348% | 0.01122% | 0.009348% | 0.01374% | 0.008534% | 0.01122% | 0.009348% | 0.01383% | 0.009802% | 0.01127% | 0.009254% | 0.009254% | 0.01127% | 0.009348% | 0.01122% | 0.009348% | 0.01374% | 0.008534% | 0.007234% | 0.007234%
1487 | 0.007479% | 0.009606% | 0.006885% | 0.008958% | 0.009262% | 0.01401% | 0.009939% | 0.01088% | 0.009053% | 0.01088% | 0.009262% | 0.008958% | 0.009262% | 0.01046% | 0.008744% | 0.008958% | 0.009262% | 0.01401% | 0.009939% | 0.01088% | 0.009053% | 0.009053% | 0.01088% | 0.009262% | 0.008958% | 0.009262% | 0.01046% | 0.008744% | 0.007479% | 0.007479%
1488 | 0.007667% | 0.009227% | 0.006967% | 0.00752% | 0.009208% | 0.01382% | 0.01005% | 0.0103% | 0.008925% | 0.0103% | 0.009208% | 0.00752% | 0.009208% | 0.007712% | 0.00894% | 0.00752% | 0.009208% | 0.01382% | 0.01005% | 0.0103% | 0.008925% | 0.008925% | 0.0103% | 0.009208% | 0.00752% | 0.009208% | 0.007712% | 0.00894% | 0.007667% | 0.007667%
1489 | 0.006691% | 0.007624% | 0.006159% | 0.007144% | 0.008165% | 0.01404% | 0.00883% | 0.009379% | 0.008186% | 0.009379% | 0.008165% | 0.007144% | 0.008165% | 0.006458% | 0.008868% | 0.007144% | 0.008165% | 0.01404% | 0.00883% | 0.009379% | 0.008186% | 0.008186% | 0.009379% | 0.008165% | 0.007144% | 0.008165% | 0.006458% | 0.008868% | 0.006691% | 0.006691%
1490 | 0.006775% | 0.007629% | 0.006276% | 0.00676% | 0.008419% | 0.01408% | 0.009096% | 0.009116% | 0.008555% | 0.009116% | 0.008419% | 0.00676% | 0.008419% | 0.006114% | 0.009117% | 0.00676% | 0.008419% | 0.01408% | 0.009096% | 0.009116% | 0.008555% | 0.008555% | 0.009116% | 0.008419% | 0.00676% | 0.008419% | 0.006114% | 0.009117% | 0.006775% | 0.006775%
1491 | 0.006887% | 0.007608% | 0.006457% | 0.00674% | 0.008676% | 0.01411% | 0.009304% | 0.008641% | 0.008887% | 0.008641% | 0.008676% | 0.00674% | 0.008676% | 0.005979% | 0.009456% | 0.00674% | 0.008676% | 0.01411% | 0.009304% | 0.008641% | 0.008887% | 0.008887% | 0.008641% | 0.008676% | 0.00674% | 0.008676% | 0.005979% | 0.009456% | 0.006887% | 0.006887%
1492 | 0.00684% | 0.007641% | 0.006665% | 0.006795% | 0.008683% | 0.01415% | 0.009434% | 0.008388% | 0.008747% | 0.008388% | 0.008683% | 0.006795% | 0.008683% | 0.006081% | 0.00974% | 0.006795% | 0.008683% | 0.01415% | 0.009434% | 0.008388% | 0.008747% | 0.008747% | 0.008388% | 0.008683% | 0.006795% | 0.008683% | 0.006081% | 0.00974% | 0.00684% | 0.00684%
1493 | 0.006969% | 0.007635% | 0.006688% | 0.006931% | 0.00889% | 0.01418% | 0.009605% | 0.008593% | 0.008931% | 0.008593% | 0.00889% | 0.006931% | 0.00889% | 0.006615% | 0.009936% | 0.006931% | 0.00889% | 0.01418% | 0.009605% | 0.008593% | 0.008931% | 0.008931% | 0.008593% | 0.00889% | 0.006931% | 0.00889% | 0.006615% | 0.009936% | 0.006969% | 0.006969%
1494 | 0.006994% | 0.007601% | 0.006792% | 0.007894% | 0.009072% | 0.01429% | 0.009805% | 0.009286% | 0.009051% | 0.009286% | 0.009072% | 0.007894% | 0.009072% | 0.007633% | 0.01003% | 0.007894% | 0.009072% | 0.01429% | 0.009805% | 0.009286% | 0.009051% | 0.009051% | 0.009286% | 0.009072% | 0.007894% | 0.009072% | 0.007633% | 0.01003% | 0.006994% | 0.006994%
1495 | 0.01136% | 0.007549% | 0.01001% | 0.007745% | 0.008577% | 0.01382% | 0.008774% | 0.009705% | 0.00873% | 0.009705% | 0.008577% | 0.007745% | 0.008577% | 0.008524% | 0.0088% | 0.007745% | 0.008577% | 0.01382% | 0.008774% | 0.009705% | 0.00873% | 0.00873% | 0.009705% | 0.008577% | 0.007745% | 0.008577% | 0.008524% | 0.0088% | 0.01136% | 0.01136%
1496 | 0.007745% | 0.007815% | 0.00739% | 0.007919% | 0.008109% | 0.01267% | 0.007752% | 0.01122% | 0.008681% | 0.01122% | 0.008109% | 0.007919% | 0.008109% | 0.009411% | 0.007161% | 0.007919% | 0.008109% | 0.01267% | 0.007752% | 0.01122% | 0.008681% | 0.008681% | 0.01122% | 0.008109% | 0.007919% | 0.008109% | 0.009411% | 0.007161% | 0.007745% | 0.007745%
1497 | 0.007506% | 0.008162% | 0.006954% | 0.008953% | 0.0083% | 0.01203% | 0.00792% | 0.01348% | 0.008739% | 0.01348% | 0.0083% | 0.008953% | 0.0083% | 0.01123% | 0.006463% | 0.008953% | 0.0083% | 0.01203% | 0.00792% | 0.01348% | 0.008739% | 0.008739% | 0.01348% | 0.0083% | 0.008953% | 0.0083% | 0.01123% | 0.006463% | 0.007506% | 0.007506%
1498 | 0.006878% | 0.008805% | 0.006251% | 0.01017% | 0.008076% | 0.01169% | 0.007609% | 0.01423% | 0.008488% | 0.01423% | 0.008076% | 0.01017% | 0.008076% | 0.01269% | 0.005899% | 0.01017% | 0.008076% | 0.01169% | 0.007609% | 0.01423% | 0.008488% | 0.008488% | 0.01423% | 0.008076% | 0.01017% | 0.008076% | 0.01269% | 0.005899% | 0.006878% | 0.006878%
1499 | 0.006526% | 0.009533% | 0.005878% | 0.01136% | 0.007616% | 0.01129% | 0.007145% | 0.01448% | 0.008104% | 0.01448% | 0.007616% | 0.01136% | 0.007616% | 0.01353% | 0.005438% | 0.01136% | 0.007616% | 0.01129% | 0.007145% | 0.01448% | 0.008104% | 0.008104% | 0.01448% | 0.007616% | 0.01136% | 0.007616% | 0.01353% | 0.005438% | 0.006526% | 0.006526%
1500 | 0.00624% | 0.01051% | 0.00567% | 0.01241% | 0.007356% | 0.0106% | 0.006793% | 0.01463% | 0.00787% | 0.01463% | 0.007356% | 0.01241% | 0.007356% | 0.01394% | 0.005165% | 0.01241% | 0.007356% | 0.0106% | 0.006793% | 0.01463% | 0.00787% | 0.00787% | 0.01463% | 0.007356% | 0.01241% | 0.007356% | 0.01394% | 0.005165% | 0.00624% | 0.00624%
1501 | 0.006107% | 0.01094% | 0.00555% | 0.01334% | 0.007326% | 0.009771% | 0.006752% | 0.01475% | 0.007973% | 0.01475% | 0.007326% | 0.01334% | 0.007326% | 0.01405% | 0.005086% | 0.01334% | 0.007326% | 0.009771% | 0.006752% | 0.01475% | 0.007973% | 0.007973% | 0.01475% | 0.007326% | 0.01334% | 0.007326% | 0.01405% | 0.005086% | 0.006107% | 0.006107%
1502 | 0.005925% | 0.01094% | 0.005558% | 0.01377% | 0.007233% | 0.008703% | 0.006683% | 0.01475% | 0.00781% | 0.01475% | 0.007233% | 0.01377% | 0.007233% | 0.01407% | 0.004943% | 0.01377% | 0.007233% | 0.008703% | 0.006683% | 0.01475% | 0.00781% | 0.00781% | 0.01475% | 0.007233% | 0.01377% | 0.007233% | 0.01407% | 0.004943% | 0.005925% | 0.005925%
1503 | 0.005792% | 0.01036% | 0.005338% | 0.01378% | 0.00723% | 0.007827% | 0.006683% | 0.01475% | 0.007703% | 0.01475% | 0.00723% | 0.01378% | 0.00723% | 0.01412% | 0.004879% | 0.01378% | 0.00723% | 0.007827% | 0.006683% | 0.01475% | 0.007703% | 0.007703% | 0.01475% | 0.00723% | 0.01378% | 0.00723% | 0.01412% | 0.004879% | 0.005792% | 0.005792%
1504 | 0.005805% | 0.0094% | 0.005393% | 0.01355% | 0.007187% | 0.007502% | 0.006682% | 0.01477% | 0.007662% | 0.01477% | 0.007187% | 0.01355% | 0.007187% | 0.01411% | 0.004902% | 0.01355% | 0.007187% | 0.007502% | 0.006682% | 0.01477% | 0.007662% | 0.007662% | 0.01477% | 0.007187% | 0.01355% | 0.007187% | 0.01411% | 0.004902% | 0.005805% | 0.005805%
1505 | 0.00603% | 0.008551% | 0.005595% | 0.0131% | 0.007079% | 0.007836% | 0.006584% | 0.01255% | 0.007606% | 0.01255% | 0.007079% | 0.0131% | 0.007079% | 0.01395% | 0.004996% | 0.0131% | 0.007079% | 0.007836% | 0.006584% | 0.01255% | 0.007606% | 0.007606% | 0.01255% | 0.007079% | 0.0131% | 0.007079% | 0.01395% | 0.004996% | 0.00603% | 0.00603%
1506 | 0.007118% | 0.007939% | 0.00668% | 0.01295% | 0.007376% | 0.009194% | 0.007318% | 0.0121% | 0.00787% | 0.0121% | 0.007376% | 0.01295% | 0.007376% | 0.0141% | 0.006266% | 0.01295% | 0.007376% | 0.009194% | 0.007318% | 0.0121% | 0.00787% | 0.00787% | 0.0121% | 0.007376% | 0.01295% | 0.007376% | 0.0141% | 0.006266% | 0.007118% | 0.007118%
1507 | 0.008436% | 0.007741% | 0.008168% | 0.01282% | 0.007828% | 0.01135% | 0.008466% | 0.01215% | 0.008018% | 0.01215% | 0.007828% | 0.01282% | 0.007828% | 0.0143% | 0.008078% | 0.01282% | 0.007828% | 0.01135% | 0.008466% | 0.01215% | 0.008018% | 0.008018% | 0.01215% | 0.007828% | 0.01282% | 0.007828% | 0.0143% | 0.008078% | 0.008436% | 0.008436%
1508 | 0.008667% | 0.007685% | 0.0082% | 0.01171% | 0.007785% | 0.01271% | 0.008403% | 0.01199% | 0.008038% | 0.01199% | 0.007785% | 0.01171% | 0.007785% | 0.01326% | 0.008301% | 0.01171% | 0.007785% | 0.01271% | 0.008403% | 0.01199% | 0.008038% | 0.008038% | 0.01199% | 0.007785% | 0.01171% | 0.007785% | 0.01326% | 0.008301% | 0.008667% | 0.008667%
1509 | 0.008807% | 0.007627% | 0.008352% | 0.01064% | 0.007774% | 0.01318% | 0.008423% | 0.01162% | 0.008028% | 0.01162% | 0.007774% | 0.01064% | 0.007774% | 0.01194% | 0.008503% | 0.01064% | 0.007774% | 0.01318% | 0.008423% | 0.01162% | 0.008028% | 0.008028% | 0.01162% | 0.007774% | 0.01064% | 0.007774% | 0.01194% | 0.008503% | 0.008807% | 0.008807%
1510 | 0.006089% | 0.007577% | 0.005959% | 0.009692% | 0.007871% | 0.01341% | 0.008517% | 0.01133% | 0.008108% | 0.01133% | 0.007871% | 0.009692% | 0.007871% | 0.01042% | 0.008693% | 0.009692% | 0.007871% | 0.01341% | 0.008517% | 0.01133% | 0.008108% | 0.008108% | 0.01133% | 0.007871% | 0.009692% | 0.007871% | 0.01042% | 0.008693% | 0.006089% | 0.006089%
1511 | 0.006398% | 0.007543% | 0.006157% | 0.008779% | 0.008013% | 0.01352% | 0.008676% | 0.01106% | 0.008322% | 0.01106% | 0.008013% | 0.008779% | 0.008013% | 0.008856% | 0.008861% | 0.008779% | 0.008013% | 0.01352% | 0.008676% | 0.01106% | 0.008322% | 0.008322% | 0.01106% | 0.008013% | 0.008779% | 0.008013% | 0.008856% | 0.008861% | 0.006398% | 0.006398%
1512 | 0.006809% | 0.008064% | 0.006408% | 0.0079% | 0.008432% | 0.01368% | 0.009142% | 0.01007% | 0.008508% | 0.01007% | 0.008432% | 0.0079% | 0.008432% | 0.007504% | 0.008954% | 0.0079% | 0.008432% | 0.01368% | 0.009142% | 0.01007% | 0.008508% | 0.008508% | 0.01007% | 0.008432% | 0.0079% | 0.008432% | 0.007504% | 0.008954% | 0.006809% | 0.006809%
1513 | 0.008164% | 0.007885% | 0.007545% | 0.007115% | 0.00942% | 0.01299% | 0.01048% | 0.009441% | 0.009382% | 0.009441% | 0.00942% | 0.007115% | 0.00942% | 0.005804% | 0.009399% | 0.007115% | 0.00942% | 0.01299% | 0.01048% | 0.009441% | 0.009382% | 0.009382% | 0.009441% | 0.00942% | 0.007115% | 0.00942% | 0.005804% | 0.009399% | 0.008164% | 0.008164%
1514 | 0.008298% | 0.007893% | 0.007737% | 0.006609% | 0.009309% | 0.01306% | 0.01025% | 0.008141% | 0.00939% | 0.008141% | 0.009309% | 0.006609% | 0.009309% | 0.005809% | 0.009325% | 0.006609% | 0.009309% | 0.01306% | 0.01025% | 0.008141% | 0.00939% | 0.00939% | 0.008141% | 0.009309% | 0.006609% | 0.009309% | 0.005809% | 0.009325% | 0.008298% | 0.008298%
1515 | 0.008448% | 0.007957% | 0.007787% | 0.006545% | 0.009443% | 0.01313% | 0.01035% | 0.007246% | 0.00963% | 0.007246% | 0.009443% | 0.006545% | 0.009443% | 0.005967% | 0.00958% | 0.006545% | 0.009443% | 0.01313% | 0.01035% | 0.007246% | 0.00963% | 0.00963% | 0.007246% | 0.009443% | 0.006545% | 0.009443% | 0.005967% | 0.00958% | 0.008448% | 0.008448%
1516 | 0.008824% | 0.007935% | 0.008144% | 0.006629% | 0.009592% | 0.01322% | 0.01044% | 0.00668% | 0.01015% | 0.00668% | 0.009592% | 0.006629% | 0.009592% | 0.006374% | 0.009985% | 0.006629% | 0.009592% | 0.01322% | 0.01044% | 0.00668% | 0.01015% | 0.01015% | 0.00668% | 0.009592% | 0.006629% | 0.009592% | 0.006374% | 0.009985% | 0.008824% | 0.008824%
1517 | 0.009779% | 0.007888% | 0.00816% | 0.006836% | 0.01005% | 0.01327% | 0.01082% | 0.006618% | 0.01052% | 0.006618% | 0.01005% | 0.006836% | 0.01005% | 0.006854% | 0.01052% | 0.006836% | 0.01005% | 0.01327% | 0.01082% | 0.006618% | 0.01052% | 0.01052% | 0.006618% | 0.01005% | 0.006836% | 0.01005% | 0.006854% | 0.01052% | 0.009779% | 0.009779%
1518 | 0.01199% | 0.008051% | 0.008378% | 0.007963% | 0.01107% | 0.01324% | 0.01172% | 0.007683% | 0.01146% | 0.007683% | 0.01107% | 0.007963% | 0.01107% | 0.007648% | 0.01187% | 0.007963% | 0.01107% | 0.01324% | 0.01172% | 0.007683% | 0.01146% | 0.01146% | 0.007683% | 0.01107% | 0.007963% | 0.01107% | 0.007648% | 0.01187% | 0.01199% | 0.01199%
1519 | 0.01709% | 0.008217% | 0.01412% | 0.008151% | 0.01205% | 0.01287% | 0.01201% | 0.00938% | 0.01248% | 0.00938% | 0.01205% | 0.008151% | 0.01205% | 0.00847% | 0.01262% | 0.008151% | 0.01205% | 0.01287% | 0.01201% | 0.00938% | 0.01248% | 0.01248% | 0.00938% | 0.01205% | 0.008151% | 0.01205% | 0.00847% | 0.01262% | 0.01709% | 0.01709%
1520 | 0.01755% | 0.009352% | 0.01615% | 0.009414% | 0.01323% | 0.012% | 0.01273% | 0.01198% | 0.01348% | 0.01198% | 0.01323% | 0.009414% | 0.01323% | 0.01013% | 0.01404% | 0.009414% | 0.01323% | 0.012% | 0.01273% | 0.01198% | 0.01348% | 0.01348% | 0.01198% | 0.01323% | 0.009414% | 0.01323% | 0.01013% | 0.01404% | 0.01755% | 0.01755%
1521 | 0.01911% | 0.01218% | 0.01802% | 0.0116% | 0.01442% | 0.01145% | 0.01398% | 0.01429% | 0.01427% | 0.01429% | 0.01442% | 0.0116% | 0.01442% | 0.01288% | 0.01631% | 0.0116% | 0.01442% | 0.01145% | 0.01398% | 0.01429% | 0.01427% | 0.01427% | 0.01429% | 0.01442% | 0.0116% | 0.01442% | 0.01288% | 0.01631% | 0.01911% | 0.01911%
1522 | 0.02003% | 0.0152% | 0.01845% | 0.01294% | 0.01527% | 0.01103% | 0.01501% | 0.01445% | 0.01476% | 0.01445% | 0.01527% | 0.01294% | 0.01527% | 0.01399% | 0.01785% | 0.01294% | 0.01527% | 0.01103% | 0.01501% | 0.01445% | 0.01476% | 0.01476% | 0.01445% | 0.01527% | 0.01294% | 0.01527% | 0.01399% | 0.01785% | 0.02003% | 0.02003%
1523 | 0.02033% | 0.01752% | 0.01893% | 0.01363% | 0.01552% | 0.01076% | 0.01575% | 0.01456% | 0.01471% | 0.01456% | 0.01552% | 0.01363% | 0.01552% | 0.0143% | 0.01896% | 0.01363% | 0.01552% | 0.01076% | 0.01575% | 0.01456% | 0.01471% | 0.01471% | 0.01456% | 0.01552% | 0.01363% | 0.01552% | 0.0143% | 0.01896% | 0.02033% | 0.02033%
1524 | 0.02002% | 0.01827% | 0.01885% | 0.01401% | 0.01517% | 0.01039% | 0.01597% | 0.01406% | 0.01423% | 0.01406% | 0.01517% | 0.01401% | 0.01517% | 0.01439% | 0.01973% | 0.01401% | 0.01517% | 0.01039% | 0.01597% | 0.01406% | 0.01423% | 0.01423% | 0.01406% | 0.01517% | 0.01401% | 0.01517% | 0.01439% | 0.01973% | 0.02002% | 0.02002%
1525 | 0.01907% | 0.01799% | 0.01885% | 0.01427% | 0.01454% | 0.009613% | 0.01574% | 0.01323% | 0.01382% | 0.01323% | 0.01454% | 0.01427% | 0.01454% | 0.01444% | 0.02007% | 0.01427% | 0.01454% | 0.009613% | 0.01574% | 0.01323% | 0.01382% | 0.01382% | 0.01323% | 0.01454% | 0.01427% | 0.01454% | 0.01444% | 0.02007% | 0.01907% | 0.01907%
1526 | 0.01744% | 0.01724% | 0.01878% | 0.01444% | 0.01353% | 0.008552% | 0.01522% | 0.01249% | 0.0132% | 0.01249% | 0.01353% | 0.01444% | 0.01353% | 0.01452% | 0.02002% | 0.01444% | 0.01353% | 0.008552% | 0.01522% | 0.01249% | 0.0132% | 0.0132% | 0.01249% | 0.01353% | 0.01444% | 0.01353% | 0.01452% | 0.02002% | 0.01744% | 0.01744%
1527 | 0.01525% | 0.01458% | 0.01774% | 0.01448% | 0.01229% | 0.007588% | 0.01424% | 0.01205% | 0.01226% | 0.01205% | 0.01229% | 0.01448% | 0.01229% | 0.01445% | 0.01965% | 0.01448% | 0.01229% | 0.007588% | 0.01424% | 0.01205% | 0.01226% | 0.01226% | 0.01205% | 0.01229% | 0.01448% | 0.01229% | 0.01445% | 0.01965% | 0.01525% | 0.01525%
1528 | 0.01341% | 0.01209% | 0.0172% | 0.01439% | 0.01134% | 0.0071% | 0.01293% | 0.01221% | 0.01153% | 0.01221% | 0.01134% | 0.01439% | 0.01134% | 0.01417% | 0.01857% | 0.01439% | 0.01134% | 0.0071% | 0.01293% | 0.01221% | 0.01153% | 0.01153% | 0.01221% | 0.01134% | 0.01439% | 0.01134% | 0.01417% | 0.01857% | 0.01341% | 0.01341%
1529 | 0.01179% | 0.01067% | 0.01568% | 0.01428% | 0.01073% | 0.007328% | 0.01169% | 0.01033% | 0.01114% | 0.01033% | 0.01073% | 0.01428% | 0.01073% | 0.01377% | 0.01653% | 0.01428% | 0.01073% | 0.007328% | 0.01169% | 0.01033% | 0.01114% | 0.01114% | 0.01033% | 0.01073% | 0.01428% | 0.01073% | 0.01377% | 0.01653% | 0.01179% | 0.01179%
1530 | 0.01111% | 0.008959% | 0.01602% | 0.01442% | 0.01047% | 0.008559% | 0.0116% | 0.01032% | 0.01097% | 0.01032% | 0.01047% | 0.01442% | 0.01047% | 0.01375% | 0.01482% | 0.01442% | 0.01047% | 0.008559% | 0.0116% | 0.01032% | 0.01097% | 0.01097% | 0.01032% | 0.01047% | 0.01442% | 0.01047% | 0.01375% | 0.01482% | 0.01111% | 0.01111%
1531 | 0.01154% | 0.0085% | 0.01728% | 0.01479% | 0.01057% | 0.0106% | 0.01253% | 0.01051% | 0.01066% | 0.01051% | 0.01057% | 0.01479% | 0.01057% | 0.0142% | 0.01404% | 0.01479% | 0.01057% | 0.0106% | 0.01253% | 0.01051% | 0.01066% | 0.01066% | 0.01051% | 0.01057% | 0.01479% | 0.01057% | 0.0142% | 0.01404% | 0.01154% | 0.01154%
1532 | 0.01092% | 0.008166% | 0.01501% | 0.01404% | 0.009919% | 0.01176% | 0.0121% | 0.01047% | 0.01003% | 0.01047% | 0.009919% | 0.01404% | 0.009919% | 0.01364% | 0.01217% | 0.01404% | 0.009919% | 0.01176% | 0.0121% | 0.01047% | 0.01003% | 0.01003% | 0.01047% | 0.009919% | 0.01404% | 0.009919% | 0.01364% | 0.01217% | 0.01092% | 0.01092%
1533 | 0.01064% | 0.008016% | 0.01148% | 0.0131% | 0.009412% | 0.01223% | 0.01144% | 0.01054% | 0.009498% | 0.01054% | 0.009412% | 0.0131% | 0.009412% | 0.01287% | 0.01091% | 0.0131% | 0.009412% | 0.01223% | 0.01144% | 0.01054% | 0.009498% | 0.009498% | 0.01054% | 0.009412% | 0.0131% | 0.009412% | 0.01287% | 0.01091% | 0.01064% | 0.01064%
1534 | 0.007809% | 0.007925% | 0.00763% | 0.01155% | 0.009156% | 0.01246% | 0.01082% | 0.01088% | 0.009321% | 0.01088% | 0.009156% | 0.01155% | 0.009156% | 0.01112% | 0.01012% | 0.01155% | 0.009156% | 0.01246% | 0.01082% | 0.01088% | 0.009321% | 0.009321% | 0.01088% | 0.009156% | 0.01155% | 0.009156% | 0.01112% | 0.01012% | 0.007809% | 0.007809%
1535 | 0.007817% | 0.007932% | 0.00721% | 0.009315% | 0.009173% | 0.0126% | 0.01025% | 0.01119% | 0.009348% | 0.01119% | 0.009173% | 0.009315% | 0.009173% | 0.008101% | 0.009571% | 0.009315% | 0.009173% | 0.0126% | 0.01025% | 0.01119% | 0.009348% | 0.009348% | 0.01119% | 0.009173% | 0.009315% | 0.009173% | 0.008101% | 0.009571% | 0.007817% | 0.007817%
1536 | 0.007558% | 0.007839% | 0.007107% | 0.007925% | 0.008941% | 0.01289% | 0.009718% | 0.01079% | 0.009156% | 0.01079% | 0.008941% | 0.007925% | 0.008941% | 0.006403% | 0.009177% | 0.007925% | 0.008941% | 0.01289% | 0.009718% | 0.01079% | 0.009156% | 0.009156% | 0.01079% | 0.008941% | 0.007925% | 0.008941% | 0.006403% | 0.009177% | 0.007558% | 0.007558%
1537 | 0.008049% | 0.007914% | 0.007473% | 0.007009% | 0.009227% | 0.01275% | 0.009825% | 0.009556% | 0.009373% | 0.009556% | 0.009227% | 0.007009% | 0.009227% | 0.005793% | 0.008728% | 0.007009% | 0.009227% | 0.01275% | 0.009825% | 0.009556% | 0.009373% | 0.009373% | 0.009556% | 0.009227% | 0.007009% | 0.009227% | 0.005793% | 0.008728% | 0.008049% | 0.008049%
1538 | 0.008179% | 0.007906% | 0.007716% | 0.006476% | 0.009169% | 0.01279% | 0.009753% | 0.008242% | 0.009346% | 0.008242% | 0.009169% | 0.006476% | 0.009169% | 0.005769% | 0.008571% | 0.006476% | 0.009169% | 0.01279% | 0.009753% | 0.008242% | 0.009346% | 0.009346% | 0.008242% | 0.009169% | 0.006476% | 0.009169% | 0.005769% | 0.008571% | 0.008179% | 0.008179%
1539 | 0.008228% | 0.007854% | 0.007705% | 0.006353% | 0.009188% | 0.01285% | 0.009836% | 0.007181% | 0.009447% | 0.007181% | 0.009188% | 0.006353% | 0.009188% | 0.005889% | 0.008619% | 0.006353% | 0.009188% | 0.01285% | 0.009836% | 0.007181% | 0.009447% | 0.009447% | 0.007181% | 0.009188% | 0.006353% | 0.009188% | 0.005889% | 0.008619% | 0.008228% | 0.008228%
1540 | 0.008608% | 0.007828% | 0.007751% | 0.006422% | 0.009381% | 0.01301% | 0.01001% | 0.00656% | 0.009842% | 0.00656% | 0.009381% | 0.006422% | 0.009381% | 0.006345% | 0.009035% | 0.006422% | 0.009381% | 0.01301% | 0.01001% | 0.00656% | 0.009842% | 0.009842% | 0.00656% | 0.009381% | 0.006422% | 0.009381% | 0.006345% | 0.009035% | 0.008608% | 0.008608%
1541 | 0.009642% | 0.007845% | 0.00789% | 0.006684% | 0.00997% | 0.01315% | 0.01049% | 0.006644% | 0.01044% | 0.006644% | 0.00997% | 0.006684% | 0.00997% | 0.006908% | 0.009895% | 0.006684% | 0.00997% | 0.01315% | 0.01049% | 0.006644% | 0.01044% | 0.01044% | 0.006644% | 0.00997% | 0.006684% | 0.00997% | 0.006908% | 0.009895% | 0.009642% | 0.009642%
1542 | 0.01182% | 0.008246% | 0.008127% | 0.007816% | 0.01104% | 0.01322% | 0.01146% | 0.007714% | 0.01144% | 0.007714% | 0.01104% | 0.007816% | 0.01104% | 0.007788% | 0.01141% | 0.007816% | 0.01104% | 0.01322% | 0.01146% | 0.007714% | 0.01144% | 0.01144% | 0.007714% | 0.01104% | 0.007816% | 0.01104% | 0.007788% | 0.01141% | 0.01182% | 0.01182%
1543 | 0.01709% | 0.008314% | 0.0142% | 0.007968% | 0.01206% | 0.01277% | 0.01169% | 0.009356% | 0.0125% | 0.009356% | 0.01206% | 0.007968% | 0.01206% | 0.008524% | 0.01216% | 0.007968% | 0.01206% | 0.01277% | 0.01169% | 0.009356% | 0.0125% | 0.0125% | 0.009356% | 0.01206% | 0.007968% | 0.01206% | 0.008524% | 0.01216% | 0.01709% | 0.01709%
1544 | 0.0176% | 0.009357% | 0.01629% | 0.009263% | 0.01326% | 0.01206% | 0.0125% | 0.01184% | 0.01338% | 0.01184% | 0.01326% | 0.009263% | 0.01326% | 0.01024% | 0.01381% | 0.009263% | 0.01326% | 0.01206% | 0.0125% | 0.01184% | 0.01338% | 0.01338% | 0.01184% | 0.01326% | 0.009263% | 0.01326% | 0.01024% | 0.01381% | 0.0176% | 0.0176%
1545 | 0.0192% | 0.0122% | 0.01796% | 0.01144% | 0.01449% | 0.01154% | 0.01378% | 0.01413% | 0.01417% | 0.01413% | 0.01449% | 0.01144% | 0.01449% | 0.01296% | 0.01616% | 0.01144% | 0.01449% | 0.01154% | 0.01378% | 0.01413% | 0.01417% | 0.01417% | 0.01413% | 0.01449% | 0.01144% | 0.01449% | 0.01296% | 0.01616% | 0.0192% | 0.0192%
1546 | 0.02016% | 0.01527% | 0.01834% | 0.01282% | 0.01541% | 0.01117% | 0.01488% | 0.01445% | 0.01482% | 0.01445% | 0.01541% | 0.01282% | 0.01541% | 0.01407% | 0.01796% | 0.01282% | 0.01541% | 0.01117% | 0.01488% | 0.01445% | 0.01482% | 0.01482% | 0.01445% | 0.01541% | 0.01282% | 0.01541% | 0.01407% | 0.01796% | 0.02016% | 0.02016%
1547 | 0.02067% | 0.0177% | 0.01895% | 0.01364% | 0.01578% | 0.01086% | 0.01573% | 0.01477% | 0.01493% | 0.01477% | 0.01578% | 0.01364% | 0.01578% | 0.01444% | 0.01921% | 0.01364% | 0.01578% | 0.01086% | 0.01573% | 0.01477% | 0.01493% | 0.01493% | 0.01477% | 0.01578% | 0.01364% | 0.01578% | 0.01444% | 0.01921% | 0.02067% | 0.02067%
1548 | 0.02051% | 0.01851% | 0.01895% | 0.01414% | 0.01552% | 0.01043% | 0.01605% | 0.01452% | 0.0146% | 0.01452% | 0.01552% | 0.01414% | 0.01552% | 0.01457% | 0.02005% | 0.01414% | 0.01552% | 0.01043% | 0.01605% | 0.01452% | 0.0146% | 0.0146% | 0.01452% | 0.01552% | 0.01414% | 0.01552% | 0.01457% | 0.02005% | 0.02051% | 0.02051%
1549 | 0.01969% | 0.01826% | 0.01901% | 0.01445% | 0.01489% | 0.009631% | 0.01586% | 0.01373% | 0.01417% | 0.01373% | 0.01489% | 0.01445% | 0.01489% | 0.01462% | 0.02041% | 0.01445% | 0.01489% | 0.009631% | 0.01586% | 0.01373% | 0.01417% | 0.01417% | 0.01373% | 0.01489% | 0.01445% | 0.01489% | 0.01462% | 0.02041% | 0.01969% | 0.01969%
1550 | 0.01811% | 0.01749% | 0.01895% | 0.01462% | 0.01387% | 0.008465% | 0.01532% | 0.01291% | 0.01352% | 0.01291% | 0.01387% | 0.01462% | 0.01387% | 0.01469% | 0.02031% | 0.01462% | 0.01387% | 0.008465% | 0.01532% | 0.01291% | 0.01352% | 0.01352% | 0.01291% | 0.01387% | 0.01462% | 0.01387% | 0.01469% | 0.02031% | 0.01811% | 0.01811%
1551 | 0.01585% | 0.01485% | 0.01793% | 0.01465% | 0.01266% | 0.007567% | 0.01438% | 0.01246% | 0.01256% | 0.01246% | 0.01266% | 0.01465% | 0.01266% | 0.01466% | 0.01995% | 0.01465% | 0.01266% | 0.007567% | 0.01438% | 0.01246% | 0.01256% | 0.01256% | 0.01246% | 0.01266% | 0.01465% | 0.01266% | 0.01466% | 0.01995% | 0.01585% | 0.01585%
1552 | 0.01387% | 0.01233% | 0.01742% | 0.01458% | 0.01173% | 0.007179% | 0.01312% | 0.01274% | 0.01191% | 0.01274% | 0.01173% | 0.01458% | 0.01173% | 0.01442% | 0.01897% | 0.01458% | 0.01173% | 0.007179% | 0.01312% | 0.01274% | 0.01191% | 0.01191% | 0.01274% | 0.01173% | 0.01458% | 0.01173% | 0.01442% | 0.01897% | 0.01387% | 0.01387%
1553 | 0.01216% | 0.01086% | 0.0159% | 0.01439% | 0.01103% | 0.007491% | 0.01184% | 0.01076% | 0.01143% | 0.01076% | 0.01103% | 0.01439% | 0.01103% | 0.01399% | 0.01692% | 0.01439% | 0.01103% | 0.007491% | 0.01184% | 0.01076% | 0.01143% | 0.01143% | 0.01076% | 0.01103% | 0.01439% | 0.01103% | 0.01399% | 0.01692% | 0.01216% | 0.01216%
1554 | 0.01139% | 0.009027% | 0.01607% | 0.01449% | 0.0107% | 0.008725% | 0.01163% | 0.01062% | 0.01116% | 0.01062% | 0.0107% | 0.01449% | 0.0107% | 0.01388% | 0.01517% | 0.01449% | 0.0107% | 0.008725% | 0.01163% | 0.01062% | 0.01116% | 0.01116% | 0.01062% | 0.0107% | 0.01449% | 0.0107% | 0.01388% | 0.01517% | 0.01139% | 0.01139%
1555 | 0.01193% | 0.008579% | 0.01743% | 0.01494% | 0.01085% | 0.01091% | 0.01267% | 0.01093% | 0.01095% | 0.01093% | 0.01085% | 0.01494% | 0.01085% | 0.01444% | 0.01467% | 0.01494% | 0.01085% | 0.01091% | 0.01267% | 0.01093% | 0.01095% | 0.01095% | 0.01093% | 0.01085% | 0.01494% | 0.01085% | 0.01444% | 0.01467% | 0.01193% | 0.01193%
1556 | 0.01141% | 0.008294% | 0.01515% | 0.01424% | 0.01033% | 0.01219% | 0.01229% | 0.01109% | 0.01051% | 0.01109% | 0.01033% | 0.01424% | 0.01033% | 0.01389% | 0.01304% | 0.01424% | 0.01033% | 0.01219% | 0.01229% | 0.01109% | 0.01051% | 0.01051% | 0.01109% | 0.01033% | 0.01424% | 0.01033% | 0.01389% | 0.01304% | 0.01141% | 0.01141%
1557 | 0.01113% | 0.008155% | 0.0116% | 0.01333% | 0.009866% | 0.01274% | 0.01166% | 0.0112% | 0.01007% | 0.0112% | 0.009866% | 0.01333% | 0.009866% | 0.0131% | 0.01191% | 0.01333% | 0.009866% | 0.01274% | 0.01166% | 0.0112% | 0.01007% | 0.01007% | 0.0112% | 0.009866% | 0.01333% | 0.009866% | 0.0131% | 0.01191% | 0.01113% | 0.01113%
1558 | 0.008054% | 0.008085% | 0.007839% | 0.0118% | 0.009611% | 0.01302% | 0.01108% | 0.0115% | 0.009842% | 0.0115% | 0.009611% | 0.0118% | 0.009611% | 0.0114% | 0.01124% | 0.0118% | 0.009611% | 0.01302% | 0.01108% | 0.0115% | 0.009842% | 0.009842% | 0.0115% | 0.009611% | 0.0118% | 0.009611% | 0.0114% | 0.01124% | 0.008054% | 0.008054%
1559 | 0.00811% | 0.008104% | 0.007552% | 0.009622% | 0.009732% | 0.01319% | 0.0106% | 0.0119% | 0.009949% | 0.0119% | 0.009732% | 0.009622% | 0.009732% | 0.008461% | 0.01089% | 0.009622% | 0.009732% | 0.01319% | 0.0106% | 0.0119% | 0.009949% | 0.009949% | 0.0119% | 0.009732% | 0.009622% | 0.009732% | 0.008461% | 0.01089% | 0.00811% | 0.00811%
1560 | 0.00811% | 0.008053% | 0.007609% | 0.008091% | 0.009594% | 0.01314% | 0.01023% | 0.01164% | 0.009759% | 0.01164% | 0.009594% | 0.008091% | 0.009594% | 0.00644% | 0.01016% | 0.008091% | 0.009594% | 0.01314% | 0.01023% | 0.01164% | 0.009759% | 0.009759% | 0.01164% | 0.009594% | 0.008091% | 0.009594% | 0.00644% | 0.01016% | 0.00811% | 0.00811%
1561 | 0.00839% | 0.008145% | 0.007837% | 0.007376% | 0.009897% | 0.01336% | 0.01022% | 0.01015% | 0.01001% | 0.01015% | 0.009897% | 0.007376% | 0.009897% | 0.006187% | 0.01037% | 0.007376% | 0.009897% | 0.01336% | 0.01022% | 0.01015% | 0.01001% | 0.01001% | 0.01015% | 0.009897% | 0.007376% | 0.009897% | 0.006187% | 0.01037% | 0.00839% | 0.00839%
1562 | 0.00862% | 0.008225% | 0.008219% | 0.006896% | 0.01007% | 0.01347% | 0.01026% | 0.009132% | 0.0102% | 0.009132% | 0.01007% | 0.006896% | 0.01007% | 0.006236% | 0.01074% | 0.006896% | 0.01007% | 0.01347% | 0.01026% | 0.009132% | 0.0102% | 0.0102% | 0.009132% | 0.01007% | 0.006896% | 0.01007% | 0.006236% | 0.01074% | 0.00862% | 0.00862%
1563 | 0.008727% | 0.008225% | 0.00825% | 0.006841% | 0.0102% | 0.01352% | 0.01039% | 0.008146% | 0.01041% | 0.008146% | 0.0102% | 0.006841% | 0.0102% | 0.006441% | 0.011% | 0.006841% | 0.0102% | 0.01352% | 0.01039% | 0.008146% | 0.01041% | 0.01041% | 0.008146% | 0.0102% | 0.006841% | 0.0102% | 0.006441% | 0.011% | 0.008727% | 0.008727%
1564 | 0.009151% | 0.008186% | 0.008317% | 0.006911% | 0.01038% | 0.01358% | 0.01055% | 0.007447% | 0.01071% | 0.007447% | 0.01038% | 0.006911% | 0.01038% | 0.006908% | 0.01137% | 0.006911% | 0.01038% | 0.01358% | 0.01055% | 0.007447% | 0.01071% | 0.01071% | 0.007447% | 0.01038% | 0.006911% | 0.01038% | 0.006908% | 0.01137% | 0.009151% | 0.009151%
1565 | 0.01022% | 0.008163% | 0.008479% | 0.007176% | 0.01088% | 0.01364% | 0.01101% | 0.007377% | 0.01112% | 0.007377% | 0.01088% | 0.007176% | 0.01088% | 0.0075% | 0.01214% | 0.007176% | 0.01088% | 0.01364% | 0.01101% | 0.007377% | 0.01112% | 0.01112% | 0.007377% | 0.01088% | 0.007176% | 0.01088% | 0.0075% | 0.01214% | 0.01022% | 0.01022%
1566 | 0.01247% | 0.008711% | 0.008778% | 0.008437% | 0.01203% | 0.01373% | 0.01201% | 0.008492% | 0.01218% | 0.008492% | 0.01203% | 0.008437% | 0.01203% | 0.008486% | 0.01378% | 0.008437% | 0.01203% | 0.01373% | 0.01201% | 0.008492% | 0.01218% | 0.01218% | 0.008492% | 0.01203% | 0.008437% | 0.01203% | 0.008486% | 0.01378% | 0.01247% | 0.01247%
1567 | 0.01836% | 0.008537% | 0.01469% | 0.008472% | 0.01289% | 0.01314% | 0.01217% | 0.0101% | 0.01311% | 0.0101% | 0.01289% | 0.008472% | 0.01289% | 0.00911% | 0.01424% | 0.008472% | 0.01289% | 0.01314% | 0.01217% | 0.0101% | 0.01311% | 0.01311% | 0.0101% | 0.01289% | 0.008472% | 0.01289% | 0.00911% | 0.01424% | 0.01836% | 0.01836%
1568 | 0.01858% | 0.009577% | 0.01696% | 0.00966% | 0.01396% | 0.0123% | 0.01292% | 0.01254% | 0.0138% | 0.01254% | 0.01396% | 0.00966% | 0.01396% | 0.01074% | 0.01535% | 0.00966% | 0.01396% | 0.0123% | 0.01292% | 0.01254% | 0.0138% | 0.0138% | 0.01254% | 0.01396% | 0.00966% | 0.01396% | 0.01074% | 0.01535% | 0.01858% | 0.01858%
1569 | 0.01997% | 0.01243% | 0.01862% | 0.01171% | 0.01497% | 0.01164% | 0.01407% | 0.01458% | 0.01436% | 0.01458% | 0.01497% | 0.01171% | 0.01497% | 0.01333% | 0.0171% | 0.01171% | 0.01497% | 0.01164% | 0.01407% | 0.01458% | 0.01436% | 0.01436% | 0.01458% | 0.01497% | 0.01171% | 0.01497% | 0.01333% | 0.0171% | 0.01997% | 0.01997%
1570 | 0.02067% | 0.01543% | 0.01903% | 0.01308% | 0.01581% | 0.01121% | 0.01513% | 0.0148% | 0.01491% | 0.0148% | 0.01581% | 0.01308% | 0.01581% | 0.01447% | 0.01868% | 0.01308% | 0.01581% | 0.01121% | 0.01513% | 0.0148% | 0.01491% | 0.01491% | 0.0148% | 0.01581% | 0.01308% | 0.01581% | 0.01447% | 0.01868% | 0.02067% | 0.02067%
1571 | 0.02094% | 0.01781% | 0.01958% | 0.01385% | 0.01618% | 0.01101% | 0.01597% | 0.01504% | 0.015% | 0.01504% | 0.01618% | 0.01385% | 0.01618% | 0.01484% | 0.01991% | 0.01385% | 0.01618% | 0.01101% | 0.01597% | 0.01504% | 0.015% | 0.015% | 0.01504% | 0.01618% | 0.01385% | 0.01618% | 0.01484% | 0.01991% | 0.02094% | 0.02094%
1572 | 0.02065% | 0.01856% | 0.01966% | 0.01431% | 0.01583% | 0.01057% | 0.01628% | 0.01452% | 0.01452% | 0.01452% | 0.01583% | 0.01431% | 0.01583% | 0.015% | 0.02058% | 0.01431% | 0.01583% | 0.01057% | 0.01628% | 0.01452% | 0.01452% | 0.01452% | 0.01452% | 0.01583% | 0.01431% | 0.01583% | 0.015% | 0.02058% | 0.02065% | 0.02065%
1573 | 0.01972% | 0.01829% | 0.01977% | 0.01456% | 0.01509% | 0.00967% | 0.01605% | 0.01346% | 0.01396% | 0.01346% | 0.01509% | 0.01456% | 0.01509% | 0.01508% | 0.02074% | 0.01456% | 0.01509% | 0.00967% | 0.01605% | 0.01346% | 0.01396% | 0.01396% | 0.01346% | 0.01509% | 0.01456% | 0.01509% | 0.01508% | 0.02074% | 0.01972% | 0.01972%
1574 | 0.01803% | 0.01749% | 0.01961% | 0.0147% | 0.01405% | 0.008483% | 0.01548% | 0.01256% | 0.01328% | 0.01256% | 0.01405% | 0.0147% | 0.01405% | 0.01516% | 0.02064% | 0.0147% | 0.01405% | 0.008483% | 0.01548% | 0.01256% | 0.01328% | 0.01328% | 0.01256% | 0.01405% | 0.0147% | 0.01405% | 0.01516% | 0.02064% | 0.01803% | 0.01803%
1575 | 0.01574% | 0.0148% | 0.01854% | 0.0147% | 0.01282% | 0.007568% | 0.01452% | 0.01205% | 0.01226% | 0.01205% | 0.01282% | 0.0147% | 0.01282% | 0.01512% | 0.02024% | 0.0147% | 0.01282% | 0.007568% | 0.01452% | 0.01205% | 0.01226% | 0.01226% | 0.01205% | 0.01282% | 0.0147% | 0.01282% | 0.01512% | 0.02024% | 0.01574% | 0.01574%
1576 | 0.01376% | 0.0123% | 0.01799% | 0.0146% | 0.01186% | 0.007232% | 0.01323% | 0.01225% | 0.01153% | 0.01225% | 0.01186% | 0.0146% | 0.01186% | 0.01485% | 0.01916% | 0.0146% | 0.01186% | 0.007232% | 0.01323% | 0.01225% | 0.01153% | 0.01153% | 0.01225% | 0.01186% | 0.0146% | 0.01186% | 0.01485% | 0.01916% | 0.01376% | 0.01376%
1577 | 0.01205% | 0.01085% | 0.01642% | 0.01444% | 0.01115% | 0.00755% | 0.01193% | 0.01034% | 0.01101% | 0.01034% | 0.01115% | 0.01444% | 0.01115% | 0.01436% | 0.01711% | 0.01444% | 0.01115% | 0.00755% | 0.01193% | 0.01034% | 0.01101% | 0.01101% | 0.01034% | 0.01115% | 0.01444% | 0.01115% | 0.01436% | 0.01711% | 0.01205% | 0.01205%
1578 | 0.01122% | 0.009032% | 0.01655% | 0.01444% | 0.01074% | 0.008619% | 0.01155% | 0.01021% | 0.01068% | 0.01021% | 0.01074% | 0.01444% | 0.01074% | 0.01412% | 0.01518% | 0.01444% | 0.01074% | 0.008619% | 0.01155% | 0.01021% | 0.01068% | 0.01068% | 0.01021% | 0.01074% | 0.01444% | 0.01074% | 0.01412% | 0.01518% | 0.01122% | 0.01122%
1579 | 0.01182% | 0.008534% | 0.01789% | 0.01493% | 0.01085% | 0.01077% | 0.01272% | 0.01049% | 0.01052% | 0.01049% | 0.01085% | 0.01493% | 0.01085% | 0.01471% | 0.01461% | 0.01493% | 0.01085% | 0.01077% | 0.01272% | 0.01049% | 0.01052% | 0.01052% | 0.01049% | 0.01085% | 0.01493% | 0.01085% | 0.01471% | 0.01461% | 0.01182% | 0.01182%
1580 | 0.01123% | 0.008211% | 0.01558% | 0.01422% | 0.01026% | 0.01193% | 0.01234% | 0.01053% | 0.01% | 0.01053% | 0.01026% | 0.01422% | 0.01026% | 0.01407% | 0.01277% | 0.01422% | 0.01026% | 0.01193% | 0.01234% | 0.01053% | 0.01% | 0.01% | 0.01053% | 0.01026% | 0.01422% | 0.01026% | 0.01407% | 0.01277% | 0.01123% | 0.01123%
1581 | 0.01094% | 0.008063% | 0.01194% | 0.01329% | 0.009731% | 0.01236% | 0.01168% | 0.01053% | 0.00945% | 0.01053% | 0.009731% | 0.01329% | 0.009731% | 0.01326% | 0.01153% | 0.01329% | 0.009731% | 0.01236% | 0.01168% | 0.01053% | 0.00945% | 0.00945% | 0.01053% | 0.009731% | 0.01329% | 0.009731% | 0.01326% | 0.01153% | 0.01094% | 0.01094%
1582 | 0.007964% | 0.007953% | 0.007946% | 0.01179% | 0.009405% | 0.01258% | 0.01102% | 0.0108% | 0.009211% | 0.0108% | 0.009405% | 0.01179% | 0.009405% | 0.0116% | 0.01073% | 0.01179% | 0.009405% | 0.01258% | 0.01102% | 0.0108% | 0.009211% | 0.009211% | 0.0108% | 0.009405% | 0.01179% | 0.009405% | 0.0116% | 0.01073% | 0.007964% | 0.007964%
1583 | 0.008024% | 0.007967% | 0.007677% | 0.009581% | 0.009393% | 0.0127% | 0.01043% | 0.01109% | 0.009241% | 0.01109% | 0.009393% | 0.009581% | 0.009393% | 0.008613% | 0.01021% | 0.009581% | 0.009393% | 0.0127% | 0.01043% | 0.01109% | 0.009241% | 0.009241% | 0.01109% | 0.009393% | 0.009581% | 0.009393% | 0.008613% | 0.01021% | 0.008024% | 0.008024%
1584 | 0.008076% | 0.007978% | 0.007786% | 0.008058% | 0.009402% | 0.01288% | 0.01013% | 0.01112% | 0.009317% | 0.01112% | 0.009402% | 0.008058% | 0.009402% | 0.006563% | 0.0099% | 0.008058% | 0.009402% | 0.01288% | 0.01013% | 0.01112% | 0.009317% | 0.009317% | 0.01112% | 0.009402% | 0.008058% | 0.009402% | 0.006563% | 0.0099% | 0.008076% | 0.008076%
1585 | 0.008144% | 0.007874% | 0.007979% | 0.007054% | 0.009293% | 0.01281% | 0.009921% | 0.009376% | 0.0091% | 0.009376% | 0.009293% | 0.007054% | 0.009293% | 0.005973% | 0.009272% | 0.007054% | 0.009293% | 0.01281% | 0.009921% | 0.009376% | 0.0091% | 0.0091% | 0.009376% | 0.009293% | 0.007054% | 0.009293% | 0.005973% | 0.009272% | 0.008144% | 0.008144%
1586 | 0.008289% | 0.007882% | 0.008228% | 0.006532% | 0.009305% | 0.01297% | 0.009893% | 0.008082% | 0.009151% | 0.008082% | 0.009305% | 0.006532% | 0.009305% | 0.006003% | 0.009244% | 0.006532% | 0.009305% | 0.01297% | 0.009893% | 0.008082% | 0.009151% | 0.009151% | 0.008082% | 0.009305% | 0.006532% | 0.009305% | 0.006003% | 0.009244% | 0.008289% | 0.008289%
1587 | 0.008434% | 0.007867% | 0.008241% | 0.00646% | 0.009429% | 0.01309% | 0.01003% | 0.007147% | 0.009376% | 0.007147% | 0.009429% | 0.00646% | 0.009429% | 0.006177% | 0.009513% | 0.00646% | 0.009429% | 0.01309% | 0.01003% | 0.007147% | 0.009376% | 0.009376% | 0.007147% | 0.009429% | 0.00646% | 0.009429% | 0.006177% | 0.009513% | 0.008434% | 0.008434%
1588 | 0.008787% | 0.007826% | 0.008274% | 0.006517% | 0.00962% | 0.01323% | 0.01019% | 0.006555% | 0.009801% | 0.006555% | 0.00962% | 0.006517% | 0.00962% | 0.006563% | 0.009933% | 0.006517% | 0.00962% | 0.01323% | 0.01019% | 0.006555% | 0.009801% | 0.009801% | 0.006555% | 0.00962% | 0.006517% | 0.00962% | 0.006563% | 0.009933% | 0.008787% | 0.008787%
1589 | 0.009827% | 0.00781% | 0.008398% | 0.006745% | 0.01013% | 0.01335% | 0.0106% | 0.006517% | 0.0103% | 0.006517% | 0.01013% | 0.006745% | 0.01013% | 0.007092% | 0.01065% | 0.006745% | 0.01013% | 0.01335% | 0.0106% | 0.006517% | 0.0103% | 0.0103% | 0.006517% | 0.01013% | 0.006745% | 0.01013% | 0.007092% | 0.01065% | 0.009827% | 0.009827%
1590 | 0.01198% | 0.008273% | 0.008681% | 0.007927% | 0.01117% | 0.01344% | 0.01153% | 0.007532% | 0.01131% | 0.007532% | 0.01117% | 0.007927% | 0.01117% | 0.008015% | 0.01214% | 0.007927% | 0.01117% | 0.01344% | 0.01153% | 0.007532% | 0.01131% | 0.01131% | 0.007532% | 0.01117% | 0.007927% | 0.01117% | 0.008015% | 0.01214% | 0.01198% | 0.01198%
1591 | 0.01715% | 0.008246% | 0.01456% | 0.007998% | 0.01203% | 0.01288% | 0.01167% | 0.009116% | 0.01224% | 0.009116% | 0.01203% | 0.007998% | 0.01203% | 0.008642% | 0.01272% | 0.007998% | 0.01203% | 0.01288% | 0.01167% | 0.009116% | 0.01224% | 0.01224% | 0.009116% | 0.01203% | 0.007998% | 0.01203% | 0.008642% | 0.01272% | 0.01715% | 0.01715%
1592 | 0.01767% | 0.009276% | 0.01699% | 0.009255% | 0.01317% | 0.01211% | 0.01246% | 0.01154% | 0.01304% | 0.01154% | 0.01317% | 0.009255% | 0.01317% | 0.01037% | 0.01408% | 0.009255% | 0.01317% | 0.01211% | 0.01246% | 0.01154% | 0.01304% | 0.01304% | 0.01154% | 0.01317% | 0.009255% | 0.01317% | 0.01037% | 0.01408% | 0.01767% | 0.01767%
1593 | 0.01907% | 0.01207% | 0.01865% | 0.01136% | 0.01439% | 0.01152% | 0.01373% | 0.01378% | 0.01386% | 0.01378% | 0.01439% | 0.01136% | 0.01439% | 0.01304% | 0.01618% | 0.01136% | 0.01439% | 0.01152% | 0.01373% | 0.01378% | 0.01386% | 0.01386% | 0.01378% | 0.01439% | 0.01136% | 0.01439% | 0.01304% | 0.01618% | 0.01907% | 0.01907%
1594 | 0.02003% | 0.01518% | 0.01896% | 0.01266% | 0.01537% | 0.01113% | 0.01486% | 0.01406% | 0.01459% | 0.01406% | 0.01537% | 0.01266% | 0.01537% | 0.01408% | 0.01783% | 0.01266% | 0.01537% | 0.01113% | 0.01486% | 0.01406% | 0.01459% | 0.01459% | 0.01406% | 0.01537% | 0.01266% | 0.01537% | 0.01408% | 0.01783% | 0.02003% | 0.02003%
1595 | 0.0204% | 0.0177% | 0.01949% | 0.01343% | 0.01582% | 0.01098% | 0.01572% | 0.01428% | 0.01476% | 0.01428% | 0.01582% | 0.01343% | 0.01582% | 0.01431% | 0.01911% | 0.01343% | 0.01582% | 0.01098% | 0.01572% | 0.01428% | 0.01476% | 0.01476% | 0.01428% | 0.01582% | 0.01343% | 0.01582% | 0.01431% | 0.01911% | 0.0204% | 0.0204%
1596 | 0.02021% | 0.01859% | 0.01951% | 0.01387% | 0.01554% | 0.01059% | 0.01601% | 0.01389% | 0.01442% | 0.01389% | 0.01554% | 0.01387% | 0.01554% | 0.01427% | 0.01995% | 0.01387% | 0.01554% | 0.01059% | 0.01601% | 0.01389% | 0.01442% | 0.01442% | 0.01389% | 0.01554% | 0.01387% | 0.01554% | 0.01427% | 0.01995% | 0.02021% | 0.02021%
1597 | 0.01937% | 0.01841% | 0.01957% | 0.01417% | 0.01493% | 0.00986% | 0.01583% | 0.01305% | 0.01401% | 0.01305% | 0.01493% | 0.01417% | 0.01493% | 0.01427% | 0.02027% | 0.01417% | 0.01493% | 0.00986% | 0.01583% | 0.01305% | 0.01401% | 0.01401% | 0.01305% | 0.01493% | 0.01417% | 0.01493% | 0.01427% | 0.02027% | 0.01937% | 0.01937%
1598 | 0.01774% | 0.01775% | 0.01939% | 0.01433% | 0.0139% | 0.008741% | 0.01528% | 0.01222% | 0.01336% | 0.01222% | 0.0139% | 0.01433% | 0.0139% | 0.01433% | 0.02015% | 0.01433% | 0.0139% | 0.008741% | 0.01528% | 0.01222% | 0.01336% | 0.01336% | 0.01222% | 0.0139% | 0.01433% | 0.0139% | 0.01433% | 0.02015% | 0.01774% | 0.01774%
1599 | 0.01556% | 0.01506% | 0.01817% | 0.01434% | 0.01261% | 0.007733% | 0.01429% | 0.01163% | 0.01232% | 0.01163% | 0.01261% | 0.01434% | 0.01261% | 0.01434% | 0.01974% | 0.01434% | 0.01261% | 0.007733% | 0.01429% | 0.01163% | 0.01232% | 0.01232% | 0.01163% | 0.01261% | 0.01434% | 0.01261% | 0.01434% | 0.01974% | 0.01556% | 0.01556%
1600 | 0.0137% | 0.01252% | 0.01746% | 0.01429% | 0.01158% | 0.007283% | 0.01297% | 0.01179% | 0.01159% | 0.01179% | 0.01158% | 0.01429% | 0.01158% | 0.0142% | 0.01865% | 0.01429% | 0.01158% | 0.007283% | 0.01297% | 0.01179% | 0.01159% | 0.01159% | 0.01179% | 0.01158% | 0.01429% | 0.01158% | 0.0142% | 0.01865% | 0.0137% | 0.0137%
1601 | 0.01196% | 0.01099% | 0.01587% | 0.01421% | 0.01081% | 0.007544% | 0.01167% | 0.01009% | 0.01096% | 0.01009% | 0.01081% | 0.01421% | 0.01081% | 0.01391% | 0.01656% | 0.01421% | 0.01081% | 0.007544% | 0.01167% | 0.01009% | 0.01096% | 0.01096% | 0.01009% | 0.01081% | 0.01421% | 0.01081% | 0.01391% | 0.01656% | 0.01196% | 0.01196%
1602 | 0.01108% | 0.009139% | 0.01599% | 0.01429% | 0.01039% | 0.008526% | 0.01122% | 0.01022% | 0.01061% | 0.01022% | 0.01039% | 0.01429% | 0.01039% | 0.0138% | 0.01451% | 0.01429% | 0.01039% | 0.008526% | 0.01122% | 0.01022% | 0.01061% | 0.01061% | 0.01022% | 0.01039% | 0.01429% | 0.01039% | 0.0138% | 0.01451% | 0.01108% | 0.01108%
1603 | 0.01162% | 0.008657% | 0.01744% | 0.01486% | 0.01053% | 0.01067% | 0.01238% | 0.01053% | 0.01043% | 0.01053% | 0.01053% | 0.01486% | 0.01053% | 0.01454% | 0.01398% | 0.01486% | 0.01053% | 0.01067% | 0.01238% | 0.01053% | 0.01043% | 0.01043% | 0.01053% | 0.01053% | 0.01486% | 0.01053% | 0.01454% | 0.01398% | 0.01162% | 0.01162%
1604 | 0.01104% | 0.008277% | 0.01509% | 0.01414% | 0.009911% | 0.01185% | 0.01196% | 0.01047% | 0.009862% | 0.01047% | 0.009911% | 0.01414% | 0.009911% | 0.01399% | 0.01208% | 0.01414% | 0.009911% | 0.01185% | 0.01196% | 0.01047% | 0.009862% | 0.009862% | 0.01047% | 0.009911% | 0.01414% | 0.009911% | 0.01399% | 0.01208% | 0.01104% | 0.01104%
1605 | 0.0108% | 0.008081% | 0.01159% | 0.01324% | 0.009437% | 0.01238% | 0.01138% | 0.01059% | 0.009322% | 0.01059% | 0.009437% | 0.01324% | 0.009437% | 0.01322% | 0.01086% | 0.01324% | 0.009437% | 0.01238% | 0.01138% | 0.01059% | 0.009322% | 0.009322% | 0.01059% | 0.009437% | 0.01324% | 0.009437% | 0.01322% | 0.01086% | 0.0108% | 0.0108%
1606 | 0.007823% | 0.008013% | 0.007782% | 0.01168% | 0.009176% | 0.01268% | 0.01081% | 0.01093% | 0.009106% | 0.01093% | 0.009176% | 0.01168% | 0.009176% | 0.01148% | 0.01005% | 0.01168% | 0.009176% | 0.01268% | 0.01081% | 0.01093% | 0.009106% | 0.009106% | 0.01093% | 0.009176% | 0.01168% | 0.009176% | 0.01148% | 0.01005% | 0.007823% | 0.007823%
1607 | 0.008006% | 0.00791% | 0.007423% | 0.009401% | 0.009112% | 0.01285% | 0.01024% | 0.01114% | 0.009016% | 0.01114% | 0.009112% | 0.009401% | 0.009112% | 0.008396% | 0.009423% | 0.009401% | 0.009112% | 0.01285% | 0.01024% | 0.01114% | 0.009016% | 0.009016% | 0.01114% | 0.009112% | 0.009401% | 0.009112% | 0.008396% | 0.009423% | 0.008006% | 0.008006%
1608 | 0.008063% | 0.007876% | 0.007635% | 0.007897% | 0.009125% | 0.01288% | 0.009987% | 0.01102% | 0.008998% | 0.01102% | 0.009125% | 0.007897% | 0.009125% | 0.006382% | 0.009138% | 0.007897% | 0.009125% | 0.01288% | 0.009987% | 0.01102% | 0.008998% | 0.008998% | 0.01102% | 0.009125% | 0.007897% | 0.009125% | 0.006382% | 0.009138% | 0.008063% | 0.008063%
1609 | 0.008313% | 0.00782% | 0.007691% | 0.007026% | 0.009073% | 0.01299% | 0.009849% | 0.009401% | 0.008921% | 0.009401% | 0.009073% | 0.007026% | 0.009073% | 0.005993% | 0.008496% | 0.007026% | 0.009073% | 0.01299% | 0.009849% | 0.009401% | 0.008921% | 0.008921% | 0.009401% | 0.009073% | 0.007026% | 0.009073% | 0.005993% | 0.008496% | 0.008313% | 0.008313%
1610 | 0.008402% | 0.007808% | 0.007913% | 0.006502% | 0.009045% | 0.01301% | 0.009785% | 0.008021% | 0.008923% | 0.008021% | 0.009045% | 0.006502% | 0.009045% | 0.005987% | 0.008354% | 0.006502% | 0.009045% | 0.01301% | 0.009785% | 0.008021% | 0.008923% | 0.008923% | 0.008021% | 0.009045% | 0.006502% | 0.009045% | 0.005987% | 0.008354% | 0.008402% | 0.008402%
1611 | 0.008522% | 0.007831% | 0.008072% | 0.006415% | 0.009079% | 0.01302% | 0.009902% | 0.007034% | 0.009102% | 0.007034% | 0.009079% | 0.006415% | 0.009079% | 0.006138% | 0.008525% | 0.006415% | 0.009079% | 0.01302% | 0.009902% | 0.007034% | 0.009102% | 0.009102% | 0.007034% | 0.009079% | 0.006415% | 0.009079% | 0.006138% | 0.008525% | 0.008522% | 0.008522%
1612 | 0.00897% | 0.007816% | 0.008233% | 0.006467% | 0.0092% | 0.01306% | 0.01004% | 0.006377% | 0.009487% | 0.006377% | 0.0092% | 0.006467% | 0.0092% | 0.006579% | 0.008947% | 0.006467% | 0.0092% | 0.01306% | 0.01004% | 0.006377% | 0.009487% | 0.009487% | 0.006377% | 0.0092% | 0.006467% | 0.0092% | 0.006579% | 0.008947% | 0.00897% | 0.00897%
1613 | 0.009934% | 0.007829% | 0.008348% | 0.006735% | 0.009758% | 0.0131% | 0.01048% | 0.006425% | 0.01007% | 0.006425% | 0.009758% | 0.006735% | 0.009758% | 0.007142% | 0.009888% | 0.006735% | 0.009758% | 0.0131% | 0.01048% | 0.006425% | 0.01007% | 0.01007% | 0.006425% | 0.009758% | 0.006735% | 0.009758% | 0.007142% | 0.009888% | 0.009934% | 0.009934%
1614 | 0.0121% | 0.007934% | 0.008718% | 0.00789% | 0.01082% | 0.01303% | 0.01143% | 0.007532% | 0.01109% | 0.007532% | 0.01082% | 0.00789% | 0.01082% | 0.008071% | 0.01144% | 0.00789% | 0.01082% | 0.01303% | 0.01143% | 0.007532% | 0.01109% | 0.01109% | 0.007532% | 0.01082% | 0.00789% | 0.01082% | 0.008071% | 0.01144% | 0.0121% | 0.0121%
1615 | 0.01725% | 0.008144% | 0.01421% | 0.007929% | 0.01159% | 0.01249% | 0.01156% | 0.00907% | 0.01204% | 0.00907% | 0.01159% | 0.007929% | 0.01159% | 0.008688% | 0.01213% | 0.007929% | 0.01159% | 0.01249% | 0.01156% | 0.00907% | 0.01204% | 0.01204% | 0.00907% | 0.01159% | 0.007929% | 0.01159% | 0.008688% | 0.01213% | 0.01725% | 0.01725%
1616 | 0.01778% | 0.009335% | 0.01662% | 0.009233% | 0.01279% | 0.01181% | 0.01246% | 0.01145% | 0.01291% | 0.01145% | 0.01279% | 0.009233% | 0.01279% | 0.01047% | 0.01389% | 0.009233% | 0.01279% | 0.01181% | 0.01246% | 0.01145% | 0.01291% | 0.01291% | 0.01145% | 0.01279% | 0.009233% | 0.01279% | 0.01047% | 0.01389% | 0.01778% | 0.01778%
1617 | 0.01934% | 0.01211% | 0.01831% | 0.01139% | 0.01401% | 0.01152% | 0.01377% | 0.01372% | 0.01372% | 0.01372% | 0.01401% | 0.01139% | 0.01401% | 0.01324% | 0.01616% | 0.01139% | 0.01401% | 0.01152% | 0.01377% | 0.01372% | 0.01372% | 0.01372% | 0.01372% | 0.01401% | 0.01139% | 0.01401% | 0.01324% | 0.01616% | 0.01934% | 0.01934%
1618 | 0.02029% | 0.01532% | 0.01867% | 0.01275% | 0.01499% | 0.01137% | 0.01492% | 0.01394% | 0.01436% | 0.01394% | 0.01499% | 0.01275% | 0.01499% | 0.01433% | 0.01796% | 0.01275% | 0.01499% | 0.01137% | 0.01492% | 0.01394% | 0.01436% | 0.01436% | 0.01394% | 0.01499% | 0.01275% | 0.01499% | 0.01433% | 0.01796% | 0.02029% | 0.02029%
1619 | 0.02073% | 0.01777% | 0.01919% | 0.01354% | 0.01545% | 0.01115% | 0.01578% | 0.01421% | 0.01454% | 0.01421% | 0.01545% | 0.01354% | 0.01545% | 0.01468% | 0.01919% | 0.01354% | 0.01545% | 0.01115% | 0.01578% | 0.01421% | 0.01454% | 0.01454% | 0.01421% | 0.01545% | 0.01354% | 0.01545% | 0.01468% | 0.01919% | 0.02073% | 0.02073%
1620 | 0.02058% | 0.01857% | 0.01918% | 0.01402% | 0.01518% | 0.01066% | 0.01605% | 0.01379% | 0.01414% | 0.01379% | 0.01518% | 0.01402% | 0.01518% | 0.01484% | 0.01998% | 0.01402% | 0.01518% | 0.01066% | 0.01605% | 0.01379% | 0.01414% | 0.01414% | 0.01379% | 0.01518% | 0.01402% | 0.01518% | 0.01484% | 0.01998% | 0.02058% | 0.02058%
1621 | 0.01976% | 0.01832% | 0.01933% | 0.01435% | 0.01454% | 0.009773% | 0.01584% | 0.01288% | 0.01367% | 0.01288% | 0.01454% | 0.01435% | 0.01454% | 0.01495% | 0.02024% | 0.01435% | 0.01454% | 0.009773% | 0.01584% | 0.01288% | 0.01367% | 0.01367% | 0.01288% | 0.01454% | 0.01435% | 0.01454% | 0.01495% | 0.02024% | 0.01976% | 0.01976%
1622 | 0.01813% | 0.0176% | 0.01931% | 0.01459% | 0.01352% | 0.00858% | 0.01531% | 0.01209% | 0.01301% | 0.01209% | 0.01352% | 0.01459% | 0.01352% | 0.01506% | 0.02014% | 0.01459% | 0.01352% | 0.00858% | 0.01531% | 0.01209% | 0.01301% | 0.01301% | 0.01209% | 0.01352% | 0.01459% | 0.01352% | 0.01506% | 0.02014% | 0.01813% | 0.01813%
1623 | 0.01597% | 0.01491% | 0.01822% | 0.01463% | 0.0123% | 0.007651% | 0.01439% | 0.01162% | 0.01198% | 0.01162% | 0.0123% | 0.01463% | 0.0123% | 0.01505% | 0.01981% | 0.01463% | 0.0123% | 0.007651% | 0.01439% | 0.01162% | 0.01198% | 0.01198% | 0.01162% | 0.0123% | 0.01463% | 0.0123% | 0.01505% | 0.01981% | 0.01597% | 0.01597%
1624 | 0.01401% | 0.01237% | 0.01763% | 0.01455% | 0.01134% | 0.007315% | 0.01311% | 0.01192% | 0.01125% | 0.01192% | 0.01134% | 0.01455% | 0.01134% | 0.01477% | 0.01878% | 0.01455% | 0.01134% | 0.007315% | 0.01311% | 0.01192% | 0.01125% | 0.01125% | 0.01192% | 0.01134% | 0.01455% | 0.01134% | 0.01477% | 0.01878% | 0.01401% | 0.01401%
1625 | 0.01245% | 0.01094% | 0.01609% | 0.01444% | 0.01071% | 0.007639% | 0.01186% | 0.01012% | 0.01084% | 0.01012% | 0.01071% | 0.01444% | 0.01071% | 0.01435% | 0.01671% | 0.01444% | 0.01071% | 0.007639% | 0.01186% | 0.01012% | 0.01084% | 0.01084% | 0.01012% | 0.01071% | 0.01444% | 0.01071% | 0.01435% | 0.01671% | 0.01245% | 0.01245%
1626 | 0.01147% | 0.009184% | 0.01607% | 0.01446% | 0.01035% | 0.008574% | 0.01141% | 0.01015% | 0.01062% | 0.01015% | 0.01035% | 0.01446% | 0.01035% | 0.01402% | 0.01475% | 0.01446% | 0.01035% | 0.008574% | 0.01141% | 0.01015% | 0.01062% | 0.01062% | 0.01015% | 0.01035% | 0.01446% | 0.01035% | 0.01402% | 0.01475% | 0.01147% | 0.01147%
1627 | 0.01195% | 0.008757% | 0.01745% | 0.01495% | 0.01053% | 0.01065% | 0.01258% | 0.01044% | 0.0103% | 0.01044% | 0.01053% | 0.01495% | 0.01053% | 0.01463% | 0.01446% | 0.01495% | 0.01053% | 0.01065% | 0.01258% | 0.01044% | 0.0103% | 0.0103% | 0.01044% | 0.01053% | 0.01495% | 0.01053% | 0.01463% | 0.01446% | 0.01195% | 0.01195%
1628 | 0.01133% | 0.008467% | 0.01518% | 0.01423% | 0.009935% | 0.01173% | 0.01217% | 0.01044% | 0.00972% | 0.01044% | 0.009935% | 0.01423% | 0.009935% | 0.01404% | 0.01279% | 0.01423% | 0.009935% | 0.01173% | 0.01217% | 0.01044% | 0.00972% | 0.00972% | 0.01044% | 0.009935% | 0.01423% | 0.009935% | 0.01404% | 0.01279% | 0.01133% | 0.01133%
1629 | 0.01106% | 0.008321% | 0.01167% | 0.01328% | 0.009423% | 0.01209% | 0.01153% | 0.01054% | 0.009176% | 0.01054% | 0.009423% | 0.01328% | 0.009423% | 0.01317% | 0.01161% | 0.01328% | 0.009423% | 0.01209% | 0.01153% | 0.01054% | 0.009176% | 0.009176% | 0.01054% | 0.009423% | 0.01328% | 0.009423% | 0.01317% | 0.01161% | 0.01106% | 0.01106%
1630 | 0.007928% | 0.008217% | 0.007658% | 0.01172% | 0.009102% | 0.01231% | 0.01091% | 0.0108% | 0.008807% | 0.0108% | 0.009102% | 0.01172% | 0.009102% | 0.01141% | 0.01085% | 0.01172% | 0.009102% | 0.01231% | 0.01091% | 0.0108% | 0.008807% | 0.008807% | 0.0108% | 0.009102% | 0.01172% | 0.009102% | 0.01141% | 0.01085% | 0.007928% | 0.007928%
1631 | 0.008043% | 0.008172% | 0.007519% | 0.009459% | 0.009007% | 0.01244% | 0.01032% | 0.01104% | 0.00872% | 0.01104% | 0.009007% | 0.009459% | 0.009007% | 0.008372% | 0.01023% | 0.009459% | 0.009007% | 0.01244% | 0.01032% | 0.01104% | 0.00872% | 0.00872% | 0.01104% | 0.009007% | 0.009459% | 0.009007% | 0.008372% | 0.01023% | 0.008043% | 0.008043%
1632 | 0.008055% | 0.008029% | 0.007609% | 0.007919% | 0.008978% | 0.01264% | 0.009993% | 0.01104% | 0.008775% | 0.01104% | 0.008978% | 0.007919% | 0.008978% | 0.00636% | 0.009474% | 0.007919% | 0.008978% | 0.01264% | 0.009993% | 0.01104% | 0.008775% | 0.008775% | 0.01104% | 0.008978% | 0.007919% | 0.008978% | 0.00636% | 0.009474% | 0.008055% | 0.008055%
1633 | 0.007134% | 0.009614% | 0.006964% | 0.006838% | 0.009255% | 0.0133% | 0.009866% | 0.008515% | 0.008816% | 0.008515% | 0.009255% | 0.006838% | 0.009255% | 0.006982% | 0.008934% | 0.006838% | 0.009255% | 0.0133% | 0.009866% | 0.008515% | 0.008816% | 0.008816% | 0.008515% | 0.009255% | 0.006838% | 0.009255% | 0.006982% | 0.008934% | 0.007134% | 0.007134%
1634 | 0.00707% | 0.009745% | 0.006971% | 0.006407% | 0.009132% | 0.01334% | 0.00995% | 0.007928% | 0.008736% | 0.007928% | 0.009132% | 0.006407% | 0.009132% | 0.006241% | 0.008914% | 0.006407% | 0.009132% | 0.01334% | 0.00995% | 0.007928% | 0.008736% | 0.008736% | 0.007928% | 0.009132% | 0.006407% | 0.009132% | 0.006241% | 0.008914% | 0.00707% | 0.00707%
1635 | 0.007079% | 0.009842% | 0.00707% | 0.006376% | 0.00916% | 0.01341% | 0.009997% | 0.007296% | 0.00891% | 0.007296% | 0.00916% | 0.006376% | 0.00916% | 0.005868% | 0.009057% | 0.006376% | 0.00916% | 0.01341% | 0.009997% | 0.007296% | 0.00891% | 0.00891% | 0.007296% | 0.00916% | 0.006376% | 0.00916% | 0.005868% | 0.009057% | 0.007079% | 0.007079%
1636 | 0.007133% | 0.009886% | 0.006971% | 0.006457% | 0.009443% | 0.01351% | 0.01005% | 0.007136% | 0.009273% | 0.007136% | 0.009443% | 0.006457% | 0.009443% | 0.006018% | 0.009232% | 0.006457% | 0.009443% | 0.01351% | 0.01005% | 0.007136% | 0.009273% | 0.009273% | 0.007136% | 0.009443% | 0.006457% | 0.009443% | 0.006018% | 0.009232% | 0.007133% | 0.007133%
1637 | 0.007093% | 0.009947% | 0.007042% | 0.006657% | 0.009643% | 0.01358% | 0.01004% | 0.007259% | 0.009427% | 0.007259% | 0.009643% | 0.006657% | 0.009643% | 0.006467% | 0.009336% | 0.006657% | 0.009643% | 0.01358% | 0.01004% | 0.007259% | 0.009427% | 0.009427% | 0.007259% | 0.009643% | 0.006657% | 0.009643% | 0.006467% | 0.009336% | 0.007093% | 0.007093%
1638 | 0.007155% | 0.01018% | 0.006992% | 0.007421% | 0.009665% | 0.01354% | 0.01009% | 0.008086% | 0.009356% | 0.008086% | 0.009665% | 0.007421% | 0.009665% | 0.007326% | 0.009549% | 0.007421% | 0.009665% | 0.01354% | 0.01009% | 0.008086% | 0.009356% | 0.009356% | 0.008086% | 0.009665% | 0.007421% | 0.009665% | 0.007326% | 0.009549% | 0.007155% | 0.007155%
1639 | 0.01054% | 0.01006% | 0.009612% | 0.00733% | 0.009188% | 0.01292% | 0.008786% | 0.009202% | 0.009586% | 0.009202% | 0.009188% | 0.00733% | 0.009188% | 0.00769% | 0.007632% | 0.00733% | 0.009188% | 0.01292% | 0.008786% | 0.009202% | 0.009586% | 0.009586% | 0.009202% | 0.009188% | 0.00733% | 0.009188% | 0.00769% | 0.007632% | 0.01054% | 0.01054%
1640 | 0.007951% | 0.01014% | 0.007635% | 0.008542% | 0.009026% | 0.01219% | 0.008052% | 0.01103% | 0.009594% | 0.01103% | 0.009026% | 0.008542% | 0.009026% | 0.009531% | 0.006047% | 0.008542% | 0.009026% | 0.01219% | 0.008052% | 0.01103% | 0.009594% | 0.009594% | 0.01103% | 0.009026% | 0.008542% | 0.009026% | 0.009531% | 0.006047% | 0.007951% | 0.007951%
1641 | 0.007189% | 0.01078% | 0.006629% | 0.01069% | 0.009098% | 0.01171% | 0.008071% | 0.01334% | 0.009526% | 0.01334% | 0.009098% | 0.01069% | 0.009098% | 0.01225% | 0.005448% | 0.01069% | 0.009098% | 0.01171% | 0.008071% | 0.01334% | 0.009526% | 0.009526% | 0.01334% | 0.009098% | 0.01069% | 0.009098% | 0.01225% | 0.005448% | 0.007189% | 0.007189%
1642 | 0.00661% | 0.01177% | 0.006164% | 0.01206% | 0.009333% | 0.01134% | 0.008183% | 0.01379% | 0.009595% | 0.01379% | 0.009333% | 0.01206% | 0.009333% | 0.01352% | 0.005081% | 0.01206% | 0.009333% | 0.01134% | 0.008183% | 0.01379% | 0.009595% | 0.009595% | 0.01379% | 0.009333% | 0.01206% | 0.009333% | 0.01352% | 0.005081% | 0.00661% | 0.00661%
1643 | 0.006351% | 0.01301% | 0.005964% | 0.0129% | 0.009485% | 0.011% | 0.008461% | 0.01458% | 0.009651% | 0.01458% | 0.009485% | 0.0129% | 0.009485% | 0.01386% | 0.004866% | 0.0129% | 0.009485% | 0.011% | 0.008461% | 0.01458% | 0.009651% | 0.009651% | 0.01458% | 0.009485% | 0.0129% | 0.009485% | 0.01386% | 0.004866% | 0.006351% | 0.006351%
1644 | 0.006224% | 0.0139% | 0.005819% | 0.01342% | 0.009265% | 0.01051% | 0.008778% | 0.0147% | 0.009494% | 0.0147% | 0.009265% | 0.01342% | 0.009265% | 0.01386% | 0.004771% | 0.01342% | 0.009265% | 0.01051% | 0.008778% | 0.0147% | 0.009494% | 0.009494% | 0.0147% | 0.009265% | 0.01342% | 0.009265% | 0.01386% | 0.004771% | 0.006224% | 0.006224%
1645 | 0.006028% | 0.01375% | 0.005739% | 0.0138% | 0.009057% | 0.009801% | 0.008858% | 0.01448% | 0.009423% | 0.01448% | 0.009057% | 0.0138% | 0.009057% | 0.01384% | 0.004699% | 0.0138% | 0.009057% | 0.009801% | 0.008858% | 0.01448% | 0.009423% | 0.009423% | 0.01448% | 0.009057% | 0.0138% | 0.009057% | 0.01384% | 0.004699% | 0.006028% | 0.006028%
1646 | 0.005972% | 0.01316% | 0.005436% | 0.01401% | 0.009025% | 0.008673% | 0.008667% | 0.01428% | 0.0094% | 0.01428% | 0.009025% | 0.01401% | 0.009025% | 0.01394% | 0.004653% | 0.01401% | 0.009025% | 0.008673% | 0.008667% | 0.01428% | 0.0094% | 0.0094% | 0.01428% | 0.009025% | 0.01401% | 0.009025% | 0.01394% | 0.004653% | 0.005972% | 0.005972%
1647 | 0.005894% | 0.01205% | 0.005321% | 0.014% | 0.009054% | 0.007771% | 0.008308% | 0.01425% | 0.009422% | 0.01425% | 0.009054% | 0.014% | 0.009054% | 0.01414% | 0.004636% | 0.014% | 0.009054% | 0.007771% | 0.008308% | 0.01425% | 0.009422% | 0.009422% | 0.01425% | 0.009054% | 0.014% | 0.009054% | 0.01414% | 0.004636% | 0.005894% | 0.005894%
1648 | 0.005832% | 0.01098% | 0.005337% | 0.01396% | 0.009204% | 0.007357% | 0.007944% | 0.0145% | 0.009592% | 0.0145% | 0.009204% | 0.01396% | 0.009204% | 0.01439% | 0.004638% | 0.01396% | 0.009204% | 0.007357% | 0.007944% | 0.0145% | 0.009592% | 0.009592% | 0.0145% | 0.009204% | 0.01396% | 0.009204% | 0.01439% | 0.004638% | 0.005832% | 0.005832%
1649 | 0.006051% | 0.01024% | 0.005558% | 0.01388% | 0.009224% | 0.007686% | 0.007661% | 0.01253% | 0.009639% | 0.01253% | 0.009224% | 0.01388% | 0.009224% | 0.01461% | 0.004719% | 0.01388% | 0.009224% | 0.007686% | 0.007661% | 0.01253% | 0.009639% | 0.009639% | 0.01253% | 0.009224% | 0.01388% | 0.009224% | 0.01461% | 0.004719% | 0.006051% | 0.006051%
1650 | 0.006836% | 0.009543% | 0.006433% | 0.01392% | 0.009308% | 0.008924% | 0.007959% | 0.01225% | 0.009591% | 0.01225% | 0.009308% | 0.01392% | 0.009308% | 0.01503% | 0.005412% | 0.01392% | 0.009308% | 0.008924% | 0.007959% | 0.01225% | 0.009591% | 0.009591% | 0.01225% | 0.009308% | 0.01392% | 0.009308% | 0.01503% | 0.005412% | 0.006836% | 0.006836%
1651 | 0.00887% | 0.009485% | 0.008213% | 0.01446% | 0.009938% | 0.01128% | 0.00951% | 0.01233% | 0.009742% | 0.01233% | 0.009938% | 0.01446% | 0.009938% | 0.01623% | 0.007736% | 0.01446% | 0.009938% | 0.01128% | 0.00951% | 0.01233% | 0.009742% | 0.009742% | 0.01233% | 0.009938% | 0.01446% | 0.009938% | 0.01623% | 0.007736% | 0.00887% | 0.00887%
1652 | 0.009245% | 0.009427% | 0.008592% | 0.01373% | 0.009695% | 0.0127% | 0.009503% | 0.01202% | 0.009657% | 0.01202% | 0.009695% | 0.01373% | 0.009695% | 0.01597% | 0.007946% | 0.01373% | 0.009695% | 0.0127% | 0.009503% | 0.01202% | 0.009657% | 0.009657% | 0.01202% | 0.009695% | 0.01373% | 0.009695% | 0.01597% | 0.007946% | 0.009245% | 0.009245%
1653 | 0.009563% | 0.009441% | 0.008885% | 0.01278% | 0.009492% | 0.01312% | 0.009579% | 0.01156% | 0.009497% | 0.01156% | 0.009492% | 0.01278% | 0.009492% | 0.01531% | 0.008142% | 0.01278% | 0.009492% | 0.01312% | 0.009579% | 0.01156% | 0.009497% | 0.009497% | 0.01156% | 0.009492% | 0.01278% | 0.009492% | 0.01531% | 0.008142% | 0.009563% | 0.009563%
1654 | 0.007113% | 0.009462% | 0.006972% | 0.01117% | 0.009174% | 0.01335% | 0.009613% | 0.0111% | 0.009144% | 0.0111% | 0.009174% | 0.01117% | 0.009174% | 0.01344% | 0.008224% | 0.01117% | 0.009174% | 0.01335% | 0.009613% | 0.0111% | 0.009144% | 0.009144% | 0.0111% | 0.009174% | 0.01117% | 0.009174% | 0.01344% | 0.008224% | 0.007113% | 0.007113%
1655 | 0.007258% | 0.009491% | 0.006842% | 0.008891% | 0.009053% | 0.01352% | 0.009731% | 0.01061% | 0.00882% | 0.01061% | 0.009053% | 0.008891% | 0.009053% | 0.01012% | 0.008363% | 0.008891% | 0.009053% | 0.01352% | 0.009731% | 0.01061% | 0.00882% | 0.00882% | 0.01061% | 0.009053% | 0.008891% | 0.009053% | 0.01012% | 0.008363% | 0.007258% | 0.007258%
1656 | 0.007483% | 0.009161% | 0.007051% | 0.007489% | 0.008982% | 0.01329% | 0.009882% | 0.01003% | 0.008714% | 0.01003% | 0.008982% | 0.007489% | 0.008982% | 0.007431% | 0.008717% | 0.007489% | 0.008982% | 0.01329% | 0.009882% | 0.01003% | 0.008714% | 0.008714% | 0.01003% | 0.008982% | 0.007489% | 0.008982% | 0.007431% | 0.008717% | 0.007483% | 0.007483%
1657 | 0.006293% | 0.007465% | 0.006036% | 0.006575% | 0.007987% | 0.01349% | 0.008663% | 0.008646% | 0.008014% | 0.008646% | 0.007987% | 0.006575% | 0.007987% | 0.005695% | 0.008367% | 0.006575% | 0.007987% | 0.01349% | 0.008663% | 0.008646% | 0.008014% | 0.008014% | 0.008646% | 0.007987% | 0.006575% | 0.007987% | 0.005695% | 0.008367% | 0.006293% | 0.006293%
1658 | 0.006362% | 0.007402% | 0.006258% | 0.006513% | 0.008151% | 0.01351% | 0.008801% | 0.00819% | 0.008129% | 0.00819% | 0.008151% | 0.006513% | 0.008151% | 0.005516% | 0.008439% | 0.006513% | 0.008151% | 0.01351% | 0.008801% | 0.00819% | 0.008129% | 0.008129% | 0.00819% | 0.008151% | 0.006513% | 0.008151% | 0.005516% | 0.008439% | 0.006362% | 0.006362%
1659 | 0.006288% | 0.00735% | 0.006309% | 0.006536% | 0.008155% | 0.01358% | 0.008896% | 0.007878% | 0.008002% | 0.007878% | 0.008155% | 0.006536% | 0.008155% | 0.005608% | 0.008487% | 0.006536% | 0.008155% | 0.01358% | 0.008896% | 0.007878% | 0.008002% | 0.008002% | 0.007878% | 0.008155% | 0.006536% | 0.008155% | 0.005608% | 0.008487% | 0.006288% | 0.006288%
1660 | 0.006392% | 0.00735% | 0.006462% | 0.006653% | 0.00833% | 0.01372% | 0.009088% | 0.008084% | 0.008117% | 0.008084% | 0.00833% | 0.006653% | 0.00833% | 0.006162% | 0.008551% | 0.006653% | 0.00833% | 0.01372% | 0.009088% | 0.008084% | 0.008117% | 0.008117% | 0.008084% | 0.00833% | 0.006653% | 0.00833% | 0.006162% | 0.008551% | 0.006392% | 0.006392%
1661 | 0.006481% | 0.007331% | 0.00663% | 0.007483% | 0.008555% | 0.0138% | 0.009342% | 0.008764% | 0.008212% | 0.008764% | 0.008555% | 0.007483% | 0.008555% | 0.007177% | 0.00859% | 0.007483% | 0.008555% | 0.0138% | 0.009342% | 0.008764% | 0.008212% | 0.008212% | 0.008764% | 0.008555% | 0.007483% | 0.008555% | 0.007177% | 0.00859% | 0.006481% | 0.006481%
1662 | 0.0113% | 0.007418% | 0.01063% | 0.007937% | 0.008557% | 0.01385% | 0.009427% | 0.009315% | 0.008038% | 0.009315% | 0.008557% | 0.007937% | 0.008557% | 0.00886% | 0.008704% | 0.007937% | 0.008557% | 0.01385% | 0.009427% | 0.009315% | 0.008038% | 0.008038% | 0.009315% | 0.008557% | 0.007937% | 0.008557% | 0.00886% | 0.008704% | 0.0113% | 0.0113%
1663 | 0.00776% | 0.007625% | 0.00747% | 0.007884% | 0.007938% | 0.01294% | 0.008109% | 0.01013% | 0.007705% | 0.01013% | 0.007938% | 0.007884% | 0.007938% | 0.009636% | 0.006886% | 0.007884% | 0.007938% | 0.01294% | 0.008109% | 0.01013% | 0.007705% | 0.007705% | 0.01013% | 0.007938% | 0.007884% | 0.007938% | 0.009636% | 0.006886% | 0.00776% | 0.00776%
1664 | 0.007031% | 0.008055% | 0.007141% | 0.008665% | 0.00798% | 0.01249% | 0.007797% | 0.01241% | 0.008019% | 0.01241% | 0.00798% | 0.008665% | 0.00798% | 0.01129% | 0.005862% | 0.008665% | 0.00798% | 0.01249% | 0.007797% | 0.01241% | 0.008019% | 0.008019% | 0.01241% | 0.00798% | 0.008665% | 0.00798% | 0.01129% | 0.005862% | 0.007031% | 0.007031%
1665 | 0.006517% | 0.008669% | 0.006584% | 0.009935% | 0.007853% | 0.0121% | 0.007564% | 0.0133% | 0.007886% | 0.0133% | 0.007853% | 0.009935% | 0.007853% | 0.01284% | 0.005505% | 0.009935% | 0.007853% | 0.0121% | 0.007564% | 0.0133% | 0.007886% | 0.007886% | 0.0133% | 0.007853% | 0.009935% | 0.007853% | 0.01284% | 0.005505% | 0.006517% | 0.006517%
1666 | 0.006184% | 0.009435% | 0.006362% | 0.01117% | 0.007507% | 0.01151% | 0.007106% | 0.01368% | 0.007553% | 0.01368% | 0.007507% | 0.01117% | 0.007507% | 0.01373% | 0.005085% | 0.01117% | 0.007507% | 0.01151% | 0.007106% | 0.01368% | 0.007553% | 0.007553% | 0.01368% | 0.007507% | 0.01117% | 0.007507% | 0.01373% | 0.005085% | 0.006184% | 0.006184%
1667 | 0.005792% | 0.01045% | 0.005923% | 0.01218% | 0.007199% | 0.01078% | 0.006756% | 0.01383% | 0.007237% | 0.01383% | 0.007199% | 0.01218% | 0.007199% | 0.01412% | 0.004883% | 0.01218% | 0.007199% | 0.01078% | 0.006756% | 0.01383% | 0.007237% | 0.007237% | 0.01383% | 0.007199% | 0.01218% | 0.007199% | 0.01412% | 0.004883% | 0.005792% | 0.005792%
1668 | 0.005618% | 0.01092% | 0.005673% | 0.01309% | 0.007103% | 0.009894% | 0.006674% | 0.01386% | 0.007167% | 0.01386% | 0.007103% | 0.01309% | 0.007103% | 0.01422% | 0.004784% | 0.01309% | 0.007103% | 0.009894% | 0.006674% | 0.01386% | 0.007167% | 0.007167% | 0.01386% | 0.007103% | 0.01309% | 0.007103% | 0.01422% | 0.004784% | 0.005618% | 0.005618%
1669 | 0.005469% | 0.01098% | 0.00559% | 0.01355% | 0.007077% | 0.00879% | 0.0066% | 0.01406% | 0.007239% | 0.01406% | 0.007077% | 0.01355% | 0.007077% | 0.01419% | 0.004697% | 0.01355% | 0.007077% | 0.00879% | 0.0066% | 0.01406% | 0.007239% | 0.007239% | 0.01406% | 0.007077% | 0.01355% | 0.007077% | 0.01419% | 0.004697% | 0.005469% | 0.005469%
1670 | 0.005353% | 0.01047% | 0.005314% | 0.01363% | 0.0071% | 0.007907% | 0.006547% | 0.01427% | 0.007361% | 0.01427% | 0.0071% | 0.01363% | 0.0071% | 0.01424% | 0.004616% | 0.01363% | 0.0071% | 0.007907% | 0.006547% | 0.01427% | 0.007361% | 0.007361% | 0.01427% | 0.0071% | 0.01363% | 0.0071% | 0.01424% | 0.004616% | 0.005353% | 0.005353%
1671 | 0.005476% | 0.009514% | 0.005259% | 0.01345% | 0.007096% | 0.00747% | 0.00647% | 0.01441% | 0.007476% | 0.01441% | 0.007096% | 0.01345% | 0.007096% | 0.01426% | 0.004558% | 0.01345% | 0.007096% | 0.00747% | 0.00647% | 0.01441% | 0.007476% | 0.007476% | 0.01441% | 0.007096% | 0.01345% | 0.007096% | 0.01426% | 0.004558% | 0.005476% | 0.005476%
1672 | 0.005662% | 0.008654% | 0.005269% | 0.01299% | 0.006917% | 0.007774% | 0.006331% | 0.01211% | 0.007341% | 0.01211% | 0.006917% | 0.01299% | 0.006917% | 0.01411% | 0.004565% | 0.01299% | 0.006917% | 0.007774% | 0.006331% | 0.01211% | 0.007341% | 0.007341% | 0.01211% | 0.006917% | 0.01299% | 0.006917% | 0.01411% | 0.004565% | 0.005662% | 0.005662%
1673 | 0.005865% | 0.007942% | 0.005456% | 0.01231% | 0.006687% | 0.008593% | 0.006154% | 0.01131% | 0.007101% | 0.01131% | 0.006687% | 0.01231% | 0.006687% | 0.01363% | 0.004627% | 0.01231% | 0.006687% | 0.008593% | 0.006154% | 0.01131% | 0.007101% | 0.007101% | 0.01131% | 0.006687% | 0.01231% | 0.006687% | 0.01363% | 0.004627% | 0.005865% | 0.005865%
1674 | 0.006496% | 0.007608% | 0.00616% | 0.01164% | 0.006719% | 0.01026% | 0.00647% | 0.01109% | 0.007046% | 0.01109% | 0.006719% | 0.01164% | 0.006719% | 0.01307% | 0.005246% | 0.01164% | 0.006719% | 0.01026% | 0.00647% | 0.01109% | 0.007046% | 0.007046% | 0.01109% | 0.006719% | 0.01164% | 0.006719% | 0.01307% | 0.005246% | 0.006496% | 0.006496%
1675 | 0.00819% | 0.007724% | 0.007877% | 0.01147% | 0.007436% | 0.01266% | 0.008092% | 0.01113% | 0.007238% | 0.01113% | 0.007436% | 0.01147% | 0.007436% | 0.01316% | 0.00751% | 0.01147% | 0.007436% | 0.01266% | 0.008092% | 0.01113% | 0.007238% | 0.007238% | 0.01113% | 0.007436% | 0.01147% | 0.007436% | 0.01316% | 0.00751% | 0.00819% | 0.00819%
1676 | 0.008445% | 0.007676% | 0.00831% | 0.01041% | 0.007443% | 0.01314% | 0.008116% | 0.01079% | 0.007241% | 0.01079% | 0.007443% | 0.01041% | 0.007443% | 0.01185% | 0.007694% | 0.01041% | 0.007443% | 0.01314% | 0.008116% | 0.01079% | 0.007241% | 0.007241% | 0.01079% | 0.007443% | 0.01041% | 0.007443% | 0.01185% | 0.007694% | 0.008445% | 0.008445%
1677 | 0.005954% | 0.0076% | 0.005772% | 0.009439% | 0.007544% | 0.01339% | 0.008217% | 0.01048% | 0.007269% | 0.01048% | 0.007544% | 0.009439% | 0.007544% | 0.01039% | 0.00785% | 0.009439% | 0.007544% | 0.01339% | 0.008217% | 0.01048% | 0.007269% | 0.007269% | 0.01048% | 0.007544% | 0.009439% | 0.007544% | 0.01039% | 0.00785% | 0.005954% | 0.005954%
1678 | 0.006237% | 0.007557% | 0.006069% | 0.008536% | 0.007697% | 0.01356% | 0.008394% | 0.01022% | 0.007344% | 0.01022% | 0.007697% | 0.008536% | 0.007697% | 0.008849% | 0.007994% | 0.008536% | 0.007697% | 0.01356% | 0.008394% | 0.01022% | 0.007344% | 0.007344% | 0.01022% | 0.007697% | 0.008536% | 0.007697% | 0.008849% | 0.007994% | 0.006237% | 0.006237%
1679 | 0.006429% | 0.00753% | 0.006261% | 0.007837% | 0.007881% | 0.0136% | 0.008576% | 0.009436% | 0.00753% | 0.009436% | 0.007881% | 0.007837% | 0.007881% | 0.007327% | 0.008094% | 0.007837% | 0.007881% | 0.0136% | 0.008576% | 0.009436% | 0.00753% | 0.00753% | 0.009436% | 0.007881% | 0.007837% | 0.007881% | 0.007327% | 0.008094% | 0.006429% | 0.006429%
1680 | 0.006492% | 0.00799% | 0.006273% | 0.007071% | 0.008354% | 0.0136% | 0.009076% | 0.009009% | 0.007936% | 0.009009% | 0.008354% | 0.007071% | 0.008354% | 0.006554% | 0.008257% | 0.007071% | 0.008354% | 0.0136% | 0.009076% | 0.009009% | 0.007936% | 0.007936% | 0.009009% | 0.008354% | 0.007071% | 0.008354% | 0.006554% | 0.008257% | 0.006492% | 0.006492%
1681 | 0.008077% | 0.007813% | 0.007618% | 0.006382% | 0.009017% | 0.01299% | 0.01002% | 0.007711% | 0.008499% | 0.007711% | 0.009017% | 0.006382% | 0.009017% | 0.005791% | 0.008302% | 0.006382% | 0.009017% | 0.01299% | 0.01002% | 0.007711% | 0.008499% | 0.008499% | 0.007711% | 0.009017% | 0.006382% | 0.009017% | 0.005791% | 0.008302% | 0.008077% | 0.008077%
1682 | 0.008166% | 0.007803% | 0.007655% | 0.006259% | 0.009012% | 0.01303% | 0.01% | 0.006692% | 0.008611% | 0.006692% | 0.009012% | 0.006259% | 0.009012% | 0.005914% | 0.008412% | 0.006259% | 0.009012% | 0.01303% | 0.01% | 0.006692% | 0.008611% | 0.008611% | 0.006692% | 0.009012% | 0.006259% | 0.009012% | 0.005914% | 0.008412% | 0.008166% | 0.008166%
1683 | 0.008509% | 0.007741% | 0.007635% | 0.00629% | 0.009096% | 0.01308% | 0.01006% | 0.005972% | 0.009036% | 0.005972% | 0.009096% | 0.00629% | 0.009096% | 0.006326% | 0.008718% | 0.00629% | 0.009096% | 0.01308% | 0.01006% | 0.005972% | 0.009036% | 0.009036% | 0.005972% | 0.009096% | 0.00629% | 0.009096% | 0.006326% | 0.008718% | 0.008509% | 0.008509%
1684 | 0.009608% | 0.007737% | 0.007784% | 0.006514% | 0.009671% | 0.01316% | 0.01049% | 0.005989% | 0.009622% | 0.005989% | 0.009671% | 0.006514% | 0.009671% | 0.006868% | 0.009474% | 0.006514% | 0.009671% | 0.01316% | 0.01049% | 0.005989% | 0.009622% | 0.009622% | 0.005989% | 0.009671% | 0.006514% | 0.009671% | 0.006868% | 0.009474% | 0.009608% | 0.009608%
1685 | 0.0116% | 0.00825% | 0.008033% | 0.007547% | 0.01072% | 0.013% | 0.01141% | 0.007119% | 0.01043% | 0.007119% | 0.01072% | 0.007547% | 0.01072% | 0.007698% | 0.01092% | 0.007547% | 0.01072% | 0.013% | 0.01141% | 0.007119% | 0.01043% | 0.01043% | 0.007119% | 0.01072% | 0.007547% | 0.01072% | 0.007698% | 0.01092% | 0.0116% | 0.0116%
1686 | 0.01777% | 0.008359% | 0.01502% | 0.008463% | 0.01227% | 0.0132% | 0.01288% | 0.008925% | 0.01197% | 0.008925% | 0.01227% | 0.008463% | 0.01227% | 0.009348% | 0.01332% | 0.008463% | 0.01227% | 0.0132% | 0.01288% | 0.008925% | 0.01197% | 0.01197% | 0.008925% | 0.01227% | 0.008463% | 0.01227% | 0.009348% | 0.01332% | 0.01777% | 0.01777%
1687 | 0.01781% | 0.009286% | 0.0168% | 0.009373% | 0.01315% | 0.01259% | 0.01301% | 0.01111% | 0.01291% | 0.01111% | 0.01315% | 0.009373% | 0.01315% | 0.01072% | 0.01423% | 0.009373% | 0.01315% | 0.01259% | 0.01301% | 0.01111% | 0.01291% | 0.01291% | 0.01111% | 0.01315% | 0.009373% | 0.01315% | 0.01072% | 0.01423% | 0.01781% | 0.01781%
1688 | 0.01907% | 0.01203% | 0.01819% | 0.01127% | 0.01409% | 0.01202% | 0.0138% | 0.01342% | 0.0137% | 0.01342% | 0.01409% | 0.01127% | 0.01409% | 0.01317% | 0.01581% | 0.01127% | 0.01409% | 0.01202% | 0.0138% | 0.01342% | 0.0137% | 0.0137% | 0.01342% | 0.01409% | 0.01127% | 0.01409% | 0.01317% | 0.01581% | 0.01907% | 0.01907%
1689 | 0.02% | 0.01512% | 0.01855% | 0.01264% | 0.01503% | 0.01154% | 0.01492% | 0.01371% | 0.01443% | 0.01371% | 0.01503% | 0.01264% | 0.01503% | 0.01422% | 0.0176% | 0.01264% | 0.01503% | 0.01154% | 0.01492% | 0.01371% | 0.01443% | 0.01443% | 0.01371% | 0.01503% | 0.01264% | 0.01503% | 0.01422% | 0.0176% | 0.02% | 0.02%
1690 | 0.02031% | 0.01754% | 0.01907% | 0.01346% | 0.01545% | 0.01107% | 0.01568% | 0.01404% | 0.01461% | 0.01404% | 0.01545% | 0.01346% | 0.01545% | 0.01451% | 0.0189% | 0.01346% | 0.01545% | 0.01107% | 0.01568% | 0.01404% | 0.01461% | 0.01461% | 0.01404% | 0.01545% | 0.01346% | 0.01545% | 0.01451% | 0.0189% | 0.02031% | 0.02031%
1691 | 0.02002% | 0.01838% | 0.01891% | 0.01388% | 0.01519% | 0.0105% | 0.01592% | 0.01364% | 0.01425% | 0.01364% | 0.01519% | 0.01388% | 0.01519% | 0.01455% | 0.01971% | 0.01388% | 0.01519% | 0.0105% | 0.01592% | 0.01364% | 0.01425% | 0.01425% | 0.01364% | 0.01519% | 0.01388% | 0.01519% | 0.01455% | 0.01971% | 0.02002% | 0.02002%
1692 | 0.01909% | 0.01813% | 0.01889% | 0.01416% | 0.01454% | 0.009654% | 0.01567% | 0.01277% | 0.01383% | 0.01277% | 0.01454% | 0.01416% | 0.01454% | 0.01453% | 0.02003% | 0.01416% | 0.01454% | 0.009654% | 0.01567% | 0.01277% | 0.01383% | 0.01383% | 0.01277% | 0.01454% | 0.01416% | 0.01454% | 0.01453% | 0.02003% | 0.01909% | 0.01909%
1693 | 0.01751% | 0.01745% | 0.01884% | 0.01433% | 0.01351% | 0.008421% | 0.0151% | 0.01195% | 0.01311% | 0.01195% | 0.01351% | 0.01433% | 0.01351% | 0.01456% | 0.01997% | 0.01433% | 0.01351% | 0.008421% | 0.0151% | 0.01195% | 0.01311% | 0.01311% | 0.01195% | 0.01351% | 0.01433% | 0.01351% | 0.01456% | 0.01997% | 0.01751% | 0.01751%
1694 | 0.01536% | 0.01476% | 0.01781% | 0.01437% | 0.01235% | 0.007427% | 0.01415% | 0.01149% | 0.01216% | 0.01149% | 0.01235% | 0.01437% | 0.01235% | 0.01449% | 0.0196% | 0.01437% | 0.01235% | 0.007427% | 0.01415% | 0.01149% | 0.01216% | 0.01216% | 0.01149% | 0.01235% | 0.01437% | 0.01235% | 0.01449% | 0.0196% | 0.01536% | 0.01536%
1695 | 0.01347% | 0.01216% | 0.01727% | 0.0143% | 0.01138% | 0.007068% | 0.01286% | 0.01174% | 0.01134% | 0.01174% | 0.01138% | 0.0143% | 0.01138% | 0.01423% | 0.01854% | 0.0143% | 0.01138% | 0.007068% | 0.01286% | 0.01174% | 0.01134% | 0.01134% | 0.01174% | 0.01138% | 0.0143% | 0.01138% | 0.01423% | 0.01854% | 0.01347% | 0.01347%
1696 | 0.01175% | 0.01072% | 0.01567% | 0.01414% | 0.01071% | 0.007369% | 0.01156% | 0.009733% | 0.01091% | 0.009733% | 0.01071% | 0.01414% | 0.01071% | 0.01379% | 0.01645% | 0.01414% | 0.01071% | 0.007369% | 0.01156% | 0.009733% | 0.01091% | 0.01091% | 0.009733% | 0.01071% | 0.01414% | 0.01071% | 0.01379% | 0.01645% | 0.01175% | 0.01175%
1697 | 0.01039% | 0.008949% | 0.01527% | 0.01387% | 0.01009% | 0.00807% | 0.01065% | 0.009577% | 0.01046% | 0.009577% | 0.01009% | 0.01387% | 0.01009% | 0.0132% | 0.01381% | 0.01387% | 0.01009% | 0.00807% | 0.01065% | 0.009577% | 0.01046% | 0.01046% | 0.009577% | 0.01009% | 0.01387% | 0.01009% | 0.0132% | 0.01381% | 0.01039% | 0.01039%
1698 | 0.009784% | 0.008316% | 0.01562% | 0.01365% | 0.009656% | 0.009542% | 0.01056% | 0.009673% | 0.009924% | 0.009673% | 0.009656% | 0.01365% | 0.009656% | 0.01291% | 0.01162% | 0.01365% | 0.009656% | 0.009542% | 0.01056% | 0.009673% | 0.009924% | 0.009924% | 0.009673% | 0.009656% | 0.01365% | 0.009656% | 0.01291% | 0.01162% | 0.009784% | 0.009784%
1699 | 0.01073% | 0.008177% | 0.01478% | 0.01391% | 0.009838% | 0.01179% | 0.01191% | 0.01004% | 0.009633% | 0.01004% | 0.009838% | 0.01391% | 0.009838% | 0.01359% | 0.01185% | 0.01391% | 0.009838% | 0.01179% | 0.01191% | 0.01004% | 0.009633% | 0.009633% | 0.01004% | 0.009838% | 0.01391% | 0.009838% | 0.01359% | 0.01185% | 0.01073% | 0.01073%
1700 | 0.01058% | 0.008017% | 0.01131% | 0.013% | 0.009377% | 0.01232% | 0.01135% | 0.01018% | 0.009103% | 0.01018% | 0.009377% | 0.013% | 0.009377% | 0.01282% | 0.0106% | 0.013% | 0.009377% | 0.01232% | 0.01135% | 0.01018% | 0.009103% | 0.009103% | 0.01018% | 0.009377% | 0.013% | 0.009377% | 0.01282% | 0.0106% | 0.01058% | 0.01058%
1701 | 0.007667% | 0.007931% | 0.007643% | 0.01144% | 0.009116% | 0.01259% | 0.01072% | 0.0105% | 0.008822% | 0.0105% | 0.009116% | 0.01144% | 0.009116% | 0.01108% | 0.009781% | 0.01144% | 0.009116% | 0.01259% | 0.01072% | 0.0105% | 0.008822% | 0.008822% | 0.0105% | 0.009116% | 0.01144% | 0.009116% | 0.01108% | 0.009781% | 0.007667% | 0.007667%
1702 | 0.007657% | 0.007903% | 0.007181% | 0.00919% | 0.009055% | 0.01279% | 0.01011% | 0.01076% | 0.008754% | 0.01076% | 0.009055% | 0.00919% | 0.009055% | 0.008076% | 0.009154% | 0.00919% | 0.009055% | 0.01279% | 0.01011% | 0.01076% | 0.008754% | 0.008754% | 0.01076% | 0.009055% | 0.00919% | 0.009055% | 0.008076% | 0.009154% | 0.007657% | 0.007657%
1703 | 0.007726% | 0.00788% | 0.007253% | 0.007687% | 0.009028% | 0.01285% | 0.009806% | 0.01072% | 0.008727% | 0.01072% | 0.009028% | 0.007687% | 0.009028% | 0.006153% | 0.008661% | 0.007687% | 0.009028% | 0.01285% | 0.009806% | 0.01072% | 0.008727% | 0.008727% | 0.01072% | 0.009028% | 0.007687% | 0.009028% | 0.006153% | 0.008661% | 0.007726% | 0.007726%
1704 | 0.007499% | 0.007727% | 0.007069% | 0.006876% | 0.008779% | 0.01308% | 0.009429% | 0.00917% | 0.008425% | 0.00917% | 0.008779% | 0.006876% | 0.008779% | 0.005836% | 0.008145% | 0.006876% | 0.008779% | 0.01308% | 0.009429% | 0.00917% | 0.008425% | 0.008425% | 0.00917% | 0.008779% | 0.006876% | 0.008779% | 0.005836% | 0.008145% | 0.007499% | 0.007499%
1705 | 0.007938% | 0.007805% | 0.007465% | 0.006311% | 0.008907% | 0.01294% | 0.009541% | 0.007782% | 0.008611% | 0.007782% | 0.008907% | 0.006311% | 0.008907% | 0.005673% | 0.007859% | 0.006311% | 0.008907% | 0.01294% | 0.009541% | 0.007782% | 0.008611% | 0.008611% | 0.007782% | 0.008907% | 0.006311% | 0.008907% | 0.005673% | 0.007859% | 0.007938% | 0.007938%
1706 | 0.008065% | 0.007785% | 0.007455% | 0.006185% | 0.008925% | 0.01294% | 0.009612% | 0.006814% | 0.00883% | 0.006814% | 0.008925% | 0.006185% | 0.008925% | 0.005775% | 0.007931% | 0.006185% | 0.008925% | 0.01294% | 0.009612% | 0.006814% | 0.00883% | 0.00883% | 0.006814% | 0.008925% | 0.006185% | 0.008925% | 0.005775% | 0.007931% | 0.008065% | 0.008065%
1707 | 0.008381% | 0.007742% | 0.007499% | 0.006212% | 0.009042% | 0.01301% | 0.009728% | 0.006108% | 0.009253% | 0.006108% | 0.009042% | 0.006212% | 0.009042% | 0.006148% | 0.008218% | 0.006212% | 0.009042% | 0.01301% | 0.009728% | 0.006108% | 0.009253% | 0.009253% | 0.006108% | 0.009042% | 0.006212% | 0.009042% | 0.006148% | 0.008218% | 0.008381% | 0.008381%
1708 | 0.00934% | 0.007717% | 0.007589% | 0.006406% | 0.009562% | 0.01304% | 0.0101% | 0.00608% | 0.009779% | 0.00608% | 0.009562% | 0.006406% | 0.009562% | 0.006634% | 0.00893% | 0.006406% | 0.009562% | 0.01304% | 0.0101% | 0.00608% | 0.009779% | 0.009779% | 0.00608% | 0.009562% | 0.006406% | 0.009562% | 0.006634% | 0.00893% | 0.00934% | 0.00934%
1709 | 0.01153% | 0.008154% | 0.007733% | 0.007373% | 0.01046% | 0.01289% | 0.01095% | 0.007058% | 0.01043% | 0.007058% | 0.01046% | 0.007373% | 0.01046% | 0.007429% | 0.01034% | 0.007373% | 0.01046% | 0.01289% | 0.01095% | 0.007058% | 0.01043% | 0.01043% | 0.007058% | 0.01046% | 0.007373% | 0.01046% | 0.007429% | 0.01034% | 0.01153% | 0.01153%
1710 | 0.01786% | 0.008305% | 0.01476% | 0.008281% | 0.01205% | 0.01312% | 0.01246% | 0.008822% | 0.01198% | 0.008822% | 0.01205% | 0.008281% | 0.01205% | 0.009107% | 0.01281% | 0.008281% | 0.01205% | 0.01312% | 0.01246% | 0.008822% | 0.01198% | 0.01198% | 0.008822% | 0.01205% | 0.008281% | 0.01205% | 0.009107% | 0.01281% | 0.01786% | 0.01786%
1711 | 0.0177% | 0.009244% | 0.01648% | 0.00912% | 0.01293% | 0.01241% | 0.01249% | 0.01099% | 0.01282% | 0.01099% | 0.01293% | 0.00912% | 0.01293% | 0.01037% | 0.01375% | 0.00912% | 0.01293% | 0.01241% | 0.01249% | 0.01099% | 0.01282% | 0.01282% | 0.01099% | 0.01293% | 0.00912% | 0.01293% | 0.01037% | 0.01375% | 0.0177% | 0.0177%
1712 | 0.01881% | 0.01214% | 0.01774% | 0.01098% | 0.01396% | 0.01174% | 0.01329% | 0.01319% | 0.01361% | 0.01319% | 0.01396% | 0.01098% | 0.01396% | 0.01276% | 0.01557% | 0.01098% | 0.01396% | 0.01174% | 0.01329% | 0.01319% | 0.01361% | 0.01361% | 0.01319% | 0.01396% | 0.01098% | 0.01396% | 0.01276% | 0.01557% | 0.01881% | 0.01881%
1713 | 0.0198% | 0.01522% | 0.01813% | 0.01227% | 0.01496% | 0.01116% | 0.01443% | 0.01339% | 0.01451% | 0.01339% | 0.01496% | 0.01227% | 0.01496% | 0.01383% | 0.01746% | 0.01227% | 0.01496% | 0.01116% | 0.01443% | 0.01339% | 0.01451% | 0.01451% | 0.01339% | 0.01496% | 0.01227% | 0.01496% | 0.01383% | 0.01746% | 0.0198% | 0.0198%
1714 | 0.02052% | 0.01781% | 0.01879% | 0.0131% | 0.01558% | 0.01088% | 0.01531% | 0.01374% | 0.01513% | 0.01374% | 0.01558% | 0.0131% | 0.01558% | 0.01422% | 0.01882% | 0.0131% | 0.01558% | 0.01088% | 0.01531% | 0.01374% | 0.01513% | 0.01513% | 0.01374% | 0.01558% | 0.0131% | 0.01558% | 0.01422% | 0.01882% | 0.02052% | 0.02052%
1715 | 0.02155% | 0.0189% | 0.01939% | 0.01395% | 0.01565% | 0.01055% | 0.01572% | 0.01376% | 0.0154% | 0.01376% | 0.01565% | 0.01395% | 0.01565% | 0.01458% | 0.01973% | 0.01395% | 0.01565% | 0.01055% | 0.01572% | 0.01376% | 0.0154% | 0.0154% | 0.01376% | 0.01565% | 0.01395% | 0.01565% | 0.01458% | 0.01973% | 0.02155% | 0.02155%
1716 | 0.02201% | 0.01889% | 0.02017% | 0.01479% | 0.01526% | 0.009799% | 0.01564% | 0.01313% | 0.01533% | 0.01313% | 0.01526% | 0.01479% | 0.01526% | 0.01493% | 0.02011% | 0.01479% | 0.01526% | 0.009799% | 0.01564% | 0.01313% | 0.01533% | 0.01533% | 0.01313% | 0.01526% | 0.01479% | 0.01526% | 0.01493% | 0.02011% | 0.02201% | 0.02201%
1717 | 0.02106% | 0.01816% | 0.02053% | 0.01535% | 0.01442% | 0.008656% | 0.01522% | 0.01247% | 0.01488% | 0.01247% | 0.01442% | 0.01535% | 0.01442% | 0.01524% | 0.02009% | 0.01535% | 0.01442% | 0.008656% | 0.01522% | 0.01247% | 0.01488% | 0.01488% | 0.01247% | 0.01442% | 0.01535% | 0.01442% | 0.01524% | 0.02009% | 0.02106% | 0.02106%
1718 | 0.01908% | 0.01565% | 0.01969% | 0.01562% | 0.0134% | 0.007733% | 0.0144% | 0.01217% | 0.01412% | 0.01217% | 0.0134% | 0.01562% | 0.0134% | 0.01535% | 0.01976% | 0.01562% | 0.0134% | 0.007733% | 0.0144% | 0.01217% | 0.01412% | 0.01412% | 0.01217% | 0.0134% | 0.01562% | 0.0134% | 0.01535% | 0.01976% | 0.01908% | 0.01908%
1719 | 0.01706% | 0.01327% | 0.01929% | 0.01568% | 0.01251% | 0.007286% | 0.01318% | 0.01242% | 0.01346% | 0.01242% | 0.01251% | 0.01568% | 0.01251% | 0.01516% | 0.01872% | 0.01568% | 0.01251% | 0.007286% | 0.01318% | 0.01242% | 0.01346% | 0.01346% | 0.01242% | 0.01251% | 0.01568% | 0.01251% | 0.01516% | 0.01872% | 0.01706% | 0.01706%
1720 | 0.01528% | 0.01188% | 0.01773% | 0.01568% | 0.0119% | 0.007412% | 0.01187% | 0.01084% | 0.01313% | 0.01084% | 0.0119% | 0.01568% | 0.0119% | 0.01471% | 0.01662% | 0.01568% | 0.0119% | 0.007412% | 0.01187% | 0.01084% | 0.01313% | 0.01313% | 0.01084% | 0.0119% | 0.01568% | 0.0119% | 0.01471% | 0.01662% | 0.01528% | 0.01528%
1721 | 0.01306% | 0.009967% | 0.01686% | 0.01522% | 0.01107% | 0.007905% | 0.01081% | 0.01086% | 0.01246% | 0.01086% | 0.01107% | 0.01522% | 0.01107% | 0.01388% | 0.0139% | 0.01522% | 0.01107% | 0.007905% | 0.01081% | 0.01086% | 0.01246% | 0.01246% | 0.01086% | 0.01107% | 0.01522% | 0.01107% | 0.01388% | 0.0139% | 0.01306% | 0.01306%
1722 | 0.01101% | 0.008981% | 0.01616% | 0.01443% | 0.01% | 0.009276% | 0.01039% | 0.01045% | 0.01107% | 0.01045% | 0.01% | 0.01443% | 0.01% | 0.01318% | 0.01157% | 0.01443% | 0.01% | 0.009276% | 0.01039% | 0.01045% | 0.01107% | 0.01107% | 0.01045% | 0.01% | 0.01443% | 0.01% | 0.01318% | 0.01157% | 0.01101% | 0.01101%
1723 | 0.01106% | 0.00868% | 0.01442% | 0.01424% | 0.009823% | 0.01146% | 0.01153% | 0.01047% | 0.01011% | 0.01047% | 0.009823% | 0.01424% | 0.009823% | 0.01359% | 0.01171% | 0.01424% | 0.009823% | 0.01146% | 0.01153% | 0.01047% | 0.01011% | 0.01011% | 0.01047% | 0.009823% | 0.01424% | 0.009823% | 0.01359% | 0.01171% | 0.01106% | 0.01106%
1724 | 0.01031% | 0.008362% | 0.01036% | 0.01309% | 0.009245% | 0.01198% | 0.0109% | 0.01045% | 0.009311% | 0.01045% | 0.009245% | 0.01309% | 0.009245% | 0.01271% | 0.01037% | 0.01309% | 0.009245% | 0.01198% | 0.0109% | 0.01045% | 0.009311% | 0.009311% | 0.01045% | 0.009245% | 0.01309% | 0.009245% | 0.01271% | 0.01037% | 0.01031% | 0.01031%
1725 | 0.007616% | 0.008199% | 0.00753% | 0.0114% | 0.008866% | 0.01229% | 0.01029% | 0.0106% | 0.008853% | 0.0106% | 0.008866% | 0.0114% | 0.008866% | 0.01089% | 0.009505% | 0.0114% | 0.008866% | 0.01229% | 0.01029% | 0.0106% | 0.008853% | 0.008853% | 0.0106% | 0.008866% | 0.0114% | 0.008866% | 0.01089% | 0.009505% | 0.007616% | 0.007616%
1726 | 0.007475% | 0.00816% | 0.00696% | 0.009063% | 0.00872% | 0.01248% | 0.009691% | 0.01084% | 0.008658% | 0.01084% | 0.00872% | 0.009063% | 0.00872% | 0.007832% | 0.008829% | 0.009063% | 0.00872% | 0.01248% | 0.009691% | 0.01084% | 0.008658% | 0.008658% | 0.01084% | 0.00872% | 0.009063% | 0.00872% | 0.007832% | 0.008829% | 0.007475% | 0.007475%
1727 | 0.007403% | 0.008074% | 0.006965% | 0.007499% | 0.008635% | 0.01258% | 0.009356% | 0.01073% | 0.008545% | 0.01073% | 0.008635% | 0.007499% | 0.008635% | 0.00587% | 0.008306% | 0.007499% | 0.008635% | 0.01258% | 0.009356% | 0.01073% | 0.008545% | 0.008545% | 0.01073% | 0.008635% | 0.007499% | 0.008635% | 0.00587% | 0.008306% | 0.007403% | 0.007403%
1728 | 0.007624% | 0.007917% | 0.007051% | 0.006651% | 0.008679% | 0.01271% | 0.009306% | 0.008972% | 0.008445% | 0.008972% | 0.008679% | 0.006651% | 0.008679% | 0.00552% | 0.007819% | 0.006651% | 0.008679% | 0.01271% | 0.009306% | 0.008972% | 0.008445% | 0.008445% | 0.008972% | 0.008679% | 0.006651% | 0.008679% | 0.00552% | 0.007819% | 0.007624% | 0.007624%
1729 | 0.007577% | 0.007913% | 0.007127% | 0.006118% | 0.008548% | 0.0127% | 0.009199% | 0.007569% | 0.008327% | 0.007569% | 0.008548% | 0.006118% | 0.008548% | 0.005438% | 0.007568% | 0.006118% | 0.008548% | 0.0127% | 0.009199% | 0.007569% | 0.008327% | 0.008327% | 0.007569% | 0.008548% | 0.006118% | 0.008548% | 0.005438% | 0.007568% | 0.007577% | 0.007577%
1730 | 0.007636% | 0.007881% | 0.007065% | 0.005989% | 0.008589% | 0.01273% | 0.009274% | 0.006602% | 0.008471% | 0.006602% | 0.008589% | 0.005989% | 0.008589% | 0.005526% | 0.007653% | 0.005989% | 0.008589% | 0.01273% | 0.009274% | 0.006602% | 0.008471% | 0.008471% | 0.006602% | 0.008589% | 0.005989% | 0.008589% | 0.005526% | 0.007653% | 0.007636% | 0.007636%
1731 | 0.007943% | 0.007831% | 0.007049% | 0.005991% | 0.008695% | 0.01279% | 0.009403% | 0.005867% | 0.008883% | 0.005867% | 0.008695% | 0.005991% | 0.008695% | 0.005877% | 0.007977% | 0.005991% | 0.008695% | 0.01279% | 0.009403% | 0.005867% | 0.008883% | 0.008883% | 0.005867% | 0.008695% | 0.005991% | 0.008695% | 0.005877% | 0.007977% | 0.007943% | 0.007943%
1732 | 0.008906% | 0.007779% | 0.007147% | 0.006173% | 0.009272% | 0.01286% | 0.009792% | 0.005877% | 0.009525% | 0.005877% | 0.009272% | 0.006173% | 0.009272% | 0.006386% | 0.008756% | 0.006173% | 0.009272% | 0.01286% | 0.009792% | 0.005877% | 0.009525% | 0.009525% | 0.005877% | 0.009272% | 0.006173% | 0.009272% | 0.006386% | 0.008756% | 0.008906% | 0.008906%
1733 | 0.0111% | 0.008327% | 0.007373% | 0.007135% | 0.01029% | 0.01286% | 0.01069% | 0.006994% | 0.01036% | 0.006994% | 0.01029% | 0.007135% | 0.01029% | 0.007182% | 0.01023% | 0.007135% | 0.01029% | 0.01286% | 0.01069% | 0.006994% | 0.01036% | 0.01036% | 0.006994% | 0.01029% | 0.007135% | 0.01029% | 0.007182% | 0.01023% | 0.0111% | 0.0111%
1734 | 0.01756% | 0.008368% | 0.01409% | 0.007991% | 0.01186% | 0.01317% | 0.01221% | 0.008775% | 0.01187% | 0.008775% | 0.01186% | 0.007991% | 0.01186% | 0.008819% | 0.0127% | 0.007991% | 0.01186% | 0.01317% | 0.01221% | 0.008775% | 0.01187% | 0.01187% | 0.008775% | 0.01186% | 0.007991% | 0.01186% | 0.008819% | 0.0127% | 0.01756% | 0.01756%
1735 | 0.01766% | 0.009276% | 0.01612% | 0.008742% | 0.01276% | 0.01243% | 0.01223% | 0.01089% | 0.0128% | 0.01089% | 0.01276% | 0.008742% | 0.01276% | 0.01007% | 0.01359% | 0.008742% | 0.01276% | 0.01243% | 0.01223% | 0.01089% | 0.0128% | 0.0128% | 0.01089% | 0.01276% | 0.008742% | 0.01276% | 0.01007% | 0.01359% | 0.01766% | 0.01766%
1736 | 0.01905% | 0.01222% | 0.01772% | 0.01075% | 0.01391% | 0.01178% | 0.01328% | 0.01323% | 0.01367% | 0.01323% | 0.01391% | 0.01075% | 0.01391% | 0.0127% | 0.01562% | 0.01075% | 0.01391% | 0.01178% | 0.01328% | 0.01323% | 0.01367% | 0.01367% | 0.01323% | 0.01391% | 0.01075% | 0.01391% | 0.0127% | 0.01562% | 0.01905% | 0.01905%
1737 | 0.01987% | 0.01522% | 0.01807% | 0.01219% | 0.01498% | 0.01113% | 0.01443% | 0.01353% | 0.0146% | 0.01353% | 0.01498% | 0.01219% | 0.01498% | 0.01387% | 0.01751% | 0.01219% | 0.01498% | 0.01113% | 0.01443% | 0.01353% | 0.0146% | 0.0146% | 0.01353% | 0.01498% | 0.01219% | 0.01498% | 0.01387% | 0.01751% | 0.01987% | 0.01987%
1738 | 0.02034% | 0.01785% | 0.01873% | 0.01308% | 0.01562% | 0.01089% | 0.01536% | 0.01375% | 0.01498% | 0.01375% | 0.01562% | 0.01308% | 0.01562% | 0.01426% | 0.01891% | 0.01308% | 0.01562% | 0.01089% | 0.01536% | 0.01375% | 0.01498% | 0.01498% | 0.01375% | 0.01562% | 0.01308% | 0.01562% | 0.01426% | 0.01891% | 0.02034% | 0.02034%
1739 | 0.02042% | 0.01898% | 0.01903% | 0.01376% | 0.01551% | 0.01064% | 0.01577% | 0.01336% | 0.01477% | 0.01336% | 0.01551% | 0.01376% | 0.01551% | 0.0145% | 0.01982% | 0.01376% | 0.01551% | 0.01064% | 0.01577% | 0.01336% | 0.01477% | 0.01477% | 0.01336% | 0.01551% | 0.01376% | 0.01551% | 0.0145% | 0.01982% | 0.02042% | 0.02042%
1740 | 0.01985% | 0.01886% | 0.01948% | 0.01434% | 0.01493% | 0.01019% | 0.01567% | 0.01258% | 0.0143% | 0.01258% | 0.01493% | 0.01434% | 0.01493% | 0.01479% | 0.02018% | 0.01434% | 0.01493% | 0.01019% | 0.01567% | 0.01258% | 0.0143% | 0.0143% | 0.01258% | 0.01493% | 0.01434% | 0.01493% | 0.01479% | 0.02018% | 0.01985% | 0.01985%
1741 | 0.0184% | 0.01816% | 0.01965% | 0.01472% | 0.01392% | 0.009525% | 0.01521% | 0.01189% | 0.01358% | 0.01189% | 0.01392% | 0.01472% | 0.01392% | 0.01505% | 0.02012% | 0.01472% | 0.01392% | 0.009525% | 0.01521% | 0.01189% | 0.01358% | 0.01358% | 0.01189% | 0.01392% | 0.01472% | 0.01392% | 0.01505% | 0.02012% | 0.0184% | 0.0184%
1742 | 0.01626% | 0.0155% | 0.01871% | 0.01489% | 0.01274% | 0.008471% | 0.01434% | 0.01144% | 0.0126% | 0.01144% | 0.01274% | 0.01489% | 0.01274% | 0.01512% | 0.01976% | 0.01489% | 0.01274% | 0.008471% | 0.01434% | 0.01144% | 0.0126% | 0.0126% | 0.01144% | 0.01274% | 0.01489% | 0.01274% | 0.01512% | 0.01976% | 0.01626% | 0.01626%
1743 | 0.01406% | 0.01271% | 0.01792% | 0.01474% | 0.01162% | 0.007801% | 0.01295% | 0.01161% | 0.0117% | 0.01161% | 0.01162% | 0.01474% | 0.01162% | 0.01477% | 0.01866% | 0.01474% | 0.01162% | 0.007801% | 0.01295% | 0.01161% | 0.0117% | 0.0117% | 0.01161% | 0.01162% | 0.01474% | 0.01162% | 0.01477% | 0.01866% | 0.01406% | 0.01406%
1744 | 0.01193% | 0.01113% | 0.01601% | 0.01445% | 0.01065% | 0.007754% | 0.01145% | 0.009707% | 0.011% | 0.009707% | 0.01065% | 0.01445% | 0.01065% | 0.01413% | 0.01651% | 0.01445% | 0.01065% | 0.007754% | 0.01145% | 0.009707% | 0.011% | 0.011% | 0.009707% | 0.01065% | 0.01445% | 0.01065% | 0.01413% | 0.01651% | 0.01193% | 0.01193%
1745 | 0.01023% | 0.009142% | 0.01537% | 0.01407% | 0.009826% | 0.008088% | 0.01033% | 0.009597% | 0.01039% | 0.009597% | 0.009826% | 0.01407% | 0.009826% | 0.01332% | 0.01379% | 0.01407% | 0.009826% | 0.008088% | 0.01033% | 0.009597% | 0.01039% | 0.01039% | 0.009597% | 0.009826% | 0.01407% | 0.009826% | 0.01332% | 0.01379% | 0.01023% | 0.01023%
1746 | 0.009322% | 0.008404% | 0.01541% | 0.01377% | 0.009375% | 0.009257% | 0.01008% | 0.009616% | 0.009898% | 0.009616% | 0.009375% | 0.01377% | 0.009375% | 0.01283% | 0.0115% | 0.01377% | 0.009375% | 0.009257% | 0.01008% | 0.009616% | 0.009898% | 0.009898% | 0.009616% | 0.009375% | 0.01377% | 0.009375% | 0.01283% | 0.0115% | 0.009322% | 0.009322%
1747 | 0.01011% | 0.008245% | 0.0143% | 0.01392% | 0.00956% | 0.0113% | 0.01137% | 0.009897% | 0.009548% | 0.009897% | 0.00956% | 0.01392% | 0.00956% | 0.01338% | 0.01166% | 0.01392% | 0.00956% | 0.0113% | 0.01137% | 0.009897% | 0.009548% | 0.009548% | 0.009897% | 0.00956% | 0.01392% | 0.00956% | 0.01338% | 0.01166% | 0.01011% | 0.01011%
1748 | 0.009848% | 0.008024% | 0.01068% | 0.01296% | 0.009068% | 0.01157% | 0.01082% | 0.01003% | 0.008991% | 0.01003% | 0.009068% | 0.01296% | 0.009068% | 0.0126% | 0.01033% | 0.01296% | 0.009068% | 0.01157% | 0.01082% | 0.01003% | 0.008991% | 0.008991% | 0.01003% | 0.009068% | 0.01296% | 0.009068% | 0.0126% | 0.01033% | 0.009848% | 0.009848%
1749 | 0.007421% | 0.007902% | 0.007436% | 0.01144% | 0.008782% | 0.01181% | 0.01022% | 0.01038% | 0.008722% | 0.01038% | 0.008782% | 0.01144% | 0.008782% | 0.01093% | 0.009442% | 0.01144% | 0.008782% | 0.01181% | 0.01022% | 0.01038% | 0.008722% | 0.008722% | 0.01038% | 0.008782% | 0.01144% | 0.008782% | 0.01093% | 0.009442% | 0.007421% | 0.007421%
1750 | 0.00735% | 0.007876% | 0.006956% | 0.009168% | 0.008709% | 0.012% | 0.009613% | 0.01062% | 0.008623% | 0.01062% | 0.008709% | 0.009168% | 0.008709% | 0.007922% | 0.008732% | 0.009168% | 0.008709% | 0.012% | 0.009613% | 0.01062% | 0.008623% | 0.008623% | 0.01062% | 0.008709% | 0.009168% | 0.008709% | 0.007922% | 0.008732% | 0.00735% | 0.00735%
1751 | 0.007314% | 0.007851% | 0.007009% | 0.007582% | 0.008698% | 0.0121% | 0.009309% | 0.01059% | 0.008632% | 0.01059% | 0.008698% | 0.007582% | 0.008698% | 0.005886% | 0.008222% | 0.007582% | 0.008698% | 0.0121% | 0.009309% | 0.01059% | 0.008632% | 0.008632% | 0.01059% | 0.008698% | 0.007582% | 0.008698% | 0.005886% | 0.008222% | 0.007314% | 0.007314%
1752 | 0.007448% | 0.007834% | 0.007027% | 0.006642% | 0.008662% | 0.01225% | 0.009182% | 0.009088% | 0.00856% | 0.009088% | 0.008662% | 0.006642% | 0.008662% | 0.005412% | 0.00768% | 0.006642% | 0.008662% | 0.01225% | 0.009182% | 0.009088% | 0.00856% | 0.00856% | 0.009088% | 0.008662% | 0.006642% | 0.008662% | 0.005412% | 0.00768% | 0.007448% | 0.007448%
1753 | 0.007517% | 0.007781% | 0.007222% | 0.006138% | 0.008662% | 0.01222% | 0.009144% | 0.007789% | 0.008629% | 0.007789% | 0.008662% | 0.006138% | 0.008662% | 0.005265% | 0.00748% | 0.006138% | 0.008662% | 0.01222% | 0.009144% | 0.007789% | 0.008629% | 0.008629% | 0.007789% | 0.008662% | 0.006138% | 0.008662% | 0.005265% | 0.00748% | 0.007517% | 0.007517%
1754 | 0.007566% | 0.007755% | 0.007191% | 0.005999% | 0.008634% | 0.01232% | 0.009208% | 0.006777% | 0.00881% | 0.006777% | 0.008634% | 0.005999% | 0.008634% | 0.005356% | 0.007543% | 0.005999% | 0.008634% | 0.01232% | 0.009208% | 0.006777% | 0.00881% | 0.00881% | 0.006777% | 0.008634% | 0.005999% | 0.008634% | 0.005356% | 0.007543% | 0.007566% | 0.007566%
1755 | 0.007924% | 0.007709% | 0.0072% | 0.006001% | 0.008746% | 0.01236% | 0.009311% | 0.006057% | 0.009228% | 0.006057% | 0.008746% | 0.006001% | 0.008746% | 0.0057% | 0.007806% | 0.006001% | 0.008746% | 0.01236% | 0.009311% | 0.006057% | 0.009228% | 0.009228% | 0.006057% | 0.008746% | 0.006001% | 0.008746% | 0.0057% | 0.007806% | 0.007924% | 0.007924%
1756 | 0.008775% | 0.0077% | 0.007269% | 0.006179% | 0.009235% | 0.0124% | 0.009639% | 0.005979% | 0.009757% | 0.005979% | 0.009235% | 0.006179% | 0.009235% | 0.006134% | 0.0085% | 0.006179% | 0.009235% | 0.0124% | 0.009639% | 0.005979% | 0.009757% | 0.009757% | 0.005979% | 0.009235% | 0.006179% | 0.009235% | 0.006134% | 0.0085% | 0.008775% | 0.008775%
1757 | 0.01092% | 0.008252% | 0.007482% | 0.007111% | 0.01021% | 0.01231% | 0.01048% | 0.006992% | 0.01047% | 0.006992% | 0.01021% | 0.007111% | 0.01021% | 0.006889% | 0.009933% | 0.007111% | 0.01021% | 0.01231% | 0.01048% | 0.006992% | 0.01047% | 0.01047% | 0.006992% | 0.01021% | 0.007111% | 0.01021% | 0.006889% | 0.009933% | 0.01092% | 0.01092%
1758 | 0.01716% | 0.008336% | 0.01421% | 0.008019% | 0.01183% | 0.01266% | 0.01201% | 0.008762% | 0.01206% | 0.008762% | 0.01183% | 0.008019% | 0.01183% | 0.008556% | 0.01243% | 0.008019% | 0.01183% | 0.01266% | 0.01201% | 0.008762% | 0.01206% | 0.01206% | 0.008762% | 0.01183% | 0.008019% | 0.01183% | 0.008556% | 0.01243% | 0.01716% | 0.01716%
1759 | 0.01681% | 0.009253% | 0.01587% | 0.008651% | 0.01255% | 0.01184% | 0.01178% | 0.01078% | 0.01277% | 0.01078% | 0.01255% | 0.008651% | 0.01255% | 0.009658% | 0.01303% | 0.008651% | 0.01255% | 0.01184% | 0.01178% | 0.01078% | 0.01277% | 0.01277% | 0.01078% | 0.01255% | 0.008651% | 0.01255% | 0.009658% | 0.01303% | 0.01681% | 0.01681%
1760 | 0.01837% | 0.0121% | 0.01758% | 0.01076% | 0.01374% | 0.01137% | 0.01303% | 0.01313% | 0.01357% | 0.01313% | 0.01374% | 0.01076% | 0.01374% | 0.01235% | 0.01543% | 0.01076% | 0.01374% | 0.01137% | 0.01303% | 0.01313% | 0.01357% | 0.01357% | 0.01313% | 0.01374% | 0.01076% | 0.01374% | 0.01235% | 0.01543% | 0.01837% | 0.01837%
1761 | 0.01944% | 0.01522% | 0.01801% | 0.01213% | 0.01482% | 0.011% | 0.0143% | 0.01343% | 0.01449% | 0.01343% | 0.01482% | 0.01213% | 0.01482% | 0.01343% | 0.01745% | 0.01213% | 0.01482% | 0.011% | 0.0143% | 0.01343% | 0.01449% | 0.01449% | 0.01343% | 0.01482% | 0.01213% | 0.01482% | 0.01343% | 0.01745% | 0.01944% | 0.01944%
1762 | 0.02018% | 0.018% | 0.01877% | 0.01302% | 0.01554% | 0.01091% | 0.01532% | 0.0137% | 0.01502% | 0.0137% | 0.01554% | 0.01302% | 0.01554% | 0.01374% | 0.01888% | 0.01302% | 0.01554% | 0.01091% | 0.01532% | 0.0137% | 0.01502% | 0.01502% | 0.0137% | 0.01554% | 0.01302% | 0.01554% | 0.01374% | 0.01888% | 0.02018% | 0.02018%
1763 | 0.02044% | 0.01912% | 0.01912% | 0.01369% | 0.01558% | 0.01068% | 0.01578% | 0.01338% | 0.01504% | 0.01338% | 0.01558% | 0.01369% | 0.01558% | 0.01392% | 0.01979% | 0.01369% | 0.01558% | 0.01068% | 0.01578% | 0.01338% | 0.01504% | 0.01504% | 0.01338% | 0.01558% | 0.01369% | 0.01558% | 0.01392% | 0.01979% | 0.02044% | 0.02044%
1764 | 0.02013% | 0.0191% | 0.01971% | 0.01427% | 0.01524% | 0.01004% | 0.01575% | 0.01261% | 0.01498% | 0.01261% | 0.01524% | 0.01427% | 0.01524% | 0.01415% | 0.02017% | 0.01427% | 0.01524% | 0.01004% | 0.01575% | 0.01261% | 0.01498% | 0.01498% | 0.01261% | 0.01524% | 0.01427% | 0.01524% | 0.01415% | 0.02017% | 0.02013% | 0.02013%
1765 | 0.01952% | 0.01857% | 0.0204% | 0.0149% | 0.01451% | 0.009194% | 0.01543% | 0.01203% | 0.01467% | 0.01203% | 0.01451% | 0.0149% | 0.01451% | 0.01457% | 0.02019% | 0.0149% | 0.01451% | 0.009194% | 0.01543% | 0.01203% | 0.01467% | 0.01467% | 0.01203% | 0.01451% | 0.0149% | 0.01451% | 0.01457% | 0.02019% | 0.01952% | 0.01952%
1766 | 0.0183% | 0.01609% | 0.02002% | 0.01541% | 0.01342% | 0.008313% | 0.01461% | 0.01177% | 0.01377% | 0.01177% | 0.01342% | 0.01541% | 0.01342% | 0.0149% | 0.01985% | 0.01541% | 0.01342% | 0.008313% | 0.01461% | 0.01177% | 0.01377% | 0.01377% | 0.01177% | 0.01342% | 0.01541% | 0.01342% | 0.0149% | 0.01985% | 0.0183% | 0.0183%
1767 | 0.0164% | 0.01349% | 0.01943% | 0.01551% | 0.01243% | 0.007843% | 0.01331% | 0.01209% | 0.01305% | 0.01209% | 0.01243% | 0.01551% | 0.01243% | 0.01488% | 0.01876% | 0.01551% | 0.01243% | 0.007843% | 0.01331% | 0.01209% | 0.01305% | 0.01305% | 0.01209% | 0.01243% | 0.01551% | 0.01243% | 0.01488% | 0.01876% | 0.0164% | 0.0164%
1768 | 0.01363% | 0.01189% | 0.01711% | 0.01519% | 0.01131% | 0.007872% | 0.01174% | 0.01002% | 0.01205% | 0.01002% | 0.01131% | 0.01519% | 0.01131% | 0.01441% | 0.01658% | 0.01519% | 0.01131% | 0.007872% | 0.01174% | 0.01002% | 0.01205% | 0.01205% | 0.01002% | 0.01131% | 0.01519% | 0.01131% | 0.01441% | 0.01658% | 0.01363% | 0.01363%
1769 | 0.01116% | 0.009851% | 0.01578% | 0.01462% | 0.01032% | 0.008303% | 0.01055% | 0.009753% | 0.01118% | 0.009753% | 0.01032% | 0.01462% | 0.01032% | 0.01366% | 0.01383% | 0.01462% | 0.01032% | 0.008303% | 0.01055% | 0.009753% | 0.01118% | 0.01118% | 0.009753% | 0.01032% | 0.01462% | 0.01032% | 0.01366% | 0.01383% | 0.01116% | 0.01116%
1770 | 0.009586% | 0.008927% | 0.01525% | 0.0141% | 0.009607% | 0.009273% | 0.01016% | 0.00973% | 0.01029% | 0.00973% | 0.009607% | 0.0141% | 0.009607% | 0.01311% | 0.01148% | 0.0141% | 0.009607% | 0.009273% | 0.01016% | 0.00973% | 0.01029% | 0.01029% | 0.00973% | 0.009607% | 0.0141% | 0.009607% | 0.01311% | 0.01148% | 0.009586% | 0.009586%
1771 | 0.01003% | 0.008641% | 0.01393% | 0.0141% | 0.009664% | 0.01115% | 0.01133% | 0.009894% | 0.009754% | 0.009894% | 0.009664% | 0.0141% | 0.009664% | 0.01361% | 0.01159% | 0.0141% | 0.009664% | 0.01115% | 0.01133% | 0.009894% | 0.009754% | 0.009754% | 0.009894% | 0.009664% | 0.0141% | 0.009664% | 0.01361% | 0.01159% | 0.01003% | 0.01003%
1772 | 0.009743% | 0.008391% | 0.0102% | 0.01309% | 0.009166% | 0.01152% | 0.01079% | 0.009962% | 0.00911% | 0.009962% | 0.009166% | 0.01309% | 0.009166% | 0.0128% | 0.0103% | 0.01309% | 0.009166% | 0.01152% | 0.01079% | 0.009962% | 0.00911% | 0.00911% | 0.009962% | 0.009166% | 0.01309% | 0.009166% | 0.0128% | 0.0103% | 0.009743% | 0.009743%
1773 | 0.007502% | 0.008201% | 0.007438% | 0.01143% | 0.00882% | 0.01169% | 0.01017% | 0.01028% | 0.008759% | 0.01028% | 0.00882% | 0.01143% | 0.00882% | 0.01096% | 0.009425% | 0.01143% | 0.00882% | 0.01169% | 0.01017% | 0.01028% | 0.008759% | 0.008759% | 0.01028% | 0.00882% | 0.01143% | 0.00882% | 0.01096% | 0.009425% | 0.007502% | 0.007502%
1774 | 0.00736% | 0.008185% | 0.006912% | 0.00907% | 0.008682% | 0.01182% | 0.009558% | 0.01061% | 0.008666% | 0.01061% | 0.008682% | 0.00907% | 0.008682% | 0.007802% | 0.008718% | 0.00907% | 0.008682% | 0.01182% | 0.009558% | 0.01061% | 0.008666% | 0.008666% | 0.01061% | 0.008682% | 0.00907% | 0.008682% | 0.007802% | 0.008718% | 0.00736% | 0.00736%
1775 | 0.007304% | 0.008126% | 0.006957% | 0.007479% | 0.008599% | 0.01186% | 0.009227% | 0.01063% | 0.008586% | 0.01063% | 0.008599% | 0.007479% | 0.008599% | 0.005692% | 0.008175% | 0.007479% | 0.008599% | 0.01186% | 0.009227% | 0.01063% | 0.008586% | 0.008586% | 0.01063% | 0.008599% | 0.007479% | 0.008599% | 0.005692% | 0.008175% | 0.007304% | 0.007304%
1776 | 0.007433% | 0.007983% | 0.006997% | 0.006573% | 0.008593% | 0.01196% | 0.009091% | 0.008996% | 0.008543% | 0.008996% | 0.008593% | 0.006573% | 0.008593% | 0.005228% | 0.0076% | 0.006573% | 0.008593% | 0.01196% | 0.009091% | 0.008996% | 0.008543% | 0.008543% | 0.008996% | 0.008593% | 0.006573% | 0.008593% | 0.005228% | 0.0076% | 0.007433% | 0.007433%
1777 | 0.007501% | 0.007971% | 0.007129% | 0.006095% | 0.008528% | 0.01198% | 0.009028% | 0.0076% | 0.008405% | 0.0076% | 0.008528% | 0.006095% | 0.008528% | 0.005212% | 0.007368% | 0.006095% | 0.008528% | 0.01198% | 0.009028% | 0.0076% | 0.008405% | 0.008405% | 0.0076% | 0.008528% | 0.006095% | 0.008528% | 0.005212% | 0.007368% | 0.007501% | 0.007501%
1778 | 0.007499% | 0.007892% | 0.007069% | 0.005955% | 0.008544% | 0.01206% | 0.009076% | 0.006617% | 0.008547% | 0.006617% | 0.008544% | 0.005955% | 0.008544% | 0.005298% | 0.007434% | 0.005955% | 0.008544% | 0.01206% | 0.009076% | 0.006617% | 0.008547% | 0.008547% | 0.006617% | 0.008544% | 0.005955% | 0.008544% | 0.005298% | 0.007434% | 0.007499% | 0.007499%
1779 | 0.007833% | 0.007849% | 0.007067% | 0.00595% | 0.008643% | 0.01213% | 0.009202% | 0.005866% | 0.008946% | 0.005866% | 0.008643% | 0.00595% | 0.008643% | 0.005656% | 0.007739% | 0.00595% | 0.008643% | 0.01213% | 0.009202% | 0.005866% | 0.008946% | 0.008946% | 0.005866% | 0.008643% | 0.00595% | 0.008643% | 0.005656% | 0.007739% | 0.007833% | 0.007833%
1780 | 0.008822% | 0.007821% | 0.007145% | 0.006115% | 0.009166% | 0.01221% | 0.009532% | 0.005801% | 0.009584% | 0.005801% | 0.009166% | 0.006115% | 0.009166% | 0.006096% | 0.008461% | 0.006115% | 0.009166% | 0.01221% | 0.009532% | 0.005801% | 0.009584% | 0.009584% | 0.005801% | 0.009166% | 0.006115% | 0.009166% | 0.006096% | 0.008461% | 0.008822% | 0.008822%
1781 | 0.01099% | 0.008387% | 0.007371% | 0.007047% | 0.01016% | 0.01219% | 0.01037% | 0.006866% | 0.01041% | 0.006866% | 0.01016% | 0.007047% | 0.01016% | 0.006851% | 0.009921% | 0.007047% | 0.01016% | 0.01219% | 0.01037% | 0.006866% | 0.01041% | 0.01041% | 0.006866% | 0.01016% | 0.007047% | 0.01016% | 0.006851% | 0.009921% | 0.01099% | 0.01099%
1782 | 0.01697% | 0.008481% | 0.01358% | 0.007908% | 0.01179% | 0.0126% | 0.01186% | 0.008629% | 0.01199% | 0.008629% | 0.01179% | 0.007908% | 0.01179% | 0.00847% | 0.01243% | 0.007908% | 0.01179% | 0.0126% | 0.01186% | 0.008629% | 0.01199% | 0.01199% | 0.008629% | 0.01179% | 0.007908% | 0.01179% | 0.00847% | 0.01243% | 0.01697% | 0.01697%
1783 | 0.01702% | 0.009391% | 0.01542% | 0.008562% | 0.0126% | 0.01185% | 0.01172% | 0.01061% | 0.01297% | 0.01061% | 0.0126% | 0.008562% | 0.0126% | 0.009684% | 0.01309% | 0.008562% | 0.0126% | 0.01185% | 0.01172% | 0.01061% | 0.01297% | 0.01297% | 0.01061% | 0.0126% | 0.008562% | 0.0126% | 0.009684% | 0.01309% | 0.01702% | 0.01702%
1784 | 0.01882% | 0.01229% | 0.01723% | 0.01075% | 0.01408% | 0.01154% | 0.01311% | 0.01318% | 0.01417% | 0.01318% | 0.01408% | 0.01075% | 0.01408% | 0.01252% | 0.01549% | 0.01075% | 0.01408% | 0.01154% | 0.01311% | 0.01318% | 0.01417% | 0.01417% | 0.01318% | 0.01408% | 0.01075% | 0.01408% | 0.01252% | 0.01549% | 0.01882% | 0.01882%
1785 | 0.02024% | 0.01554% | 0.01792% | 0.01232% | 0.01553% | 0.01124% | 0.01454% | 0.01373% | 0.01555% | 0.01373% | 0.01553% | 0.01232% | 0.01553% | 0.01388% | 0.01751% | 0.01232% | 0.01553% | 0.01124% | 0.01454% | 0.01373% | 0.01555% | 0.01555% | 0.01373% | 0.01553% | 0.01232% | 0.01553% | 0.01388% | 0.01751% | 0.02024% | 0.02024%
1786 | 0.02147% | 0.01828% | 0.01904% | 0.01356% | 0.01653% | 0.01134% | 0.0157% | 0.01434% | 0.0163% | 0.01434% | 0.01653% | 0.01356% | 0.01653% | 0.01462% | 0.01895% | 0.01356% | 0.01653% | 0.01134% | 0.0157% | 0.01434% | 0.0163% | 0.0163% | 0.01434% | 0.01653% | 0.01356% | 0.01653% | 0.01462% | 0.01895% | 0.02147% | 0.02147%
1787 | 0.02249% | 0.01932% | 0.01992% | 0.01464% | 0.01675% | 0.01126% | 0.01632% | 0.01431% | 0.01644% | 0.01431% | 0.01675% | 0.01464% | 0.01675% | 0.01519% | 0.01989% | 0.01464% | 0.01675% | 0.01126% | 0.01632% | 0.01431% | 0.01644% | 0.01644% | 0.01431% | 0.01675% | 0.01464% | 0.01675% | 0.01519% | 0.01989% | 0.02249% | 0.02249%
1788 | 0.02245% | 0.01918% | 0.02057% | 0.01541% | 0.01631% | 0.01055% | 0.01629% | 0.01365% | 0.01626% | 0.01365% | 0.01631% | 0.01541% | 0.01631% | 0.01551% | 0.02024% | 0.01541% | 0.01631% | 0.01055% | 0.01629% | 0.01365% | 0.01626% | 0.01626% | 0.01365% | 0.01631% | 0.01541% | 0.01631% | 0.01551% | 0.02024% | 0.02245% | 0.02245%
1789 | 0.02101% | 0.01841% | 0.02053% | 0.01574% | 0.01532% | 0.009376% | 0.01582% | 0.01281% | 0.01567% | 0.01281% | 0.01532% | 0.01574% | 0.01532% | 0.01566% | 0.02018% | 0.01574% | 0.01532% | 0.009376% | 0.01582% | 0.01281% | 0.01567% | 0.01567% | 0.01281% | 0.01532% | 0.01574% | 0.01532% | 0.01566% | 0.02018% | 0.02101% | 0.02101%
1790 | 0.01869% | 0.01583% | 0.01927% | 0.01577% | 0.01394% | 0.008314% | 0.01482% | 0.01235% | 0.0145% | 0.01235% | 0.01394% | 0.01577% | 0.01394% | 0.01558% | 0.01978% | 0.01577% | 0.01394% | 0.008314% | 0.01482% | 0.01235% | 0.0145% | 0.0145% | 0.01235% | 0.01394% | 0.01577% | 0.01394% | 0.01558% | 0.01978% | 0.01869% | 0.01869%
1791 | 0.01648% | 0.01324% | 0.01831% | 0.01562% | 0.01283% | 0.007796% | 0.01342% | 0.01272% | 0.01369% | 0.01272% | 0.01283% | 0.01562% | 0.01283% | 0.01517% | 0.01868% | 0.01562% | 0.01283% | 0.007796% | 0.01342% | 0.01272% | 0.01369% | 0.01369% | 0.01272% | 0.01283% | 0.01562% | 0.01283% | 0.01517% | 0.01868% | 0.01648% | 0.01648%
1792 | 0.01424% | 0.01164% | 0.01636% | 0.01534% | 0.01205% | 0.007926% | 0.01197% | 0.01101% | 0.01318% | 0.01101% | 0.01205% | 0.01534% | 0.01205% | 0.01456% | 0.01656% | 0.01534% | 0.01205% | 0.007926% | 0.01197% | 0.01101% | 0.01318% | 0.01318% | 0.01101% | 0.01205% | 0.01534% | 0.01205% | 0.01456% | 0.01656% | 0.01424% | 0.01424%
1793 | 0.01199% | 0.009643% | 0.0154% | 0.01478% | 0.01098% | 0.008369% | 0.01073% | 0.01061% | 0.01218% | 0.01061% | 0.01098% | 0.01478% | 0.01098% | 0.0137% | 0.01386% | 0.01478% | 0.01098% | 0.008369% | 0.01073% | 0.01061% | 0.01218% | 0.01218% | 0.01061% | 0.01098% | 0.01478% | 0.01098% | 0.0137% | 0.01386% | 0.01199% | 0.01199%
1794 | 0.01044% | 0.008856% | 0.01505% | 0.01424% | 0.01004% | 0.009584% | 0.01033% | 0.01029% | 0.01096% | 0.01029% | 0.01004% | 0.01424% | 0.01004% | 0.01309% | 0.01158% | 0.01424% | 0.01004% | 0.009584% | 0.01033% | 0.01029% | 0.01096% | 0.01096% | 0.01029% | 0.01004% | 0.01424% | 0.01004% | 0.01309% | 0.01158% | 0.01044% | 0.01044%
1795 | 0.0108% | 0.008639% | 0.01385% | 0.01421% | 0.009924% | 0.01161% | 0.01148% | 0.01033% | 0.01011% | 0.01033% | 0.009924% | 0.01421% | 0.009924% | 0.01354% | 0.01176% | 0.01421% | 0.009924% | 0.01161% | 0.01148% | 0.01033% | 0.01011% | 0.01011% | 0.01033% | 0.009924% | 0.01421% | 0.009924% | 0.01354% | 0.01176% | 0.0108% | 0.0108%
1796 | 0.01032% | 0.008417% | 0.01013% | 0.01315% | 0.009378% | 0.012% | 0.01093% | 0.01035% | 0.009326% | 0.01035% | 0.009378% | 0.01315% | 0.009378% | 0.01271% | 0.0105% | 0.01315% | 0.009378% | 0.012% | 0.01093% | 0.01035% | 0.009326% | 0.009326% | 0.01035% | 0.009378% | 0.01315% | 0.009378% | 0.01271% | 0.0105% | 0.01032% | 0.01032%
1797 | 0.007636% | 0.008253% | 0.007452% | 0.0115% | 0.009005% | 0.01224% | 0.01029% | 0.01058% | 0.008874% | 0.01058% | 0.009005% | 0.0115% | 0.009005% | 0.01088% | 0.009641% | 0.0115% | 0.009005% | 0.01224% | 0.01029% | 0.01058% | 0.008874% | 0.008874% | 0.01058% | 0.009005% | 0.0115% | 0.009005% | 0.01088% | 0.009641% | 0.007636% | 0.007636%
1798 | 0.007482% | 0.008179% | 0.006868% | 0.009159% | 0.008841% | 0.01246% | 0.009661% | 0.01077% | 0.00867% | 0.01077% | 0.008841% | 0.009159% | 0.008841% | 0.007807% | 0.008947% | 0.009159% | 0.008841% | 0.01246% | 0.009661% | 0.01077% | 0.00867% | 0.00867% | 0.01077% | 0.008841% | 0.009159% | 0.008841% | 0.007807% | 0.008947% | 0.007482% | 0.007482%
1799 | 0.007461% | 0.008147% | 0.006902% | 0.007595% | 0.008772% | 0.01257% | 0.009314% | 0.01081% | 0.008604% | 0.01081% | 0.008772% | 0.007595% | 0.008772% | 0.005845% | 0.008404% | 0.007595% | 0.008772% | 0.01257% | 0.009314% | 0.01081% | 0.008604% | 0.008604% | 0.01081% | 0.008772% | 0.007595% | 0.008772% | 0.005845% | 0.008404% | 0.007461% | 0.007461%
1800 | 0.007499% | 0.008063% | 0.006959% | 0.006641% | 0.008665% | 0.01245% | 0.009129% | 0.009053% | 0.008501% | 0.009053% | 0.008665% | 0.006641% | 0.008665% | 0.005348% | 0.007747% | 0.006641% | 0.008665% | 0.01245% | 0.009129% | 0.009053% | 0.008501% | 0.008501% | 0.009053% | 0.008665% | 0.006641% | 0.008665% | 0.005348% | 0.007747% | 0.007499% | 0.007499%
1801 | 0.006476% | 0.009729% | 0.006135% | 0.006043% | 0.008944% | 0.01352% | 0.009314% | 0.007703% | 0.008481% | 0.007703% | 0.008944% | 0.006043% | 0.008944% | 0.005763% | 0.007677% | 0.006043% | 0.008944% | 0.01352% | 0.009314% | 0.007703% | 0.008481% | 0.008481% | 0.007703% | 0.008944% | 0.006043% | 0.008944% | 0.005763% | 0.007677% | 0.006476% | 0.006476%
1802 | 0.006453% | 0.009794% | 0.006088% | 0.005977% | 0.008891% | 0.0136% | 0.009323% | 0.007053% | 0.008537% | 0.007053% | 0.008891% | 0.005977% | 0.008891% | 0.005312% | 0.00772% | 0.005977% | 0.008891% | 0.0136% | 0.009323% | 0.007053% | 0.008537% | 0.008537% | 0.007053% | 0.008891% | 0.005977% | 0.008891% | 0.005312% | 0.00772% | 0.006453% | 0.006453%
1803 | 0.006387% | 0.009793% | 0.006033% | 0.006029% | 0.009122% | 0.01372% | 0.009328% | 0.006847% | 0.00892% | 0.006847% | 0.009122% | 0.006029% | 0.009122% | 0.005475% | 0.00782% | 0.006029% | 0.009122% | 0.01372% | 0.009328% | 0.006847% | 0.00892% | 0.00892% | 0.006847% | 0.009122% | 0.006029% | 0.009122% | 0.005475% | 0.00782% | 0.006387% | 0.006387%
1804 | 0.006362% | 0.009827% | 0.006036% | 0.0062% | 0.009383% | 0.01384% | 0.0093% | 0.006967% | 0.009074% | 0.006967% | 0.009383% | 0.0062% | 0.009383% | 0.005944% | 0.007944% | 0.0062% | 0.009383% | 0.01384% | 0.0093% | 0.006967% | 0.009074% | 0.009074% | 0.006967% | 0.009383% | 0.0062% | 0.009383% | 0.005944% | 0.007944% | 0.006362% | 0.006362%
1805 | 0.006343% | 0.01042% | 0.005957% | 0.006819% | 0.009392% | 0.0139% | 0.009308% | 0.007767% | 0.009074% | 0.007767% | 0.009392% | 0.006819% | 0.009392% | 0.006722% | 0.008018% | 0.006819% | 0.009392% | 0.0139% | 0.009308% | 0.007767% | 0.009074% | 0.009074% | 0.007767% | 0.009392% | 0.006819% | 0.009392% | 0.006722% | 0.008018% | 0.006343% | 0.006343%
1806 | 0.01025% | 0.01018% | 0.009658% | 0.007598% | 0.009673% | 0.01409% | 0.009483% | 0.009122% | 0.009526% | 0.009122% | 0.009673% | 0.007598% | 0.009673% | 0.00826% | 0.008107% | 0.007598% | 0.009673% | 0.01409% | 0.009483% | 0.009122% | 0.009526% | 0.009526% | 0.009122% | 0.009673% | 0.007598% | 0.009673% | 0.00826% | 0.008107% | 0.01025% | 0.01025%
1807 | 0.00755% | 0.01015% | 0.006949% | 0.008153% | 0.009089% | 0.01306% | 0.007739% | 0.01051% | 0.009437% | 0.01051% | 0.009089% | 0.008153% | 0.009089% | 0.009509% | 0.005665% | 0.008153% | 0.009089% | 0.01306% | 0.007739% | 0.01051% | 0.009437% | 0.009437% | 0.01051% | 0.009089% | 0.008153% | 0.009089% | 0.009509% | 0.005665% | 0.00755% | 0.00755%
1808 | 0.006835% | 0.01087% | 0.006185% | 0.01028% | 0.009193% | 0.01259% | 0.007714% | 0.01269% | 0.009453% | 0.01269% | 0.009193% | 0.01028% | 0.009193% | 0.01227% | 0.005182% | 0.01028% | 0.009193% | 0.01259% | 0.007714% | 0.01269% | 0.009453% | 0.009453% | 0.01269% | 0.009193% | 0.01028% | 0.009193% | 0.01227% | 0.005182% | 0.006835% | 0.006835%
1809 | 0.006616% | 0.01211% | 0.005916% | 0.01177% | 0.009619% | 0.01215% | 0.007886% | 0.01327% | 0.009636% | 0.01327% | 0.009619% | 0.01177% | 0.009619% | 0.01363% | 0.004933% | 0.01177% | 0.009619% | 0.01215% | 0.007886% | 0.01327% | 0.009636% | 0.009636% | 0.01327% | 0.009619% | 0.01177% | 0.009619% | 0.01363% | 0.004933% | 0.006616% | 0.006616%
1810 | 0.006455% | 0.01354% | 0.005681% | 0.01267% | 0.009887% | 0.01171% | 0.00816% | 0.01418% | 0.009881% | 0.01418% | 0.009887% | 0.01267% | 0.009887% | 0.014% | 0.00476% | 0.01267% | 0.009887% | 0.01171% | 0.00816% | 0.01418% | 0.009881% | 0.009881% | 0.01418% | 0.009887% | 0.01267% | 0.009887% | 0.014% | 0.00476% | 0.006455% | 0.006455%
1811 | 0.006313% | 0.01453% | 0.005654% | 0.01338% | 0.009846% | 0.01114% | 0.008506% | 0.01458% | 0.01001% | 0.01458% | 0.009846% | 0.01338% | 0.009846% | 0.01408% | 0.004706% | 0.01338% | 0.009846% | 0.01114% | 0.008506% | 0.01458% | 0.01001% | 0.01001% | 0.01458% | 0.009846% | 0.01338% | 0.009846% | 0.01408% | 0.004706% | 0.006313% | 0.006313%
1812 | 0.006338% | 0.01442% | 0.005332% | 0.01402% | 0.009858% | 0.01046% | 0.00872% | 0.0147% | 0.01021% | 0.0147% | 0.009858% | 0.01402% | 0.009858% | 0.01422% | 0.004752% | 0.01402% | 0.009858% | 0.01046% | 0.00872% | 0.0147% | 0.01021% | 0.01021% | 0.0147% | 0.009858% | 0.01402% | 0.009858% | 0.01422% | 0.004752% | 0.006338% | 0.006338%
1813 | 0.006246% | 0.01381% | 0.005266% | 0.01443% | 0.01002% | 0.009427% | 0.008673% | 0.01473% | 0.01043% | 0.01473% | 0.01002% | 0.01443% | 0.01002% | 0.01445% | 0.004802% | 0.01443% | 0.01002% | 0.009427% | 0.008673% | 0.01473% | 0.01043% | 0.01043% | 0.01473% | 0.01002% | 0.01443% | 0.01002% | 0.01445% | 0.004802% | 0.006246% | 0.006246%
1814 | 0.006217% | 0.01275% | 0.005203% | 0.01453% | 0.01019% | 0.00859% | 0.008406% | 0.01463% | 0.01061% | 0.01463% | 0.01019% | 0.01453% | 0.01019% | 0.01474% | 0.004868% | 0.01453% | 0.01019% | 0.00859% | 0.008406% | 0.01463% | 0.01061% | 0.01061% | 0.01463% | 0.01019% | 0.01453% | 0.01019% | 0.01474% | 0.004868% | 0.006217% | 0.006217%
1815 | 0.006216% | 0.01157% | 0.00514% | 0.01433% | 0.009997% | 0.008064% | 0.0079% | 0.0146% | 0.01026% | 0.0146% | 0.009997% | 0.01433% | 0.009997% | 0.01491% | 0.004863% | 0.01433% | 0.009997% | 0.008064% | 0.0079% | 0.0146% | 0.01026% | 0.01026% | 0.0146% | 0.009997% | 0.01433% | 0.009997% | 0.01491% | 0.004863% | 0.006216% | 0.006216%
1816 | 0.006311% | 0.01075% | 0.005347% | 0.01409% | 0.009864% | 0.008134% | 0.007462% | 0.01255% | 0.01008% | 0.01255% | 0.009864% | 0.01409% | 0.009864% | 0.01498% | 0.004863% | 0.01409% | 0.009864% | 0.008134% | 0.007462% | 0.01255% | 0.01008% | 0.01008% | 0.01255% | 0.009864% | 0.01409% | 0.009864% | 0.01498% | 0.004863% | 0.006311% | 0.006311%
1817 | 0.0065% | 0.009945% | 0.005386% | 0.01373% | 0.009611% | 0.00888% | 0.007161% | 0.01198% | 0.009762% | 0.01198% | 0.009611% | 0.01373% | 0.009611% | 0.01494% | 0.004943% | 0.01373% | 0.009611% | 0.00888% | 0.007161% | 0.01198% | 0.009762% | 0.009762% | 0.01198% | 0.009611% | 0.01373% | 0.009611% | 0.01494% | 0.004943% | 0.0065% | 0.0065%
1818 | 0.007233% | 0.009668% | 0.006129% | 0.01343% | 0.009414% | 0.01053% | 0.007313% | 0.01167% | 0.009481% | 0.01167% | 0.009414% | 0.01343% | 0.009414% | 0.01504% | 0.005491% | 0.01343% | 0.009414% | 0.01053% | 0.007313% | 0.01167% | 0.009481% | 0.009481% | 0.01167% | 0.009414% | 0.01343% | 0.009414% | 0.01504% | 0.005491% | 0.007233% | 0.007233%
1819 | 0.00922% | 0.009782% | 0.008053% | 0.01362% | 0.009876% | 0.01306% | 0.008989% | 0.01162% | 0.009482% | 0.01162% | 0.009876% | 0.01362% | 0.009876% | 0.01597% | 0.007809% | 0.01362% | 0.009876% | 0.01306% | 0.008989% | 0.01162% | 0.009482% | 0.009482% | 0.01162% | 0.009876% | 0.01362% | 0.009876% | 0.01597% | 0.007809% | 0.00922% | 0.00922%
1820 | 0.009623% | 0.009813% | 0.008421% | 0.0127% | 0.009563% | 0.01357% | 0.00912% | 0.01122% | 0.009345% | 0.01122% | 0.009563% | 0.0127% | 0.009563% | 0.0154% | 0.00797% | 0.0127% | 0.009563% | 0.01357% | 0.00912% | 0.01122% | 0.009345% | 0.009345% | 0.01122% | 0.009563% | 0.0127% | 0.009563% | 0.0154% | 0.00797% | 0.009623% | 0.009623%
1821 | 0.007216% | 0.0099% | 0.006775% | 0.01113% | 0.009224% | 0.01387% | 0.009286% | 0.0109% | 0.009063% | 0.0109% | 0.009224% | 0.01113% | 0.009224% | 0.01353% | 0.008089% | 0.01113% | 0.009224% | 0.01387% | 0.009286% | 0.0109% | 0.009063% | 0.009063% | 0.0109% | 0.009224% | 0.01113% | 0.009224% | 0.01353% | 0.008089% | 0.007216% | 0.007216%
1822 | 0.007218% | 0.009825% | 0.006778% | 0.008823% | 0.009093% | 0.0141% | 0.009435% | 0.01029% | 0.008669% | 0.01029% | 0.009093% | 0.008823% | 0.009093% | 0.01017% | 0.008202% | 0.008823% | 0.009093% | 0.0141% | 0.009435% | 0.01029% | 0.008669% | 0.008669% | 0.01029% | 0.009093% | 0.008823% | 0.009093% | 0.01017% | 0.008202% | 0.007218% | 0.007218%
1823 | 0.00713% | 0.009788% | 0.006648% | 0.007244% | 0.008974% | 0.01418% | 0.009584% | 0.009176% | 0.008455% | 0.009176% | 0.008974% | 0.007244% | 0.008974% | 0.007703% | 0.008285% | 0.007244% | 0.008974% | 0.01418% | 0.009584% | 0.009176% | 0.008455% | 0.008455% | 0.009176% | 0.008974% | 0.007244% | 0.008974% | 0.007703% | 0.008285% | 0.00713% | 0.00713%
1824 | 0.007092% | 0.009219% | 0.006526% | 0.006592% | 0.008907% | 0.01384% | 0.009499% | 0.008379% | 0.008421% | 0.008379% | 0.008907% | 0.006592% | 0.008907% | 0.006359% | 0.008162% | 0.006592% | 0.008907% | 0.01384% | 0.009499% | 0.008379% | 0.008421% | 0.008421% | 0.008379% | 0.008907% | 0.006592% | 0.008907% | 0.006359% | 0.008162% | 0.007092% | 0.007092%
1825 | 0.006411% | 0.00765% | 0.005975% | 0.006543% | 0.008133% | 0.01427% | 0.008532% | 0.008518% | 0.007789% | 0.008518% | 0.008133% | 0.006543% | 0.008133% | 0.005805% | 0.0083% | 0.006543% | 0.008133% | 0.01427% | 0.008532% | 0.008518% | 0.007789% | 0.007789% | 0.008518% | 0.008133% | 0.006543% | 0.008133% | 0.005805% | 0.0083% | 0.006411% | 0.006411%
1826 | 0.006575% | 0.007636% | 0.006114% | 0.006486% | 0.008291% | 0.01429% | 0.00869% | 0.008037% | 0.007899% | 0.008037% | 0.008291% | 0.006486% | 0.008291% | 0.005659% | 0.008374% | 0.006486% | 0.008291% | 0.01429% | 0.00869% | 0.008037% | 0.007899% | 0.007899% | 0.008037% | 0.008291% | 0.006486% | 0.008291% | 0.005659% | 0.008374% | 0.006575% | 0.006575%
1827 | 0.006503% | 0.007578% | 0.006011% | 0.006497% | 0.008267% | 0.01431% | 0.008771% | 0.007705% | 0.007705% | 0.007705% | 0.008267% | 0.006497% | 0.008267% | 0.005746% | 0.008407% | 0.006497% | 0.008267% | 0.01431% | 0.008771% | 0.007705% | 0.007705% | 0.007705% | 0.007705% | 0.008267% | 0.006497% | 0.008267% | 0.005746% | 0.008407% | 0.006503% | 0.006503%
1828 | 0.006608% | 0.007553% | 0.006072% | 0.006584% | 0.008338% | 0.01435% | 0.008906% | 0.007884% | 0.007786% | 0.007884% | 0.008338% | 0.006584% | 0.008338% | 0.006266% | 0.008425% | 0.006584% | 0.008338% | 0.01435% | 0.008906% | 0.007884% | 0.007786% | 0.007786% | 0.007884% | 0.008338% | 0.006584% | 0.008338% | 0.006266% | 0.008425% | 0.006608% | 0.006608%
1829 | 0.006634% | 0.007552% | 0.006165% | 0.007407% | 0.008561% | 0.01446% | 0.009148% | 0.008645% | 0.007945% | 0.008645% | 0.008561% | 0.007407% | 0.008561% | 0.007295% | 0.008493% | 0.007407% | 0.008561% | 0.01446% | 0.009148% | 0.008645% | 0.007945% | 0.007945% | 0.008645% | 0.008561% | 0.007407% | 0.008561% | 0.007295% | 0.008493% | 0.006634% | 0.006634%
1830 | 0.01127% | 0.007626% | 0.01041% | 0.007844% | 0.008556% | 0.01457% | 0.009212% | 0.009104% | 0.007729% | 0.009104% | 0.008556% | 0.007844% | 0.008556% | 0.008971% | 0.008636% | 0.007844% | 0.008556% | 0.01457% | 0.009212% | 0.009104% | 0.007729% | 0.007729% | 0.009104% | 0.008556% | 0.007844% | 0.008556% | 0.008971% | 0.008636% | 0.01127% | 0.01127%
1831 | 0.007267% | 0.008178% | 0.006592% | 0.007467% | 0.007671% | 0.01341% | 0.007418% | 0.009802% | 0.007273% | 0.009802% | 0.007671% | 0.007467% | 0.007671% | 0.009403% | 0.006177% | 0.007467% | 0.007671% | 0.01341% | 0.007418% | 0.009802% | 0.007273% | 0.007273% | 0.009802% | 0.007671% | 0.007467% | 0.007671% | 0.009403% | 0.006177% | 0.007267% | 0.007267%
1832 | 0.007324% | 0.008263% | 0.006554% | 0.008455% | 0.007889% | 0.01296% | 0.007485% | 0.01211% | 0.007666% | 0.01211% | 0.007889% | 0.008455% | 0.007889% | 0.01119% | 0.005538% | 0.008455% | 0.007889% | 0.01296% | 0.007485% | 0.01211% | 0.007666% | 0.007666% | 0.01211% | 0.007889% | 0.008455% | 0.007889% | 0.01119% | 0.005538% | 0.007324% | 0.007324%
1833 | 0.006741% | 0.008797% | 0.005984% | 0.009659% | 0.007682% | 0.01224% | 0.007186% | 0.01304% | 0.007591% | 0.01304% | 0.007682% | 0.009659% | 0.007682% | 0.01264% | 0.005094% | 0.009659% | 0.007682% | 0.01224% | 0.007186% | 0.01304% | 0.007591% | 0.007591% | 0.01304% | 0.007682% | 0.009659% | 0.007682% | 0.01264% | 0.005094% | 0.006741% | 0.006741%
1834 | 0.006265% | 0.009566% | 0.005528% | 0.01087% | 0.007328% | 0.01154% | 0.006766% | 0.01343% | 0.007348% | 0.01343% | 0.007328% | 0.01087% | 0.007328% | 0.01355% | 0.004822% | 0.01087% | 0.007328% | 0.01154% | 0.006766% | 0.01343% | 0.007348% | 0.007348% | 0.01343% | 0.007328% | 0.01087% | 0.007328% | 0.01355% | 0.004822% | 0.006265% | 0.006265%
1835 | 0.005946% | 0.01059% | 0.005271% | 0.01191% | 0.007076% | 0.01074% | 0.006419% | 0.01364% | 0.007136% | 0.01364% | 0.007076% | 0.01191% | 0.007076% | 0.01394% | 0.004662% | 0.01191% | 0.007076% | 0.01074% | 0.006419% | 0.01364% | 0.007136% | 0.007136% | 0.01364% | 0.007076% | 0.01191% | 0.007076% | 0.01394% | 0.004662% | 0.005946% | 0.005946%
1836 | 0.00569% | 0.01111% | 0.004995% | 0.01282% | 0.007067% | 0.009869% | 0.006328% | 0.01378% | 0.007235% | 0.01378% | 0.007067% | 0.01282% | 0.007067% | 0.01398% | 0.00456% | 0.01282% | 0.007067% | 0.009869% | 0.006328% | 0.01378% | 0.007235% | 0.007235% | 0.01378% | 0.007067% | 0.01282% | 0.007067% | 0.01398% | 0.00456% | 0.00569% | 0.00569%
1837 | 0.005485% | 0.01114% | 0.004772% | 0.01328% | 0.007043% | 0.008778% | 0.00625% | 0.01394% | 0.007265% | 0.01394% | 0.007043% | 0.01328% | 0.007043% | 0.01394% | 0.004494% | 0.01328% | 0.007043% | 0.008778% | 0.00625% | 0.01394% | 0.007265% | 0.007265% | 0.01394% | 0.007043% | 0.01328% | 0.007043% | 0.01394% | 0.004494% | 0.005485% | 0.005485%
1838 | 0.005387% | 0.01058% | 0.004676% | 0.01335% | 0.00705% | 0.007829% | 0.006228% | 0.01408% | 0.007356% | 0.01408% | 0.00705% | 0.01335% | 0.00705% | 0.01398% | 0.004428% | 0.01335% | 0.00705% | 0.007829% | 0.006228% | 0.01408% | 0.007356% | 0.007356% | 0.01408% | 0.00705% | 0.01335% | 0.00705% | 0.01398% | 0.004428% | 0.005387% | 0.005387%
1839 | 0.005378% | 0.009633% | 0.004675% | 0.01316% | 0.007052% | 0.00737% | 0.006189% | 0.01428% | 0.00747% | 0.01428% | 0.007052% | 0.01316% | 0.007052% | 0.01398% | 0.004401% | 0.01316% | 0.007052% | 0.00737% | 0.006189% | 0.01428% | 0.00747% | 0.00747% | 0.01428% | 0.007052% | 0.01316% | 0.007052% | 0.01398% | 0.004401% | 0.005378% | 0.005378%
1840 | 0.005511% | 0.008757% | 0.004822% | 0.01271% | 0.006896% | 0.007512% | 0.006054% | 0.01203% | 0.007458% | 0.01203% | 0.006896% | 0.01271% | 0.006896% | 0.0138% | 0.004402% | 0.01271% | 0.006896% | 0.007512% | 0.006054% | 0.01203% | 0.007458% | 0.007458% | 0.01203% | 0.006896% | 0.01271% | 0.006896% | 0.0138% | 0.004402% | 0.005511% | 0.005511%
1841 | 0.005661% | 0.00797% | 0.00489% | 0.012% | 0.006595% | 0.008204% | 0.005823% | 0.01121% | 0.007257% | 0.01121% | 0.006595% | 0.012% | 0.006595% | 0.01327% | 0.004408% | 0.012% | 0.006595% | 0.008204% | 0.005823% | 0.01121% | 0.007257% | 0.007257% | 0.01121% | 0.006595% | 0.012% | 0.006595% | 0.01327% | 0.004408% | 0.005661% | 0.005661%
1842 | 0.006154% | 0.007615% | 0.005321% | 0.01127% | 0.006429% | 0.009888% | 0.005947% | 0.01095% | 0.007007% | 0.01095% | 0.006429% | 0.01127% | 0.006429% | 0.01264% | 0.004769% | 0.01127% | 0.006429% | 0.009888% | 0.005947% | 0.01095% | 0.007007% | 0.007007% | 0.01095% | 0.006429% | 0.01127% | 0.006429% | 0.01264% | 0.004769% | 0.006154% | 0.006154%
1843 | 0.008129% | 0.007761% | 0.007112% | 0.01121% | 0.00717% | 0.01252% | 0.007653% | 0.01108% | 0.007187% | 0.01108% | 0.00717% | 0.01121% | 0.00717% | 0.01281% | 0.007107% | 0.01121% | 0.00717% | 0.01252% | 0.007653% | 0.01108% | 0.007187% | 0.007187% | 0.01108% | 0.00717% | 0.01121% | 0.00717% | 0.01281% | 0.007107% | 0.008129% | 0.008129%
1844 | 0.008401% | 0.007672% | 0.007393% | 0.0102% | 0.007245% | 0.01307% | 0.007751% | 0.01077% | 0.007231% | 0.01077% | 0.007245% | 0.0102% | 0.007245% | 0.01156% | 0.007239% | 0.0102% | 0.007245% | 0.01307% | 0.007751% | 0.01077% | 0.007231% | 0.007231% | 0.01077% | 0.007245% | 0.0102% | 0.007245% | 0.01156% | 0.007239% | 0.008401% | 0.008401%
1845 | 0.005951% | 0.007632% | 0.005582% | 0.009244% | 0.007365% | 0.01335% | 0.007861% | 0.0105% | 0.007314% | 0.0105% | 0.007365% | 0.009244% | 0.007365% | 0.01011% | 0.007332% | 0.009244% | 0.007365% | 0.01335% | 0.007861% | 0.0105% | 0.007314% | 0.007314% | 0.0105% | 0.007365% | 0.009244% | 0.007365% | 0.01011% | 0.007332% | 0.005951% | 0.005951%
1846 | 0.006122% | 0.007586% | 0.005777% | 0.00834% | 0.007506% | 0.01352% | 0.008034% | 0.01021% | 0.007421% | 0.01021% | 0.007506% | 0.00834% | 0.007506% | 0.008557% | 0.007444% | 0.00834% | 0.007506% | 0.01352% | 0.008034% | 0.01021% | 0.007421% | 0.007421% | 0.01021% | 0.007506% | 0.00834% | 0.007506% | 0.008557% | 0.007444% | 0.006122% | 0.006122%
1847 | 0.006277% | 0.007529% | 0.005826% | 0.007632% | 0.007691% | 0.01353% | 0.008217% | 0.009403% | 0.007566% | 0.009403% | 0.007691% | 0.007632% | 0.007691% | 0.007034% | 0.007566% | 0.007632% | 0.007691% | 0.01353% | 0.008217% | 0.009403% | 0.007566% | 0.007566% | 0.009403% | 0.007691% | 0.007632% | 0.007691% | 0.007034% | 0.007566% | 0.006277% | 0.006277%
1848 | 0.006393% | 0.008076% | 0.00589% | 0.00677% | 0.00818% | 0.0137% | 0.008721% | 0.008763% | 0.007877% | 0.008763% | 0.00818% | 0.00677% | 0.00818% | 0.006135% | 0.007791% | 0.00677% | 0.00818% | 0.0137% | 0.008721% | 0.008763% | 0.007877% | 0.007877% | 0.008763% | 0.00818% | 0.00677% | 0.00818% | 0.006135% | 0.007791% | 0.006393% | 0.006393%
1849 | 0.007904% | 0.007855% | 0.007146% | 0.006195% | 0.008778% | 0.01282% | 0.009625% | 0.007664% | 0.0085% | 0.007664% | 0.008778% | 0.006195% | 0.008778% | 0.005459% | 0.007693% | 0.006195% | 0.008778% | 0.01282% | 0.009625% | 0.007664% | 0.0085% | 0.0085% | 0.007664% | 0.008778% | 0.006195% | 0.008778% | 0.005459% | 0.007693% | 0.007904% | 0.007904%
1850 | 0.007971% | 0.007839% | 0.007142% | 0.006067% | 0.008802% | 0.01288% | 0.009665% | 0.006666% | 0.008657% | 0.006666% | 0.008802% | 0.006067% | 0.008802% | 0.005552% | 0.007774% | 0.006067% | 0.008802% | 0.01288% | 0.009665% | 0.006666% | 0.008657% | 0.008657% | 0.006666% | 0.008802% | 0.006067% | 0.008802% | 0.005552% | 0.007774% | 0.007971% | 0.007971%
1851 | 0.008343% | 0.007795% | 0.007183% | 0.00609% | 0.008887% | 0.01297% | 0.009747% | 0.00594% | 0.00909% | 0.00594% | 0.008887% | 0.00609% | 0.008887% | 0.005882% | 0.008072% | 0.00609% | 0.008887% | 0.01297% | 0.009747% | 0.00594% | 0.00909% | 0.00909% | 0.00594% | 0.008887% | 0.00609% | 0.008887% | 0.005882% | 0.008072% | 0.008343% | 0.008343%
1852 | 0.009297% | 0.007775% | 0.007201% | 0.006303% | 0.009451% | 0.01306% | 0.01015% | 0.005893% | 0.009598% | 0.005893% | 0.009451% | 0.006303% | 0.009451% | 0.006379% | 0.008826% | 0.006303% | 0.009451% | 0.01306% | 0.01015% | 0.005893% | 0.009598% | 0.009598% | 0.005893% | 0.009451% | 0.006303% | 0.009451% | 0.006379% | 0.008826% | 0.009297% | 0.009297%
1853 | 0.01141% | 0.008332% | 0.00739% | 0.007301% | 0.01046% | 0.01313% | 0.01105% | 0.006976% | 0.01044% | 0.006976% | 0.01046% | 0.007301% | 0.01046% | 0.007234% | 0.0103% | 0.007301% | 0.01046% | 0.01313% | 0.01105% | 0.006976% | 0.01044% | 0.01044% | 0.006976% | 0.01046% | 0.007301% | 0.01046% | 0.007234% | 0.0103% | 0.01141% | 0.01141%
1854 | 0.01774% | 0.008403% | 0.01408% | 0.008178% | 0.01205% | 0.01323% | 0.01253% | 0.008797% | 0.01204% | 0.008797% | 0.01205% | 0.008178% | 0.01205% | 0.008888% | 0.01275% | 0.008178% | 0.01205% | 0.01323% | 0.01253% | 0.008797% | 0.01204% | 0.01204% | 0.008797% | 0.01205% | 0.008178% | 0.01205% | 0.008888% | 0.01275% | 0.01774% | 0.01774%
1855 | 0.01726% | 0.009312% | 0.01537% | 0.008793% | 0.0127% | 0.01227% | 0.01222% | 0.01084% | 0.01289% | 0.01084% | 0.0127% | 0.008793% | 0.0127% | 0.009924% | 0.01321% | 0.008793% | 0.0127% | 0.01227% | 0.01222% | 0.01084% | 0.01289% | 0.01289% | 0.01084% | 0.0127% | 0.008793% | 0.0127% | 0.009924% | 0.01321% | 0.01726% | 0.01726%
1856 | 0.01867% | 0.01228% | 0.01713% | 0.01092% | 0.01396% | 0.0118% | 0.01339% | 0.01324% | 0.01374% | 0.01324% | 0.01396% | 0.01092% | 0.01396% | 0.01266% | 0.01548% | 0.01092% | 0.01396% | 0.0118% | 0.01339% | 0.01324% | 0.01374% | 0.01374% | 0.01324% | 0.01396% | 0.01092% | 0.01396% | 0.01266% | 0.01548% | 0.01867% | 0.01867%
1857 | 0.01965% | 0.0153% | 0.01762% | 0.01225% | 0.01501% | 0.01126% | 0.01451% | 0.01347% | 0.01455% | 0.01347% | 0.01501% | 0.01225% | 0.01501% | 0.01378% | 0.01741% | 0.01225% | 0.01501% | 0.01126% | 0.01451% | 0.01347% | 0.01455% | 0.01455% | 0.01347% | 0.01501% | 0.01225% | 0.01501% | 0.01378% | 0.01741% | 0.01965% | 0.01965%
1858 | 0.02016% | 0.01781% | 0.01829% | 0.01304% | 0.01557% | 0.01096% | 0.01538% | 0.01363% | 0.01491% | 0.01363% | 0.01557% | 0.01304% | 0.01557% | 0.01417% | 0.01879% | 0.01304% | 0.01557% | 0.01096% | 0.01538% | 0.01363% | 0.01491% | 0.01491% | 0.01363% | 0.01557% | 0.01304% | 0.01557% | 0.01417% | 0.01879% | 0.02016% | 0.02016%
1859 | 0.02% | 0.01866% | 0.01835% | 0.01355% | 0.01533% | 0.01054% | 0.0157% | 0.01327% | 0.01462% | 0.01327% | 0.01533% | 0.01355% | 0.01533% | 0.01431% | 0.01967% | 0.01355% | 0.01533% | 0.01054% | 0.0157% | 0.01327% | 0.01462% | 0.01462% | 0.01327% | 0.01533% | 0.01355% | 0.01533% | 0.01431% | 0.01967% | 0.02% | 0.02%
1860 | 0.01908% | 0.01835% | 0.01845% | 0.01388% | 0.01469% | 0.009657% | 0.01548% | 0.01244% | 0.01421% | 0.01244% | 0.01469% | 0.01388% | 0.01469% | 0.01435% | 0.02% | 0.01388% | 0.01469% | 0.009657% | 0.01548% | 0.01244% | 0.01421% | 0.01421% | 0.01244% | 0.01469% | 0.01388% | 0.01469% | 0.01435% | 0.02% | 0.01908% | 0.01908%
1861 | 0.01741% | 0.01761% | 0.01833% | 0.01404% | 0.01364% | 0.008431% | 0.01491% | 0.01158% | 0.01358% | 0.01158% | 0.01364% | 0.01404% | 0.01364% | 0.01437% | 0.01994% | 0.01404% | 0.01364% | 0.008431% | 0.01491% | 0.01158% | 0.01358% | 0.01358% | 0.01158% | 0.01364% | 0.01404% | 0.01364% | 0.01437% | 0.01994% | 0.01741% | 0.01741%
1862 | 0.01519% | 0.015% | 0.01722% | 0.01407% | 0.01235% | 0.007418% | 0.01391% | 0.01108% | 0.01252% | 0.01108% | 0.01235% | 0.01407% | 0.01235% | 0.01427% | 0.01956% | 0.01407% | 0.01235% | 0.007418% | 0.01391% | 0.01108% | 0.01252% | 0.01252% | 0.01108% | 0.01235% | 0.01407% | 0.01235% | 0.01427% | 0.01956% | 0.01519% | 0.01519%
1863 | 0.01315% | 0.01242% | 0.01647% | 0.01397% | 0.0112% | 0.00682% | 0.0125% | 0.01132% | 0.01148% | 0.01132% | 0.0112% | 0.01397% | 0.0112% | 0.01394% | 0.01847% | 0.01397% | 0.0112% | 0.00682% | 0.0125% | 0.01132% | 0.01148% | 0.01148% | 0.01132% | 0.0112% | 0.01397% | 0.0112% | 0.01394% | 0.01847% | 0.01315% | 0.01315%
1864 | 0.01135% | 0.0109% | 0.01477% | 0.01384% | 0.01044% | 0.00691% | 0.01113% | 0.009449% | 0.01088% | 0.009449% | 0.01044% | 0.01384% | 0.01044% | 0.01346% | 0.01635% | 0.01384% | 0.01044% | 0.00691% | 0.01113% | 0.009449% | 0.01088% | 0.01088% | 0.009449% | 0.01044% | 0.01384% | 0.01044% | 0.01346% | 0.01635% | 0.01135% | 0.01135%
1865 | 0.009954% | 0.009051% | 0.01439% | 0.01361% | 0.009747% | 0.007422% | 0.01019% | 0.00936% | 0.0104% | 0.00936% | 0.009747% | 0.01361% | 0.009747% | 0.01285% | 0.01366% | 0.01361% | 0.009747% | 0.007422% | 0.01019% | 0.00936% | 0.0104% | 0.0104% | 0.00936% | 0.009747% | 0.01361% | 0.009747% | 0.01285% | 0.01366% | 0.009954% | 0.009954%
1866 | 0.009002% | 0.008343% | 0.01442% | 0.01324% | 0.009217% | 0.008777% | 0.009817% | 0.009377% | 0.009854% | 0.009377% | 0.009217% | 0.01324% | 0.009217% | 0.01232% | 0.01107% | 0.01324% | 0.009217% | 0.008777% | 0.009817% | 0.009377% | 0.009854% | 0.009854% | 0.009377% | 0.009217% | 0.01324% | 0.009217% | 0.01232% | 0.01107% | 0.009002% | 0.009002%
1867 | 0.01018% | 0.008222% | 0.01392% | 0.01365% | 0.009534% | 0.0112% | 0.01135% | 0.00977% | 0.009569% | 0.00977% | 0.009534% | 0.01365% | 0.009534% | 0.01314% | 0.01148% | 0.01365% | 0.009534% | 0.0112% | 0.01135% | 0.00977% | 0.009569% | 0.009569% | 0.00977% | 0.009534% | 0.01365% | 0.009534% | 0.01314% | 0.01148% | 0.01018% | 0.01018%
1868 | 0.01004% | 0.008053% | 0.01063% | 0.0128% | 0.009064% | 0.01183% | 0.01089% | 0.009881% | 0.008963% | 0.009881% | 0.009064% | 0.0128% | 0.009064% | 0.01249% | 0.0103% | 0.0128% | 0.009064% | 0.01183% | 0.01089% | 0.009881% | 0.008963% | 0.008963% | 0.009881% | 0.009064% | 0.0128% | 0.009064% | 0.01249% | 0.0103% | 0.01004% | 0.01004%
1869 | 0.00754% | 0.007953% | 0.007415% | 0.01126% | 0.008812% | 0.01217% | 0.01031% | 0.01025% | 0.008681% | 0.01025% | 0.008812% | 0.01126% | 0.008812% | 0.01078% | 0.009452% | 0.01126% | 0.008812% | 0.01217% | 0.01031% | 0.01025% | 0.008681% | 0.008681% | 0.01025% | 0.008812% | 0.01126% | 0.008812% | 0.01078% | 0.009452% | 0.00754% | 0.00754%
1870 | 0.007456% | 0.007929% | 0.006921% | 0.009019% | 0.008805% | 0.01238% | 0.009744% | 0.01061% | 0.008678% | 0.01061% | 0.008805% | 0.009019% | 0.008805% | 0.007783% | 0.008791% | 0.009019% | 0.008805% | 0.01238% | 0.009744% | 0.01061% | 0.008678% | 0.008678% | 0.01061% | 0.008805% | 0.009019% | 0.008805% | 0.007783% | 0.008791% | 0.007456% | 0.007456%
1871 | 0.007516% | 0.007888% | 0.006975% | 0.007532% | 0.008779% | 0.01251% | 0.009433% | 0.01062% | 0.008674% | 0.01062% | 0.008779% | 0.007532% | 0.008779% | 0.005893% | 0.008289% | 0.007532% | 0.008779% | 0.01251% | 0.009433% | 0.01062% | 0.008674% | 0.008674% | 0.01062% | 0.008779% | 0.007532% | 0.008779% | 0.005893% | 0.008289% | 0.007516% | 0.007516%
1872 | 0.007296% | 0.007763% | 0.006775% | 0.006728% | 0.008572% | 0.01282% | 0.009096% | 0.009126% | 0.008429% | 0.009126% | 0.008572% | 0.006728% | 0.008572% | 0.005597% | 0.007781% | 0.006728% | 0.008572% | 0.01282% | 0.009096% | 0.009126% | 0.008429% | 0.008429% | 0.009126% | 0.008572% | 0.006728% | 0.008572% | 0.005597% | 0.007781% | 0.007296% | 0.007296%
1873 | 0.007801% | 0.007853% | 0.00729% | 0.006223% | 0.008782% | 0.01268% | 0.009318% | 0.007726% | 0.008618% | 0.007726% | 0.008782% | 0.006223% | 0.008782% | 0.005542% | 0.007688% | 0.006223% | 0.008782% | 0.01268% | 0.009318% | 0.007726% | 0.008618% | 0.008618% | 0.007726% | 0.008782% | 0.006223% | 0.008782% | 0.005542% | 0.007688% | 0.007801% | 0.007801%
1874 | 0.007894% | 0.007806% | 0.007245% | 0.006102% | 0.008788% | 0.01272% | 0.009393% | 0.006716% | 0.00878% | 0.006716% | 0.008788% | 0.006102% | 0.008788% | 0.00565% | 0.007788% | 0.006102% | 0.008788% | 0.01272% | 0.009393% | 0.006716% | 0.00878% | 0.00878% | 0.006716% | 0.008788% | 0.006102% | 0.008788% | 0.00565% | 0.007788% | 0.007894% | 0.007894%
1875 | 0.00818% | 0.00778% | 0.007259% | 0.006111% | 0.008837% | 0.01283% | 0.00947% | 0.005945% | 0.009097% | 0.005945% | 0.008837% | 0.006111% | 0.008837% | 0.006032% | 0.008068% | 0.006111% | 0.008837% | 0.01283% | 0.00947% | 0.005945% | 0.009097% | 0.009097% | 0.005945% | 0.008837% | 0.006111% | 0.008837% | 0.006032% | 0.008068% | 0.00818% | 0.00818%
1876 | 0.009187% | 0.007769% | 0.007384% | 0.006338% | 0.009429% | 0.0129% | 0.009914% | 0.00596% | 0.009763% | 0.00596% | 0.009429% | 0.006338% | 0.009429% | 0.006571% | 0.008873% | 0.006338% | 0.009429% | 0.0129% | 0.009914% | 0.00596% | 0.009763% | 0.009763% | 0.00596% | 0.009429% | 0.006338% | 0.009429% | 0.006571% | 0.008873% | 0.009187% | 0.009187%
1877 | 0.01139% | 0.008357% | 0.007566% | 0.007324% | 0.01046% | 0.01288% | 0.0108% | 0.006964% | 0.01054% | 0.006964% | 0.01046% | 0.007324% | 0.01046% | 0.007373% | 0.01033% | 0.007324% | 0.01046% | 0.01288% | 0.0108% | 0.006964% | 0.01054% | 0.01054% | 0.006964% | 0.01046% | 0.007324% | 0.01046% | 0.007373% | 0.01033% | 0.01139% | 0.01139%
1878 | 0.01746% | 0.00841% | 0.01454% | 0.00821% | 0.01206% | 0.0131% | 0.01232% | 0.008719% | 0.01203% | 0.008719% | 0.01206% | 0.00821% | 0.01206% | 0.009039% | 0.0128% | 0.00821% | 0.01206% | 0.0131% | 0.01232% | 0.008719% | 0.01203% | 0.01203% | 0.008719% | 0.01206% | 0.00821% | 0.01206% | 0.009039% | 0.0128% | 0.01746% | 0.01746%
1879 | 0.01717% | 0.009297% | 0.016% | 0.008817% | 0.01271% | 0.01215% | 0.01206% | 0.0108% | 0.01288% | 0.0108% | 0.01271% | 0.008817% | 0.01271% | 0.01015% | 0.01333% | 0.008817% | 0.01271% | 0.01215% | 0.01206% | 0.0108% | 0.01288% | 0.01288% | 0.0108% | 0.01271% | 0.008817% | 0.01271% | 0.01015% | 0.01333% | 0.01717% | 0.01717%
1880 | 0.01862% | 0.01227% | 0.01786% | 0.01101% | 0.01407% | 0.01174% | 0.0134% | 0.01324% | 0.01382% | 0.01324% | 0.01407% | 0.01101% | 0.01407% | 0.01295% | 0.01585% | 0.01101% | 0.01407% | 0.01174% | 0.0134% | 0.01324% | 0.01382% | 0.01382% | 0.01324% | 0.01407% | 0.01101% | 0.01407% | 0.01295% | 0.01585% | 0.01862% | 0.01862%
1881 | 0.01956% | 0.0153% | 0.01834% | 0.0124% | 0.01505% | 0.01125% | 0.01457% | 0.01352% | 0.01455% | 0.01352% | 0.01505% | 0.0124% | 0.01505% | 0.0141% | 0.01779% | 0.0124% | 0.01505% | 0.01125% | 0.01457% | 0.01352% | 0.01455% | 0.01455% | 0.01352% | 0.01505% | 0.0124% | 0.01505% | 0.0141% | 0.01779% | 0.01956% | 0.01956%
1882 | 0.01998% | 0.01771% | 0.01893% | 0.01322% | 0.01552% | 0.01107% | 0.01546% | 0.01374% | 0.01475% | 0.01374% | 0.01552% | 0.01322% | 0.01552% | 0.01444% | 0.01915% | 0.01322% | 0.01552% | 0.01107% | 0.01546% | 0.01374% | 0.01475% | 0.01475% | 0.01374% | 0.01552% | 0.01322% | 0.01552% | 0.01444% | 0.01915% | 0.01998% | 0.01998%
1883 | 0.01985% | 0.01857% | 0.01903% | 0.01376% | 0.0153% | 0.01079% | 0.01584% | 0.01344% | 0.01442% | 0.01344% | 0.0153% | 0.01376% | 0.0153% | 0.01463% | 0.02005% | 0.01376% | 0.0153% | 0.01079% | 0.01584% | 0.01344% | 0.01442% | 0.01442% | 0.01344% | 0.0153% | 0.01376% | 0.0153% | 0.01463% | 0.02005% | 0.01985% | 0.01985%
1884 | 0.01907% | 0.01828% | 0.0192% | 0.01411% | 0.01469% | 0.01003% | 0.01566% | 0.01266% | 0.01396% | 0.01266% | 0.01469% | 0.01411% | 0.01469% | 0.01472% | 0.02039% | 0.01411% | 0.01469% | 0.01003% | 0.01566% | 0.01266% | 0.01396% | 0.01396% | 0.01266% | 0.01469% | 0.01411% | 0.01469% | 0.01472% | 0.02039% | 0.01907% | 0.01907%
1885 | 0.01758% | 0.01757% | 0.01915% | 0.01435% | 0.01373% | 0.008903% | 0.01516% | 0.01181% | 0.01333% | 0.01181% | 0.01373% | 0.01435% | 0.01373% | 0.01486% | 0.02033% | 0.01435% | 0.01373% | 0.008903% | 0.01516% | 0.01181% | 0.01333% | 0.01333% | 0.01181% | 0.01373% | 0.01435% | 0.01373% | 0.01486% | 0.02033% | 0.01758% | 0.01758%
1886 | 0.01551% | 0.01487% | 0.01814% | 0.01448% | 0.01255% | 0.007965% | 0.01426% | 0.0115% | 0.01238% | 0.0115% | 0.01255% | 0.01448% | 0.01255% | 0.01489% | 0.01994% | 0.01448% | 0.01255% | 0.007965% | 0.01426% | 0.0115% | 0.01238% | 0.01238% | 0.0115% | 0.01255% | 0.01448% | 0.01255% | 0.01489% | 0.01994% | 0.01551% | 0.01551%
1887 | 0.01365% | 0.01231% | 0.01758% | 0.01446% | 0.01162% | 0.007544% | 0.01299% | 0.01185% | 0.01163% | 0.01185% | 0.01162% | 0.01446% | 0.01162% | 0.01467% | 0.01886% | 0.01446% | 0.01162% | 0.007544% | 0.01299% | 0.01185% | 0.01163% | 0.01163% | 0.01185% | 0.01162% | 0.01446% | 0.01162% | 0.01467% | 0.01886% | 0.01365% | 0.01365%
1888 | 0.01184% | 0.01081% | 0.01594% | 0.01433% | 0.01092% | 0.007683% | 0.01166% | 0.009911% | 0.01106% | 0.009911% | 0.01092% | 0.01433% | 0.01092% | 0.01423% | 0.01681% | 0.01433% | 0.01092% | 0.007683% | 0.01166% | 0.009911% | 0.01106% | 0.01106% | 0.009911% | 0.01092% | 0.01433% | 0.01092% | 0.01423% | 0.01681% | 0.01184% | 0.01184%
1889 | 0.01034% | 0.008951% | 0.01539% | 0.01403% | 0.01019% | 0.007957% | 0.0106% | 0.009778% | 0.01071% | 0.009778% | 0.01019% | 0.01403% | 0.01019% | 0.0135% | 0.01408% | 0.01403% | 0.01019% | 0.007957% | 0.0106% | 0.009778% | 0.01071% | 0.01071% | 0.009778% | 0.01019% | 0.01403% | 0.01019% | 0.0135% | 0.01408% | 0.01034% | 0.01034%
1890 | 0.009219% | 0.008253% | 0.01525% | 0.01354% | 0.009541% | 0.008984% | 0.01013% | 0.009752% | 0.01019% | 0.009752% | 0.009541% | 0.01354% | 0.009541% | 0.01284% | 0.01148% | 0.01354% | 0.009541% | 0.008984% | 0.01013% | 0.009752% | 0.01019% | 0.01019% | 0.009752% | 0.009541% | 0.01354% | 0.009541% | 0.01284% | 0.01148% | 0.009219% | 0.009219%
1891 | 0.01025% | 0.00817% | 0.01457% | 0.01388% | 0.009812% | 0.01115% | 0.01159% | 0.01013% | 0.009854% | 0.01013% | 0.009812% | 0.01388% | 0.009812% | 0.01351% | 0.01194% | 0.01388% | 0.009812% | 0.01115% | 0.01159% | 0.01013% | 0.009854% | 0.009854% | 0.01013% | 0.009812% | 0.01388% | 0.009812% | 0.01351% | 0.01194% | 0.01025% | 0.01025%
1892 | 0.009948% | 0.008041% | 0.01098% | 0.01299% | 0.009403% | 0.01162% | 0.01111% | 0.01032% | 0.009359% | 0.01032% | 0.009403% | 0.01299% | 0.009403% | 0.01279% | 0.0108% | 0.01299% | 0.009403% | 0.01162% | 0.01111% | 0.01032% | 0.009359% | 0.009359% | 0.01032% | 0.009403% | 0.01299% | 0.009403% | 0.01279% | 0.0108% | 0.009948% | 0.009948%
1893 | 0.007475% | 0.007949% | 0.007585% | 0.01143% | 0.009103% | 0.01181% | 0.0105% | 0.0106% | 0.009129% | 0.0106% | 0.009103% | 0.01143% | 0.009103% | 0.01101% | 0.009915% | 0.01143% | 0.009103% | 0.01181% | 0.0105% | 0.0106% | 0.009129% | 0.009129% | 0.0106% | 0.009103% | 0.01143% | 0.009103% | 0.01101% | 0.009915% | 0.007475% | 0.007475%
1894 | 0.007384% | 0.007931% | 0.007098% | 0.009152% | 0.00904% | 0.01196% | 0.009886% | 0.01084% | 0.009041% | 0.01084% | 0.00904% | 0.009152% | 0.00904% | 0.007958% | 0.009185% | 0.009152% | 0.00904% | 0.01196% | 0.009886% | 0.01084% | 0.009041% | 0.009041% | 0.01084% | 0.00904% | 0.009152% | 0.00904% | 0.007958% | 0.009185% | 0.007384% | 0.007384%
1895 | 0.007369% | 0.007908% | 0.007145% | 0.007656% | 0.009002% | 0.01205% | 0.009567% | 0.01079% | 0.009007% | 0.01079% | 0.009002% | 0.007656% | 0.009002% | 0.00604% | 0.008679% | 0.007656% | 0.009002% | 0.01205% | 0.009567% | 0.01079% | 0.009007% | 0.009007% | 0.01079% | 0.009002% | 0.007656% | 0.009002% | 0.00604% | 0.008679% | 0.007369% | 0.007369%
1896 | 0.007531% | 0.007859% | 0.007173% | 0.006738% | 0.008898% | 0.01223% | 0.009382% | 0.009119% | 0.008824% | 0.009119% | 0.008898% | 0.006738% | 0.008898% | 0.005595% | 0.008044% | 0.006738% | 0.008898% | 0.01223% | 0.009382% | 0.009119% | 0.008824% | 0.008824% | 0.009119% | 0.008898% | 0.006738% | 0.008898% | 0.005595% | 0.008044% | 0.007531% | 0.007531%
1897 | 0.007563% | 0.007834% | 0.007435% | 0.006281% | 0.008893% | 0.01221% | 0.009347% | 0.007842% | 0.008875% | 0.007842% | 0.008893% | 0.006281% | 0.008893% | 0.005593% | 0.007938% | 0.006281% | 0.008893% | 0.01221% | 0.009347% | 0.007842% | 0.008875% | 0.008875% | 0.007842% | 0.008893% | 0.006281% | 0.008893% | 0.005593% | 0.007938% | 0.007563% | 0.007563%
1898 | 0.007668% | 0.007812% | 0.007469% | 0.0062% | 0.008996% | 0.01229% | 0.00947% | 0.006939% | 0.009172% | 0.006939% | 0.008996% | 0.0062% | 0.008996% | 0.005717% | 0.008112% | 0.0062% | 0.008996% | 0.01229% | 0.00947% | 0.006939% | 0.009172% | 0.009172% | 0.006939% | 0.008996% | 0.0062% | 0.008996% | 0.005717% | 0.008112% | 0.007668% | 0.007668%
1899 | 0.008065% | 0.007763% | 0.007495% | 0.006223% | 0.009139% | 0.01234% | 0.009561% | 0.006256% | 0.009565% | 0.006256% | 0.009139% | 0.006223% | 0.009139% | 0.006041% | 0.008408% | 0.006223% | 0.009139% | 0.01234% | 0.009561% | 0.006256% | 0.009565% | 0.009565% | 0.006256% | 0.009139% | 0.006223% | 0.009139% | 0.006041% | 0.008408% | 0.008065% | 0.008065%
1900 | 0.009038% | 0.007761% | 0.007571% | 0.006416% | 0.009617% | 0.01239% | 0.00994% | 0.006273% | 0.01015% | 0.006273% | 0.009617% | 0.006416% | 0.009617% | 0.006529% | 0.009109% | 0.006416% | 0.009617% | 0.01239% | 0.00994% | 0.006273% | 0.01015% | 0.01015% | 0.006273% | 0.009617% | 0.006416% | 0.009617% | 0.006529% | 0.009109% | 0.009038% | 0.009038%
1901 | 0.01113% | 0.008266% | 0.007771% | 0.007421% | 0.01062% | 0.01239% | 0.01082% | 0.007313% | 0.01088% | 0.007313% | 0.01062% | 0.007421% | 0.01062% | 0.007245% | 0.01057% | 0.007421% | 0.01062% | 0.01239% | 0.01082% | 0.007313% | 0.01088% | 0.01088% | 0.007313% | 0.01062% | 0.007421% | 0.01062% | 0.007245% | 0.01057% | 0.01113% | 0.01113%
1902 | 0.01705% | 0.008458% | 0.0147% | 0.008293% | 0.01233% | 0.01263% | 0.01234% | 0.009172% | 0.01259% | 0.009172% | 0.01233% | 0.008293% | 0.01233% | 0.008839% | 0.01305% | 0.008293% | 0.01233% | 0.01263% | 0.01234% | 0.009172% | 0.01259% | 0.01259% | 0.009172% | 0.01233% | 0.008293% | 0.01233% | 0.008839% | 0.01305% | 0.01705% | 0.01705%
1903 | 0.01673% | 0.009296% | 0.01631% | 0.008813% | 0.01295% | 0.01168% | 0.01206% | 0.01138% | 0.01336% | 0.01138% | 0.01295% | 0.008813% | 0.01295% | 0.009763% | 0.01346% | 0.008813% | 0.01295% | 0.01168% | 0.01206% | 0.01138% | 0.01336% | 0.01336% | 0.01138% | 0.01295% | 0.008813% | 0.01295% | 0.009763% | 0.01346% | 0.01673% | 0.01673%
1904 | 0.01825% | 0.01216% | 0.01802% | 0.01097% | 0.01421% | 0.0115% | 0.01333% | 0.01367% | 0.0141% | 0.01367% | 0.01421% | 0.01097% | 0.01421% | 0.01251% | 0.01574% | 0.01097% | 0.01421% | 0.0115% | 0.01333% | 0.01367% | 0.0141% | 0.0141% | 0.01367% | 0.01421% | 0.01097% | 0.01421% | 0.01251% | 0.01574% | 0.01825% | 0.01825%
1905 | 0.01919% | 0.01519% | 0.01836% | 0.0124% | 0.01513% | 0.01122% | 0.01446% | 0.01386% | 0.01467% | 0.01386% | 0.01513% | 0.0124% | 0.01513% | 0.01384% | 0.01756% | 0.0124% | 0.01513% | 0.01122% | 0.01446% | 0.01386% | 0.01467% | 0.01467% | 0.01386% | 0.01513% | 0.0124% | 0.01513% | 0.01384% | 0.01756% | 0.01919% | 0.01919%
1906 | 0.01964% | 0.0177% | 0.01885% | 0.01323% | 0.01558% | 0.01093% | 0.01534% | 0.0141% | 0.0148% | 0.0141% | 0.01558% | 0.01323% | 0.01558% | 0.01422% | 0.01888% | 0.01323% | 0.01558% | 0.01093% | 0.01534% | 0.0141% | 0.0148% | 0.0148% | 0.0141% | 0.01558% | 0.01323% | 0.01558% | 0.01422% | 0.01888% | 0.01964% | 0.01964%
1907 | 0.01951% | 0.01855% | 0.01879% | 0.01371% | 0.01533% | 0.0105% | 0.01569% | 0.01381% | 0.01446% | 0.01381% | 0.01533% | 0.01371% | 0.01533% | 0.01437% | 0.01974% | 0.01371% | 0.01533% | 0.0105% | 0.01569% | 0.01381% | 0.01446% | 0.01446% | 0.01381% | 0.01533% | 0.01371% | 0.01533% | 0.01437% | 0.01974% | 0.01951% | 0.01951%
1908 | 0.01867% | 0.01826% | 0.01884% | 0.014% | 0.01468% | 0.009632% | 0.0155% | 0.01284% | 0.014% | 0.01284% | 0.01468% | 0.014% | 0.01468% | 0.01443% | 0.02009% | 0.014% | 0.01468% | 0.009632% | 0.0155% | 0.01284% | 0.014% | 0.014% | 0.01284% | 0.01468% | 0.014% | 0.01468% | 0.01443% | 0.02009% | 0.01867% | 0.01867%
1909 | 0.01712% | 0.01756% | 0.01868% | 0.01413% | 0.0137% | 0.008408% | 0.01496% | 0.01197% | 0.01339% | 0.01197% | 0.0137% | 0.01413% | 0.0137% | 0.01447% | 0.02003% | 0.01413% | 0.0137% | 0.008408% | 0.01496% | 0.01197% | 0.01339% | 0.01339% | 0.01197% | 0.0137% | 0.01413% | 0.0137% | 0.01447% | 0.02003% | 0.01712% | 0.01712%
1910 | 0.01499% | 0.01492% | 0.01763% | 0.01417% | 0.0125% | 0.007407% | 0.014% | 0.01145% | 0.01238% | 0.01145% | 0.0125% | 0.01417% | 0.0125% | 0.01441% | 0.01966% | 0.01417% | 0.0125% | 0.007407% | 0.014% | 0.01145% | 0.01238% | 0.01238% | 0.01145% | 0.0125% | 0.01417% | 0.0125% | 0.01441% | 0.01966% | 0.01499% | 0.01499%
1911 | 0.01315% | 0.01241% | 0.01705% | 0.01411% | 0.0115% | 0.006836% | 0.01264% | 0.01159% | 0.01163% | 0.01159% | 0.0115% | 0.01411% | 0.0115% | 0.01416% | 0.01856% | 0.01411% | 0.0115% | 0.006836% | 0.01264% | 0.01159% | 0.01163% | 0.01163% | 0.01159% | 0.0115% | 0.01411% | 0.0115% | 0.01416% | 0.01856% | 0.01315% | 0.01315%
1912 | 0.01135% | 0.01091% | 0.0154% | 0.01401% | 0.0107% | 0.006944% | 0.01128% | 0.009643% | 0.01118% | 0.009643% | 0.0107% | 0.01401% | 0.0107% | 0.01368% | 0.01644% | 0.01401% | 0.0107% | 0.006944% | 0.01128% | 0.009643% | 0.01118% | 0.01118% | 0.009643% | 0.0107% | 0.01401% | 0.0107% | 0.01368% | 0.01644% | 0.01135% | 0.01135%
1913 | 0.009991% | 0.009071% | 0.01488% | 0.01375% | 0.009927% | 0.00758% | 0.01028% | 0.009529% | 0.0107% | 0.009529% | 0.009927% | 0.01375% | 0.009927% | 0.01304% | 0.01373% | 0.01375% | 0.009927% | 0.00758% | 0.01028% | 0.009529% | 0.0107% | 0.0107% | 0.009529% | 0.009927% | 0.01375% | 0.009927% | 0.01304% | 0.01373% | 0.009991% | 0.009991%
1914 | 0.008981% | 0.008368% | 0.01477% | 0.01333% | 0.009327% | 0.008961% | 0.009845% | 0.009541% | 0.00998% | 0.009541% | 0.009327% | 0.01333% | 0.009327% | 0.01251% | 0.01113% | 0.01333% | 0.009327% | 0.008961% | 0.009845% | 0.009541% | 0.00998% | 0.00998% | 0.009541% | 0.009327% | 0.01333% | 0.009327% | 0.01251% | 0.01113% | 0.008981% | 0.008981%
1915 | 0.0101% | 0.00823% | 0.01412% | 0.01374% | 0.009606% | 0.01139% | 0.0114% | 0.009927% | 0.00959% | 0.009927% | 0.009606% | 0.01374% | 0.009606% | 0.0133% | 0.01165% | 0.01374% | 0.009606% | 0.01139% | 0.0114% | 0.009927% | 0.00959% | 0.00959% | 0.009927% | 0.009606% | 0.01374% | 0.009606% | 0.0133% | 0.01165% | 0.0101% | 0.0101%
1916 | 0.009911% | 0.008079% | 0.01058% | 0.01289% | 0.00914% | 0.01199% | 0.01093% | 0.01007% | 0.009027% | 0.01007% | 0.00914% | 0.01289% | 0.00914% | 0.01265% | 0.01046% | 0.01289% | 0.00914% | 0.01199% | 0.01093% | 0.01007% | 0.009027% | 0.009027% | 0.01007% | 0.00914% | 0.01289% | 0.00914% | 0.01265% | 0.01046% | 0.009911% | 0.009911%
1917 | 0.00744% | 0.007997% | 0.007425% | 0.01142% | 0.008877% | 0.01227% | 0.01036% | 0.01044% | 0.008778% | 0.01044% | 0.008877% | 0.01142% | 0.008877% | 0.01105% | 0.009638% | 0.01142% | 0.008877% | 0.01227% | 0.01036% | 0.01044% | 0.008778% | 0.008778% | 0.01044% | 0.008877% | 0.01142% | 0.008877% | 0.01105% | 0.009638% | 0.00744% | 0.00744%
1918 | 0.007314% | 0.007921% | 0.006945% | 0.009185% | 0.008794% | 0.01248% | 0.009778% | 0.01064% | 0.00861% | 0.01064% | 0.008794% | 0.009185% | 0.008794% | 0.008102% | 0.00897% | 0.009185% | 0.008794% | 0.01248% | 0.009778% | 0.01064% | 0.00861% | 0.00861% | 0.01064% | 0.008794% | 0.009185% | 0.008794% | 0.008102% | 0.00897% | 0.007314% | 0.007314%
1919 | 0.007314% | 0.007883% | 0.007012% | 0.007614% | 0.008739% | 0.01261% | 0.009466% | 0.01058% | 0.008513% | 0.01058% | 0.008739% | 0.007614% | 0.008739% | 0.006086% | 0.008453% | 0.007614% | 0.008739% | 0.01261% | 0.009466% | 0.01058% | 0.008513% | 0.008513% | 0.01058% | 0.008739% | 0.007614% | 0.008739% | 0.006086% | 0.008453% | 0.007314% | 0.007314%
1920 | 0.007455% | 0.007842% | 0.007109% | 0.006714% | 0.008758% | 0.01257% | 0.009333% | 0.009056% | 0.008559% | 0.009056% | 0.008758% | 0.006714% | 0.008758% | 0.005603% | 0.007939% | 0.006714% | 0.008758% | 0.01257% | 0.009333% | 0.009056% | 0.008559% | 0.008559% | 0.009056% | 0.008758% | 0.006714% | 0.008758% | 0.005603% | 0.007939% | 0.007455% | 0.007455%
1921 | 0.007607% | 0.007809% | 0.007287% | 0.006181% | 0.008737% | 0.01284% | 0.009325% | 0.007688% | 0.008422% | 0.007688% | 0.008737% | 0.006181% | 0.008737% | 0.005536% | 0.007727% | 0.006181% | 0.008737% | 0.01284% | 0.009325% | 0.007688% | 0.008422% | 0.008422% | 0.007688% | 0.008737% | 0.006181% | 0.008737% | 0.005536% | 0.007727% | 0.007607% | 0.007607%
1922 | 0.007718% | 0.007829% | 0.007292% | 0.006075% | 0.008797% | 0.01294% | 0.009445% | 0.006696% | 0.008584% | 0.006696% | 0.008797% | 0.006075% | 0.008797% | 0.00568% | 0.00788% | 0.006075% | 0.008797% | 0.01294% | 0.009445% | 0.006696% | 0.008584% | 0.008584% | 0.006696% | 0.008797% | 0.006075% | 0.008797% | 0.00568% | 0.00788% | 0.007718% | 0.007718%
1923 | 0.008107% | 0.007769% | 0.007333% | 0.006096% | 0.008919% | 0.01302% | 0.009575% | 0.006016% | 0.008972% | 0.006016% | 0.008919% | 0.006096% | 0.008919% | 0.006057% | 0.0082% | 0.006096% | 0.008919% | 0.01302% | 0.009575% | 0.006016% | 0.008972% | 0.008972% | 0.006016% | 0.008919% | 0.006096% | 0.008919% | 0.006057% | 0.0082% | 0.008107% | 0.008107%
1924 | 0.009175% | 0.007739% | 0.007425% | 0.006323% | 0.00951% | 0.01309% | 0.009973% | 0.006053% | 0.009663% | 0.006053% | 0.00951% | 0.006323% | 0.00951% | 0.006553% | 0.008985% | 0.006323% | 0.00951% | 0.01309% | 0.009973% | 0.006053% | 0.009663% | 0.009663% | 0.006053% | 0.00951% | 0.006323% | 0.00951% | 0.006553% | 0.008985% | 0.009175% | 0.009175%
1925 | 0.01137% | 0.008315% | 0.007597% | 0.007336% | 0.01056% | 0.01301% | 0.01085% | 0.007142% | 0.01042% | 0.007142% | 0.01056% | 0.007336% | 0.01056% | 0.007319% | 0.01048% | 0.007336% | 0.01056% | 0.01301% | 0.01085% | 0.007142% | 0.01042% | 0.01042% | 0.007142% | 0.01056% | 0.007336% | 0.01056% | 0.007319% | 0.01048% | 0.01137% | 0.01137%
1926 | 0.01723% | 0.008407% | 0.01415% | 0.008172% | 0.01215% | 0.01331% | 0.01223% | 0.008905% | 0.01202% | 0.008905% | 0.01215% | 0.008172% | 0.01215% | 0.008927% | 0.01281% | 0.008172% | 0.01215% | 0.01331% | 0.01223% | 0.008905% | 0.01202% | 0.01202% | 0.008905% | 0.01215% | 0.008172% | 0.01215% | 0.008927% | 0.01281% | 0.01723% | 0.01723%
1927 | 0.01697% | 0.009225% | 0.01576% | 0.008801% | 0.01276% | 0.01232% | 0.01203% | 0.01101% | 0.01275% | 0.01101% | 0.01276% | 0.008801% | 0.01276% | 0.01% | 0.01329% | 0.008801% | 0.01276% | 0.01232% | 0.01203% | 0.01101% | 0.01275% | 0.01275% | 0.01101% | 0.01276% | 0.008801% | 0.01276% | 0.01% | 0.01329% | 0.01697% | 0.01697%
1928 | 0.01864% | 0.01211% | 0.01752% | 0.01096% | 0.014% | 0.01182% | 0.01334% | 0.01338% | 0.01363% | 0.01338% | 0.014% | 0.01096% | 0.014% | 0.01275% | 0.01565% | 0.01096% | 0.014% | 0.01182% | 0.01334% | 0.01338% | 0.01363% | 0.01363% | 0.01338% | 0.014% | 0.01096% | 0.014% | 0.01275% | 0.01565% | 0.01864% | 0.01864%
1929 | 0.01968% | 0.01525% | 0.01792% | 0.0123% | 0.01503% | 0.01132% | 0.01452% | 0.01362% | 0.01453% | 0.01362% | 0.01503% | 0.0123% | 0.01503% | 0.0138% | 0.01756% | 0.0123% | 0.01503% | 0.01132% | 0.01452% | 0.01362% | 0.01453% | 0.01453% | 0.01362% | 0.01503% | 0.0123% | 0.01503% | 0.0138% | 0.01756% | 0.01968% | 0.01968%
1930 | 0.02015% | 0.01779% | 0.01848% | 0.01308% | 0.01554% | 0.01106% | 0.01541% | 0.01381% | 0.01482% | 0.01381% | 0.01554% | 0.01308% | 0.01554% | 0.01398% | 0.01891% | 0.01308% | 0.01554% | 0.01106% | 0.01541% | 0.01381% | 0.01482% | 0.01482% | 0.01381% | 0.01554% | 0.01308% | 0.01554% | 0.01398% | 0.01891% | 0.02015% | 0.02015%
1931 | 0.01997% | 0.01866% | 0.01848% | 0.01351% | 0.0153% | 0.01058% | 0.01572% | 0.01351% | 0.01453% | 0.01351% | 0.0153% | 0.01351% | 0.0153% | 0.01392% | 0.01978% | 0.01351% | 0.0153% | 0.01058% | 0.01572% | 0.01351% | 0.01453% | 0.01453% | 0.01351% | 0.0153% | 0.01351% | 0.0153% | 0.01392% | 0.01978% | 0.01997% | 0.01997%
1932 | 0.01913% | 0.01837% | 0.01856% | 0.01378% | 0.01465% | 0.009706% | 0.01552% | 0.01268% | 0.01409% | 0.01268% | 0.01465% | 0.01378% | 0.01465% | 0.01388% | 0.02011% | 0.01378% | 0.01465% | 0.009706% | 0.01552% | 0.01268% | 0.01409% | 0.01409% | 0.01268% | 0.01465% | 0.01378% | 0.01465% | 0.01388% | 0.02011% | 0.01913% | 0.01913%
1933 | 0.01755% | 0.01763% | 0.01845% | 0.01395% | 0.01361% | 0.008481% | 0.01496% | 0.0118% | 0.01343% | 0.0118% | 0.01361% | 0.01395% | 0.01361% | 0.01392% | 0.02004% | 0.01395% | 0.01361% | 0.008481% | 0.01496% | 0.0118% | 0.01343% | 0.01343% | 0.0118% | 0.01361% | 0.01395% | 0.01361% | 0.01392% | 0.02004% | 0.01755% | 0.01755%
1934 | 0.0154% | 0.01495% | 0.01737% | 0.01402% | 0.01234% | 0.007485% | 0.01399% | 0.01137% | 0.01238% | 0.01137% | 0.01234% | 0.01402% | 0.01234% | 0.01394% | 0.01964% | 0.01402% | 0.01234% | 0.007485% | 0.01399% | 0.01137% | 0.01238% | 0.01238% | 0.01137% | 0.01234% | 0.01402% | 0.01234% | 0.01394% | 0.01964% | 0.0154% | 0.0154%
1935 | 0.01343% | 0.01237% | 0.01669% | 0.014% | 0.01132% | 0.006957% | 0.01264% | 0.01155% | 0.01164% | 0.01155% | 0.01132% | 0.014% | 0.01132% | 0.01378% | 0.01853% | 0.014% | 0.01132% | 0.006957% | 0.01264% | 0.01155% | 0.01164% | 0.01164% | 0.01155% | 0.01132% | 0.014% | 0.01132% | 0.01378% | 0.01853% | 0.01343% | 0.01343%
1936 | 0.01161% | 0.01086% | 0.01503% | 0.01391% | 0.01054% | 0.007131% | 0.01126% | 0.009672% | 0.01105% | 0.009672% | 0.01054% | 0.01391% | 0.01054% | 0.01347% | 0.01641% | 0.01391% | 0.01054% | 0.007131% | 0.01126% | 0.009672% | 0.01105% | 0.01105% | 0.009672% | 0.01054% | 0.01391% | 0.01054% | 0.01347% | 0.01641% | 0.01161% | 0.01161%
1937 | 0.01029% | 0.008986% | 0.0146% | 0.01374% | 0.009907% | 0.007828% | 0.0103% | 0.009635% | 0.01059% | 0.009635% | 0.009907% | 0.01374% | 0.009907% | 0.01303% | 0.01375% | 0.01374% | 0.009907% | 0.007828% | 0.0103% | 0.009635% | 0.01059% | 0.01059% | 0.009635% | 0.009907% | 0.01374% | 0.009907% | 0.01303% | 0.01375% | 0.01029% | 0.01029%
1938 | 0.00926% | 0.0083% | 0.0145% | 0.01335% | 0.00931% | 0.009131% | 0.00979% | 0.009651% | 0.00992% | 0.009651% | 0.00931% | 0.01335% | 0.00931% | 0.01257% | 0.01104% | 0.01335% | 0.00931% | 0.009131% | 0.00979% | 0.009651% | 0.00992% | 0.00992% | 0.009651% | 0.00931% | 0.01335% | 0.00931% | 0.01257% | 0.01104% | 0.00926% | 0.00926%
1939 | 0.01048% | 0.008199% | 0.01401% | 0.01385% | 0.009653% | 0.01157% | 0.01143% | 0.01005% | 0.009618% | 0.01005% | 0.009653% | 0.01385% | 0.009653% | 0.01352% | 0.0116% | 0.01385% | 0.009653% | 0.01157% | 0.01143% | 0.01005% | 0.009618% | 0.009618% | 0.01005% | 0.009653% | 0.01385% | 0.009653% | 0.01352% | 0.0116% | 0.01048% | 0.01048%
1940 | 0.01032% | 0.008049% | 0.01067% | 0.013% | 0.00919% | 0.01217% | 0.01098% | 0.01015% | 0.009031% | 0.01015% | 0.00919% | 0.013% | 0.00919% | 0.01285% | 0.01043% | 0.013% | 0.00919% | 0.01217% | 0.01098% | 0.01015% | 0.009031% | 0.009031% | 0.01015% | 0.00919% | 0.013% | 0.00919% | 0.01285% | 0.01043% | 0.01032% | 0.01032%
1941 | 0.007641% | 0.00795% | 0.007422% | 0.01144% | 0.008877% | 0.01241% | 0.01037% | 0.01042% | 0.008717% | 0.01042% | 0.008877% | 0.01144% | 0.008877% | 0.01108% | 0.009553% | 0.01144% | 0.008877% | 0.01241% | 0.01037% | 0.01042% | 0.008717% | 0.008717% | 0.01042% | 0.008877% | 0.01144% | 0.008877% | 0.01108% | 0.009553% | 0.007641% | 0.007641%
1942 | 0.007548% | 0.00792% | 0.006959% | 0.009129% | 0.008793% | 0.01258% | 0.009767% | 0.0107% | 0.008652% | 0.0107% | 0.008793% | 0.009129% | 0.008793% | 0.00797% | 0.008828% | 0.009129% | 0.008793% | 0.01258% | 0.009767% | 0.0107% | 0.008652% | 0.008652% | 0.0107% | 0.008793% | 0.009129% | 0.008793% | 0.00797% | 0.008828% | 0.007548% | 0.007548%
1943 | 0.007661% | 0.007905% | 0.007063% | 0.00757% | 0.008751% | 0.0127% | 0.009462% | 0.01068% | 0.00861% | 0.01068% | 0.008751% | 0.00757% | 0.008751% | 0.005912% | 0.008307% | 0.00757% | 0.008751% | 0.0127% | 0.009462% | 0.01068% | 0.00861% | 0.00861% | 0.01068% | 0.008751% | 0.00757% | 0.008751% | 0.005912% | 0.008307% | 0.007661% | 0.007661%
1944 | 0.007725% | 0.007847% | 0.007089% | 0.006672% | 0.008726% | 0.01277% | 0.009329% | 0.009094% | 0.008517% | 0.009094% | 0.008726% | 0.006672% | 0.008726% | 0.005472% | 0.007788% | 0.006672% | 0.008726% | 0.01277% | 0.009329% | 0.009094% | 0.008517% | 0.008517% | 0.009094% | 0.008726% | 0.006672% | 0.008726% | 0.005472% | 0.007788% | 0.007725% | 0.007725%
1945 | 0.00792% | 0.007823% | 0.007235% | 0.006229% | 0.008729% | 0.01289% | 0.0093% | 0.007744% | 0.008518% | 0.007744% | 0.008729% | 0.006229% | 0.008729% | 0.005522% | 0.007592% | 0.006229% | 0.008729% | 0.01289% | 0.0093% | 0.007744% | 0.008518% | 0.008518% | 0.007744% | 0.008729% | 0.006229% | 0.008729% | 0.005522% | 0.007592% | 0.00792% | 0.00792%
1946 | 0.008082% | 0.007816% | 0.007228% | 0.006101% | 0.00874% | 0.01298% | 0.009377% | 0.00677% | 0.008702% | 0.00677% | 0.00874% | 0.006101% | 0.00874% | 0.005619% | 0.007679% | 0.006101% | 0.00874% | 0.01298% | 0.009377% | 0.00677% | 0.008702% | 0.008702% | 0.00677% | 0.00874% | 0.006101% | 0.00874% | 0.005619% | 0.007679% | 0.008082% | 0.008082%
1947 | 0.008412% | 0.00778% | 0.007222% | 0.006114% | 0.008825% | 0.01305% | 0.009472% | 0.006071% | 0.0091% | 0.006071% | 0.008825% | 0.006114% | 0.008825% | 0.005959% | 0.007963% | 0.006114% | 0.008825% | 0.01305% | 0.009472% | 0.006071% | 0.0091% | 0.0091% | 0.006071% | 0.008825% | 0.006114% | 0.008825% | 0.005959% | 0.007963% | 0.008412% | 0.008412%
1948 | 0.009475% | 0.007766% | 0.007295% | 0.006319% | 0.009364% | 0.01316% | 0.009878% | 0.006053% | 0.009694% | 0.006053% | 0.009364% | 0.006319% | 0.009364% | 0.00645% | 0.008716% | 0.006319% | 0.009364% | 0.01316% | 0.009878% | 0.006053% | 0.009694% | 0.009694% | 0.006053% | 0.009364% | 0.006319% | 0.009364% | 0.00645% | 0.008716% | 0.009475% | 0.009475%
1949 | 0.01158% | 0.008328% | 0.007509% | 0.007318% | 0.01038% | 0.01314% | 0.0108% | 0.007077% | 0.01046% | 0.007077% | 0.01038% | 0.007318% | 0.01038% | 0.007325% | 0.01022% | 0.007318% | 0.01038% | 0.01314% | 0.0108% | 0.007077% | 0.01046% | 0.01046% | 0.007077% | 0.01038% | 0.007318% | 0.01038% | 0.007325% | 0.01022% | 0.01158% | 0.01158%
1950 | 0.01744% | 0.008367% | 0.01392% | 0.008042% | 0.01189% | 0.01331% | 0.01203% | 0.008813% | 0.01201% | 0.008813% | 0.01189% | 0.008042% | 0.01189% | 0.00881% | 0.01238% | 0.008042% | 0.01189% | 0.01331% | 0.01203% | 0.008813% | 0.01201% | 0.01201% | 0.008813% | 0.01189% | 0.008042% | 0.01189% | 0.00881% | 0.01238% | 0.01744% | 0.01744%
1951 | 0.01739% | 0.009316% | 0.01559% | 0.00872% | 0.01261% | 0.01234% | 0.01195% | 0.01083% | 0.01284% | 0.01083% | 0.01261% | 0.00872% | 0.01261% | 0.01001% | 0.01304% | 0.00872% | 0.01261% | 0.01234% | 0.01195% | 0.01083% | 0.01284% | 0.01284% | 0.01083% | 0.01261% | 0.00872% | 0.01261% | 0.01001% | 0.01304% | 0.01739% | 0.01739%
1952 | 0.01892% | 0.01228% | 0.01738% | 0.01089% | 0.01395% | 0.01179% | 0.01331% | 0.01317% | 0.01388% | 0.01317% | 0.01395% | 0.01089% | 0.01395% | 0.01282% | 0.01555% | 0.01089% | 0.01395% | 0.01179% | 0.01331% | 0.01317% | 0.01388% | 0.01388% | 0.01317% | 0.01395% | 0.01089% | 0.01395% | 0.01282% | 0.01555% | 0.01892% | 0.01892%
1953 | 0.01995% | 0.01532% | 0.01785% | 0.01226% | 0.01503% | 0.01125% | 0.01451% | 0.0135% | 0.01489% | 0.0135% | 0.01503% | 0.01226% | 0.01503% | 0.01392% | 0.0175% | 0.01226% | 0.01503% | 0.01125% | 0.01451% | 0.0135% | 0.01489% | 0.01489% | 0.0135% | 0.01503% | 0.01226% | 0.01503% | 0.01392% | 0.0175% | 0.01995% | 0.01995%
1954 | 0.02051% | 0.01785% | 0.0186% | 0.0131% | 0.01554% | 0.01099% | 0.01544% | 0.01372% | 0.01525% | 0.01372% | 0.01554% | 0.0131% | 0.01554% | 0.01433% | 0.01888% | 0.0131% | 0.01554% | 0.01099% | 0.01544% | 0.01372% | 0.01525% | 0.01525% | 0.01372% | 0.01554% | 0.0131% | 0.01554% | 0.01433% | 0.01888% | 0.02051% | 0.02051%
1955 | 0.02051% | 0.01876% | 0.0188% | 0.0137% | 0.01539% | 0.01055% | 0.01582% | 0.01337% | 0.01512% | 0.01337% | 0.01539% | 0.0137% | 0.01539% | 0.01457% | 0.01977% | 0.0137% | 0.01539% | 0.01055% | 0.01582% | 0.01337% | 0.01512% | 0.01512% | 0.01337% | 0.01539% | 0.0137% | 0.01539% | 0.01457% | 0.01977% | 0.02051% | 0.02051%
1956 | 0.01985% | 0.01855% | 0.01902% | 0.01411% | 0.01476% | 0.009684% | 0.01561% | 0.01255% | 0.01472% | 0.01255% | 0.01476% | 0.01411% | 0.01476% | 0.01467% | 0.02009% | 0.01411% | 0.01476% | 0.009684% | 0.01561% | 0.01255% | 0.01472% | 0.01472% | 0.01255% | 0.01476% | 0.01411% | 0.01476% | 0.01467% | 0.02009% | 0.01985% | 0.01985%
1957 | 0.01838% | 0.01781% | 0.01897% | 0.01436% | 0.01376% | 0.008543% | 0.01509% | 0.01166% | 0.01411% | 0.01166% | 0.01376% | 0.01436% | 0.01376% | 0.01475% | 0.02004% | 0.01436% | 0.01376% | 0.008543% | 0.01509% | 0.01166% | 0.01411% | 0.01411% | 0.01166% | 0.01376% | 0.01436% | 0.01376% | 0.01475% | 0.02004% | 0.01838% | 0.01838%
1958 | 0.01612% | 0.01511% | 0.01786% | 0.0144% | 0.01246% | 0.007587% | 0.01414% | 0.01119% | 0.01298% | 0.01119% | 0.01246% | 0.0144% | 0.01246% | 0.01468% | 0.01967% | 0.0144% | 0.01246% | 0.007587% | 0.01414% | 0.01119% | 0.01298% | 0.01298% | 0.01119% | 0.01246% | 0.0144% | 0.01246% | 0.01468% | 0.01967% | 0.01612% | 0.01612%
1959 | 0.01388% | 0.01249% | 0.017% | 0.01423% | 0.01128% | 0.007047% | 0.01276% | 0.01138% | 0.0119% | 0.01138% | 0.01128% | 0.01423% | 0.01128% | 0.0143% | 0.01859% | 0.01423% | 0.01128% | 0.007047% | 0.01276% | 0.01138% | 0.0119% | 0.0119% | 0.01138% | 0.01128% | 0.01423% | 0.01128% | 0.0143% | 0.01859% | 0.01388% | 0.01388%
1960 | 0.01183% | 0.01093% | 0.01519% | 0.01399% | 0.01043% | 0.007135% | 0.01139% | 0.009588% | 0.01101% | 0.009588% | 0.01043% | 0.01399% | 0.01043% | 0.01378% | 0.01647% | 0.01399% | 0.01043% | 0.007135% | 0.01139% | 0.009588% | 0.01101% | 0.01101% | 0.009588% | 0.01043% | 0.01399% | 0.01043% | 0.01378% | 0.01647% | 0.01183% | 0.01183%
1961 | 0.01028% | 0.009035% | 0.01464% | 0.01374% | 0.009794% | 0.007632% | 0.01042% | 0.009615% | 0.01053% | 0.009615% | 0.009794% | 0.01374% | 0.009794% | 0.0131% | 0.01379% | 0.01374% | 0.009794% | 0.007632% | 0.01042% | 0.009615% | 0.01053% | 0.01053% | 0.009615% | 0.009794% | 0.01374% | 0.009794% | 0.0131% | 0.01379% | 0.01028% | 0.01028%
1962 | 0.00911% | 0.008303% | 0.01444% | 0.01331% | 0.009176% | 0.008747% | 0.009835% | 0.009673% | 0.009938% | 0.009673% | 0.009176% | 0.01331% | 0.009176% | 0.01242% | 0.01104% | 0.01331% | 0.009176% | 0.008747% | 0.009835% | 0.009673% | 0.009938% | 0.009938% | 0.009673% | 0.009176% | 0.01331% | 0.009176% | 0.01242% | 0.01104% | 0.00911% | 0.00911%
1963 | 0.01031% | 0.008188% | 0.0139% | 0.01375% | 0.009555% | 0.01105% | 0.01141% | 0.01018% | 0.009695% | 0.01018% | 0.009555% | 0.01375% | 0.009555% | 0.01323% | 0.01155% | 0.01375% | 0.009555% | 0.01105% | 0.01141% | 0.01018% | 0.009695% | 0.009695% | 0.01018% | 0.009555% | 0.01375% | 0.009555% | 0.01323% | 0.01155% | 0.01031% | 0.01031%
1964 | 0.01013% | 0.008033% | 0.01065% | 0.01287% | 0.009088% | 0.01164% | 0.01093% | 0.01027% | 0.009092% | 0.01027% | 0.009088% | 0.01287% | 0.009088% | 0.01254% | 0.01036% | 0.01287% | 0.009088% | 0.01164% | 0.01093% | 0.01027% | 0.009092% | 0.009092% | 0.01027% | 0.009088% | 0.01287% | 0.009088% | 0.01254% | 0.01036% | 0.01013% | 0.01013%
1965 | 0.007601% | 0.00793% | 0.00739% | 0.01133% | 0.00884% | 0.01198% | 0.01037% | 0.01066% | 0.008876% | 0.01066% | 0.00884% | 0.01133% | 0.00884% | 0.0108% | 0.009529% | 0.01133% | 0.00884% | 0.01198% | 0.01037% | 0.01066% | 0.008876% | 0.008876% | 0.01066% | 0.00884% | 0.01133% | 0.00884% | 0.0108% | 0.009529% | 0.007601% | 0.007601%
1966 | 0.007582% | 0.007884% | 0.006931% | 0.009097% | 0.008839% | 0.0122% | 0.009815% | 0.01096% | 0.00886% | 0.01096% | 0.008839% | 0.009097% | 0.008839% | 0.007792% | 0.008867% | 0.009097% | 0.008839% | 0.0122% | 0.009815% | 0.01096% | 0.00886% | 0.00886% | 0.01096% | 0.008839% | 0.009097% | 0.008839% | 0.007792% | 0.008867% | 0.007582% | 0.007582%
1967 | 0.007663% | 0.007866% | 0.007047% | 0.007613% | 0.008833% | 0.01239% | 0.009542% | 0.01096% | 0.008888% | 0.01096% | 0.008833% | 0.007613% | 0.008833% | 0.005875% | 0.008388% | 0.007613% | 0.008833% | 0.01239% | 0.009542% | 0.01096% | 0.008888% | 0.008888% | 0.01096% | 0.008833% | 0.007613% | 0.008833% | 0.005875% | 0.008388% | 0.007663% | 0.007663%
1968 | 0.007783% | 0.007824% | 0.007124% | 0.006728% | 0.008801% | 0.01261% | 0.009395% | 0.009259% | 0.008782% | 0.009259% | 0.008801% | 0.006728% | 0.008801% | 0.005468% | 0.007822% | 0.006728% | 0.008801% | 0.01261% | 0.009395% | 0.009259% | 0.008782% | 0.008782% | 0.009259% | 0.008801% | 0.006728% | 0.008801% | 0.005468% | 0.007822% | 0.007783% | 0.007783%
1969 | 0.006732% | 0.009455% | 0.006336% | 0.006174% | 0.009197% | 0.01332% | 0.009589% | 0.007976% | 0.008932% | 0.007976% | 0.009197% | 0.006174% | 0.009197% | 0.00587% | 0.007806% | 0.006174% | 0.009197% | 0.01332% | 0.009589% | 0.007976% | 0.008932% | 0.008932% | 0.007976% | 0.009197% | 0.006174% | 0.009197% | 0.00587% | 0.007806% | 0.006732% | 0.006732%
1970 | 0.006649% | 0.009543% | 0.006281% | 0.006095% | 0.009037% | 0.01336% | 0.00957% | 0.007229% | 0.008946% | 0.007229% | 0.009037% | 0.006095% | 0.009037% | 0.005452% | 0.007788% | 0.006095% | 0.009037% | 0.01336% | 0.00957% | 0.007229% | 0.008946% | 0.008946% | 0.007229% | 0.009037% | 0.006095% | 0.009037% | 0.005452% | 0.007788% | 0.006649% | 0.006649%
1971 | 0.006648% | 0.009593% | 0.006259% | 0.006143% | 0.009309% | 0.01343% | 0.009564% | 0.007025% | 0.009246% | 0.007025% | 0.009309% | 0.006143% | 0.009309% | 0.005589% | 0.007837% | 0.006143% | 0.009309% | 0.01343% | 0.009564% | 0.007025% | 0.009246% | 0.009246% | 0.007025% | 0.009309% | 0.006143% | 0.009309% | 0.005589% | 0.007837% | 0.006648% | 0.006648%
1972 | 0.006666% | 0.009655% | 0.006305% | 0.006345% | 0.009559% | 0.01351% | 0.00959% | 0.007177% | 0.009425% | 0.007177% | 0.009559% | 0.006345% | 0.009559% | 0.00604% | 0.00796% | 0.006345% | 0.009559% | 0.01351% | 0.00959% | 0.007177% | 0.009425% | 0.009425% | 0.007177% | 0.009559% | 0.006345% | 0.009559% | 0.00604% | 0.00796% | 0.006666% | 0.006666%
1973 | 0.006673% | 0.01028% | 0.006228% | 0.007034% | 0.009505% | 0.01355% | 0.009569% | 0.007905% | 0.009525% | 0.007905% | 0.009505% | 0.007034% | 0.009505% | 0.006757% | 0.008052% | 0.007034% | 0.009505% | 0.01355% | 0.009569% | 0.007905% | 0.009525% | 0.009525% | 0.007905% | 0.009505% | 0.007034% | 0.009505% | 0.006757% | 0.008052% | 0.006673% | 0.006673%
1974 | 0.01057% | 0.009981% | 0.01003% | 0.007616% | 0.009591% | 0.01363% | 0.009363% | 0.009271% | 0.009756% | 0.009271% | 0.009591% | 0.007616% | 0.009591% | 0.008036% | 0.007701% | 0.007616% | 0.009591% | 0.01363% | 0.009363% | 0.009271% | 0.009756% | 0.009756% | 0.009271% | 0.009591% | 0.007616% | 0.009591% | 0.008036% | 0.007701% | 0.01057% | 0.01057%
1975 | 0.007562% | 0.00993% | 0.007076% | 0.008325% | 0.009051% | 0.01253% | 0.007767% | 0.01086% | 0.009621% | 0.01086% | 0.009051% | 0.008325% | 0.009051% | 0.009252% | 0.005445% | 0.008325% | 0.009051% | 0.01253% | 0.007767% | 0.01086% | 0.009621% | 0.009621% | 0.01086% | 0.009051% | 0.008325% | 0.009051% | 0.009252% | 0.005445% | 0.007562% | 0.007562%
1976 | 0.006816% | 0.01058% | 0.006431% | 0.01045% | 0.009052% | 0.0118% | 0.007808% | 0.01306% | 0.009491% | 0.01306% | 0.009052% | 0.01045% | 0.009052% | 0.01197% | 0.005067% | 0.01045% | 0.009052% | 0.0118% | 0.007808% | 0.01306% | 0.009491% | 0.009491% | 0.01306% | 0.009052% | 0.01045% | 0.009052% | 0.01197% | 0.005067% | 0.006816% | 0.006816%
1977 | 0.006293% | 0.01167% | 0.006003% | 0.01181% | 0.009328% | 0.01127% | 0.007908% | 0.01353% | 0.009529% | 0.01353% | 0.009328% | 0.01181% | 0.009328% | 0.01318% | 0.004762% | 0.01181% | 0.009328% | 0.01127% | 0.007908% | 0.01353% | 0.009529% | 0.009529% | 0.01353% | 0.009328% | 0.01181% | 0.009328% | 0.01318% | 0.004762% | 0.006293% | 0.006293%
1978 | 0.006003% | 0.01301% | 0.005713% | 0.01259% | 0.00938% | 0.01097% | 0.008137% | 0.01426% | 0.009518% | 0.01426% | 0.00938% | 0.01259% | 0.00938% | 0.01348% | 0.004561% | 0.01259% | 0.00938% | 0.01097% | 0.008137% | 0.01426% | 0.009518% | 0.009518% | 0.01426% | 0.00938% | 0.01259% | 0.00938% | 0.01348% | 0.004561% | 0.006003% | 0.006003%
1979 | 0.005833% | 0.01393% | 0.00579% | 0.01317% | 0.00922% | 0.01053% | 0.008464% | 0.01457% | 0.00947% | 0.01457% | 0.00922% | 0.01317% | 0.00922% | 0.01354% | 0.004475% | 0.01317% | 0.00922% | 0.01053% | 0.008464% | 0.01457% | 0.00947% | 0.00947% | 0.01457% | 0.00922% | 0.01317% | 0.00922% | 0.01354% | 0.004475% | 0.005833% | 0.005833%
1980 | 0.005731% | 0.01379% | 0.005496% | 0.01364% | 0.009088% | 0.009834% | 0.008595% | 0.01451% | 0.009521% | 0.01451% | 0.009088% | 0.01364% | 0.009088% | 0.01363% | 0.00444% | 0.01364% | 0.009088% | 0.009834% | 0.008595% | 0.01451% | 0.009521% | 0.009521% | 0.01451% | 0.009088% | 0.01364% | 0.009088% | 0.01363% | 0.00444% | 0.005731% | 0.005731%
1981 | 0.005746% | 0.01315% | 0.005437% | 0.01397% | 0.009089% | 0.008812% | 0.008444% | 0.01438% | 0.009566% | 0.01438% | 0.009089% | 0.01397% | 0.009089% | 0.01383% | 0.004436% | 0.01397% | 0.009089% | 0.008812% | 0.008444% | 0.01438% | 0.009566% | 0.009566% | 0.01438% | 0.009089% | 0.01397% | 0.009089% | 0.01383% | 0.004436% | 0.005746% | 0.005746%
1982 | 0.005566% | 0.01205% | 0.005358% | 0.014% | 0.009116% | 0.00794% | 0.008123% | 0.0144% | 0.009597% | 0.0144% | 0.009116% | 0.014% | 0.009116% | 0.01407% | 0.004431% | 0.014% | 0.009116% | 0.00794% | 0.008123% | 0.0144% | 0.009597% | 0.009597% | 0.0144% | 0.009116% | 0.014% | 0.009116% | 0.01407% | 0.004431% | 0.005566% | 0.005566%
1983 | 0.005639% | 0.01106% | 0.005273% | 0.01396% | 0.009208% | 0.007478% | 0.007734% | 0.01456% | 0.009664% | 0.01456% | 0.009208% | 0.01396% | 0.009208% | 0.01436% | 0.004436% | 0.01396% | 0.009208% | 0.007478% | 0.007734% | 0.01456% | 0.009664% | 0.009664% | 0.01456% | 0.009208% | 0.01396% | 0.009208% | 0.01436% | 0.004436% | 0.005639% | 0.005639%
1984 | 0.005768% | 0.01038% | 0.005506% | 0.0139% | 0.009228% | 0.007529% | 0.007409% | 0.01268% | 0.0097% | 0.01268% | 0.009228% | 0.0139% | 0.009228% | 0.0146% | 0.004462% | 0.0139% | 0.009228% | 0.007529% | 0.007409% | 0.01268% | 0.0097% | 0.0097% | 0.01268% | 0.009228% | 0.0139% | 0.009228% | 0.0146% | 0.004462% | 0.005768% | 0.005768%
1985 | 0.005926% | 0.00968% | 0.005563% | 0.01365% | 0.00912% | 0.008046% | 0.007144% | 0.01225% | 0.009669% | 0.01225% | 0.00912% | 0.01365% | 0.00912% | 0.01459% | 0.004516% | 0.01365% | 0.00912% | 0.008046% | 0.007144% | 0.01225% | 0.009669% | 0.009669% | 0.01225% | 0.00912% | 0.01365% | 0.00912% | 0.01459% | 0.004516% | 0.005926% | 0.005926%
1986 | 0.00638% | 0.009353% | 0.005909% | 0.01314% | 0.008881% | 0.009189% | 0.006952% | 0.0119% | 0.009536% | 0.0119% | 0.008881% | 0.01314% | 0.008881% | 0.01439% | 0.004598% | 0.01314% | 0.008881% | 0.009189% | 0.006952% | 0.0119% | 0.009536% | 0.009536% | 0.0119% | 0.008881% | 0.01314% | 0.008881% | 0.01439% | 0.004598% | 0.00638% | 0.00638%
1987 | 0.008564% | 0.009466% | 0.008071% | 0.0135% | 0.009403% | 0.01162% | 0.008874% | 0.01184% | 0.009636% | 0.01184% | 0.009403% | 0.0135% | 0.009403% | 0.01539% | 0.007162% | 0.0135% | 0.009403% | 0.01162% | 0.008874% | 0.01184% | 0.009636% | 0.009636% | 0.01184% | 0.009403% | 0.0135% | 0.009403% | 0.01539% | 0.007162% | 0.008564% | 0.008564%
1988 | 0.008938% | 0.009456% | 0.008489% | 0.01259% | 0.009301% | 0.01223% | 0.009105% | 0.01145% | 0.009524% | 0.01145% | 0.009301% | 0.01259% | 0.009301% | 0.01475% | 0.007467% | 0.01259% | 0.009301% | 0.01223% | 0.009105% | 0.01145% | 0.009524% | 0.009524% | 0.01145% | 0.009301% | 0.01259% | 0.009301% | 0.01475% | 0.007467% | 0.008938% | 0.008938%
1989 | 0.00681% | 0.009469% | 0.006592% | 0.01103% | 0.009022% | 0.01253% | 0.00918% | 0.0111% | 0.009281% | 0.0111% | 0.009022% | 0.01103% | 0.009022% | 0.01289% | 0.007576% | 0.01103% | 0.009022% | 0.01253% | 0.00918% | 0.0111% | 0.009281% | 0.009281% | 0.0111% | 0.009022% | 0.01103% | 0.009022% | 0.01289% | 0.007576% | 0.00681% | 0.00681%
1990 | 0.006978% | 0.009484% | 0.006644% | 0.008737% | 0.008884% | 0.01278% | 0.009298% | 0.01062% | 0.008938% | 0.01062% | 0.008884% | 0.008737% | 0.008884% | 0.00958% | 0.007679% | 0.008737% | 0.008884% | 0.01278% | 0.009298% | 0.01062% | 0.008938% | 0.008938% | 0.01062% | 0.008884% | 0.008737% | 0.008884% | 0.00958% | 0.007679% | 0.006978% | 0.006978%
1991 | 0.007002% | 0.009528% | 0.0066% | 0.007183% | 0.008845% | 0.01289% | 0.009455% | 0.009521% | 0.008783% | 0.009521% | 0.008845% | 0.007183% | 0.008845% | 0.007211% | 0.007838% | 0.007183% | 0.008845% | 0.01289% | 0.009455% | 0.009521% | 0.008783% | 0.008783% | 0.009521% | 0.008845% | 0.007183% | 0.008845% | 0.007211% | 0.007838% | 0.007002% | 0.007002%
1992 | 0.007057% | 0.008985% | 0.006558% | 0.006583% | 0.008829% | 0.01291% | 0.009462% | 0.008553% | 0.00875% | 0.008553% | 0.008829% | 0.006583% | 0.008829% | 0.006026% | 0.007891% | 0.006583% | 0.008829% | 0.01291% | 0.009462% | 0.008553% | 0.00875% | 0.00875% | 0.008553% | 0.008829% | 0.006583% | 0.008829% | 0.006026% | 0.007891% | 0.007057% | 0.007057%
1993 | 0.006235% | 0.007465% | 0.006069% | 0.006489% | 0.007885% | 0.0131% | 0.008377% | 0.008641% | 0.008098% | 0.008641% | 0.007885% | 0.006489% | 0.007885% | 0.005442% | 0.007991% | 0.006489% | 0.007885% | 0.0131% | 0.008377% | 0.008641% | 0.008098% | 0.008098% | 0.008641% | 0.007885% | 0.006489% | 0.007885% | 0.005442% | 0.007991% | 0.006235% | 0.006235%
1994 | 0.006304% | 0.007453% | 0.006259% | 0.006446% | 0.008066% | 0.01316% | 0.008541% | 0.008165% | 0.008316% | 0.008165% | 0.008066% | 0.006446% | 0.008066% | 0.005231% | 0.008129% | 0.006446% | 0.008066% | 0.01316% | 0.008541% | 0.008165% | 0.008316% | 0.008316% | 0.008165% | 0.008066% | 0.006446% | 0.008066% | 0.005231% | 0.008129% | 0.006304% | 0.006304%
1995 | 0.006186% | 0.00738% | 0.006087% | 0.006448% | 0.008042% | 0.01321% | 0.008621% | 0.007857% | 0.008142% | 0.007857% | 0.008042% | 0.006448% | 0.008042% | 0.005273% | 0.008217% | 0.006448% | 0.008042% | 0.01321% | 0.008621% | 0.007857% | 0.008142% | 0.008142% | 0.007857% | 0.008042% | 0.006448% | 0.008042% | 0.005273% | 0.008217% | 0.006186% | 0.006186%
1996 | 0.00624% | 0.007385% | 0.006206% | 0.006547% | 0.00817% | 0.01328% | 0.008747% | 0.008058% | 0.008273% | 0.008058% | 0.00817% | 0.006547% | 0.00817% | 0.005736% | 0.008244% | 0.006547% | 0.00817% | 0.01328% | 0.008747% | 0.008058% | 0.008273% | 0.008273% | 0.008058% | 0.00817% | 0.006547% | 0.00817% | 0.005736% | 0.008244% | 0.00624% | 0.00624%
1997 | 0.006236% | 0.007395% | 0.006226% | 0.007356% | 0.008341% | 0.01338% | 0.008953% | 0.008698% | 0.008391% | 0.008698% | 0.008341% | 0.007356% | 0.008341% | 0.006697% | 0.008293% | 0.007356% | 0.008341% | 0.01338% | 0.008953% | 0.008698% | 0.008391% | 0.008391% | 0.008698% | 0.008341% | 0.007356% | 0.008341% | 0.006697% | 0.008293% | 0.006236% | 0.006236%
1998 | 0.01036% | 0.007402% | 0.009711% | 0.007565% | 0.008105% | 0.01329% | 0.008609% | 0.009093% | 0.008063% | 0.009093% | 0.008105% | 0.007565% | 0.008105% | 0.007927% | 0.007882% | 0.007565% | 0.008105% | 0.01329% | 0.008609% | 0.009093% | 0.008063% | 0.008063% | 0.009093% | 0.008105% | 0.007565% | 0.008105% | 0.007927% | 0.007882% | 0.01036% | 0.01036%
1999 | 0.006216% | 0.007677% | 0.006174% | 0.007341% | 0.00733% | 0.01211% | 0.007019% | 0.009858% | 0.007637% | 0.009858% | 0.00733% | 0.007341% | 0.00733% | 0.00838% | 0.005542% | 0.007341% | 0.00733% | 0.01211% | 0.007019% | 0.009858% | 0.007637% | 0.007637% | 0.009858% | 0.00733% | 0.007341% | 0.00733% | 0.00838% | 0.005542% | 0.006216% | 0.006216%
2000 | 0.006357% | 0.008058% | 0.006144% | 0.008345% | 0.007597% | 0.01161% | 0.007194% | 0.0123% | 0.007951% | 0.0123% | 0.007597% | 0.008345% | 0.007597% | 0.01027% | 0.005019% | 0.008345% | 0.007597% | 0.01161% | 0.007194% | 0.0123% | 0.007951% | 0.007951% | 0.0123% | 0.007597% | 0.008345% | 0.007597% | 0.01027% | 0.005019% | 0.006357% | 0.006357%
2001 | 0.00581% | 0.008689% | 0.005774% | 0.009538% | 0.007446% | 0.01117% | 0.00694% | 0.01317% | 0.00778% | 0.01317% | 0.007446% | 0.009538% | 0.007446% | 0.01178% | 0.004712% | 0.009538% | 0.007446% | 0.01117% | 0.00694% | 0.01317% | 0.00778% | 0.00778% | 0.01317% | 0.007446% | 0.009538% | 0.007446% | 0.01178% | 0.004712% | 0.00581% | 0.00581%
2002 | 0.005314% | 0.009561% | 0.005201% | 0.01067% | 0.007073% | 0.01091% | 0.006524% | 0.01346% | 0.007475% | 0.01346% | 0.007073% | 0.01067% | 0.007073% | 0.0127% | 0.004516% | 0.01067% | 0.007073% | 0.01091% | 0.006524% | 0.01346% | 0.007475% | 0.007475% | 0.01346% | 0.007073% | 0.01067% | 0.007073% | 0.0127% | 0.004516% | 0.005314% | 0.005314%
2003 | 0.005089% | 0.01061% | 0.004916% | 0.01165% | 0.006821% | 0.01043% | 0.006181% | 0.01371% | 0.007219% | 0.01371% | 0.006821% | 0.01165% | 0.006821% | 0.01316% | 0.004414% | 0.01165% | 0.006821% | 0.01043% | 0.006181% | 0.01371% | 0.007219% | 0.007219% | 0.01371% | 0.006821% | 0.01165% | 0.006821% | 0.01316% | 0.004414% | 0.005089% | 0.005089%
2004 | 0.004942% | 0.01108% | 0.004734% | 0.01255% | 0.006781% | 0.009717% | 0.00611% | 0.0138% | 0.007262% | 0.0138% | 0.006781% | 0.01255% | 0.006781% | 0.01333% | 0.004369% | 0.01255% | 0.006781% | 0.009717% | 0.00611% | 0.0138% | 0.007262% | 0.007262% | 0.0138% | 0.006781% | 0.01255% | 0.006781% | 0.01333% | 0.004369% | 0.004942% | 0.004942%
2005 | 0.004926% | 0.01115% | 0.004493% | 0.01306% | 0.006751% | 0.008781% | 0.006039% | 0.01399% | 0.007263% | 0.01399% | 0.006751% | 0.01306% | 0.006751% | 0.01343% | 0.004338% | 0.01306% | 0.006751% | 0.008781% | 0.006039% | 0.01399% | 0.007263% | 0.007263% | 0.01399% | 0.006751% | 0.01306% | 0.006751% | 0.01343% | 0.004338% | 0.004926% | 0.004926%
2006 | 0.004915% | 0.01052% | 0.004475% | 0.0132% | 0.006759% | 0.007855% | 0.006017% | 0.01417% | 0.007228% | 0.01417% | 0.006759% | 0.0132% | 0.006759% | 0.01356% | 0.004317% | 0.0132% | 0.006759% | 0.007855% | 0.006017% | 0.01417% | 0.007228% | 0.007228% | 0.01417% | 0.006759% | 0.0132% | 0.006759% | 0.01356% | 0.004317% | 0.004915% | 0.004915%
2007 | 0.004884% | 0.009458% | 0.004372% | 0.01302% | 0.006752% | 0.007402% | 0.005996% | 0.01426% | 0.00723% | 0.01426% | 0.006752% | 0.01302% | 0.006752% | 0.01359% | 0.004316% | 0.01302% | 0.006752% | 0.007402% | 0.005996% | 0.01426% | 0.00723% | 0.00723% | 0.01426% | 0.006752% | 0.01302% | 0.006752% | 0.01359% | 0.004316% | 0.004884% | 0.004884%
2008 | 0.004991% | 0.008648% | 0.004517% | 0.01259% | 0.006608% | 0.007515% | 0.005859% | 0.01203% | 0.007134% | 0.01203% | 0.006608% | 0.01259% | 0.006608% | 0.01348% | 0.004321% | 0.01259% | 0.006608% | 0.007515% | 0.005859% | 0.01203% | 0.007134% | 0.007134% | 0.01203% | 0.006608% | 0.01259% | 0.006608% | 0.01348% | 0.004321% | 0.004991% | 0.004991%
2009 | 0.005179% | 0.007908% | 0.004725% | 0.01191% | 0.00638% | 0.007999% | 0.005664% | 0.01124% | 0.007061% | 0.01124% | 0.00638% | 0.01191% | 0.00638% | 0.01296% | 0.004342% | 0.01191% | 0.00638% | 0.007999% | 0.005664% | 0.01124% | 0.007061% | 0.007061% | 0.01124% | 0.00638% | 0.01191% | 0.00638% | 0.01296% | 0.004342% | 0.005179% | 0.005179%
2010 | 0.005337% | 0.007443% | 0.004885% | 0.01103% | 0.006171% | 0.009163% | 0.005521% | 0.01105% | 0.007054% | 0.01105% | 0.006171% | 0.01103% | 0.006171% | 0.0121% | 0.004381% | 0.01103% | 0.006171% | 0.009163% | 0.005521% | 0.01105% | 0.007054% | 0.007054% | 0.01105% | 0.006171% | 0.01103% | 0.006171% | 0.0121% | 0.004381% | 0.005337% | 0.005337%
2011 | 0.00748% | 0.007626% | 0.006981% | 0.0111% | 0.007069% | 0.01158% | 0.007421% | 0.01128% | 0.007451% | 0.01128% | 0.007069% | 0.0111% | 0.007069% | 0.0124% | 0.006897% | 0.0111% | 0.007069% | 0.01158% | 0.007421% | 0.01128% | 0.007451% | 0.007451% | 0.01128% | 0.007069% | 0.0111% | 0.007069% | 0.0124% | 0.006897% | 0.00748% | 0.00748%
2012 | 0.007719% | 0.007574% | 0.007232% | 0.01011% | 0.007119% | 0.01219% | 0.007587% | 0.01098% | 0.00749% | 0.01098% | 0.007119% | 0.01011% | 0.007119% | 0.0112% | 0.007172% | 0.01011% | 0.007119% | 0.01219% | 0.007587% | 0.01098% | 0.00749% | 0.00749% | 0.01098% | 0.007119% | 0.01011% | 0.007119% | 0.0112% | 0.007172% | 0.007719% | 0.007719%
2013 | 0.005686% | 0.007502% | 0.005475% | 0.00914% | 0.007201% | 0.0124% | 0.007669% | 0.01065% | 0.007556% | 0.01065% | 0.007201% | 0.00914% | 0.007201% | 0.009729% | 0.007212% | 0.00914% | 0.007201% | 0.0124% | 0.007669% | 0.01065% | 0.007556% | 0.007556% | 0.01065% | 0.007201% | 0.00914% | 0.007201% | 0.009729% | 0.007212% | 0.005686% | 0.005686%
2014 | 0.005799% | 0.007469% | 0.005615% | 0.008244% | 0.007352% | 0.01256% | 0.007824% | 0.01039% | 0.007738% | 0.01039% | 0.007352% | 0.008244% | 0.007352% | 0.008221% | 0.007252% | 0.008244% | 0.007352% | 0.01256% | 0.007824% | 0.01039% | 0.007738% | 0.007738% | 0.01039% | 0.007352% | 0.008244% | 0.007352% | 0.008221% | 0.007252% | 0.005799% | 0.005799%
2015 | 0.005896% | 0.007441% | 0.005677% | 0.007541% | 0.007511% | 0.0126% | 0.007972% | 0.009631% | 0.0079% | 0.009631% | 0.007511% | 0.007541% | 0.007511% | 0.006726% | 0.007291% | 0.007541% | 0.007511% | 0.0126% | 0.007972% | 0.009631% | 0.0079% | 0.0079% | 0.009631% | 0.007511% | 0.007541% | 0.007511% | 0.006726% | 0.007291% | 0.005896% | 0.005896%
2016 | 0.006029% | 0.007944% | 0.005743% | 0.006694% | 0.008018% | 0.01274% | 0.008516% | 0.008863% | 0.008182% | 0.008863% | 0.008018% | 0.006694% | 0.008018% | 0.00578% | 0.007473% | 0.006694% | 0.008018% | 0.01274% | 0.008516% | 0.008863% | 0.008182% | 0.008182% | 0.008863% | 0.008018% | 0.006694% | 0.008018% | 0.00578% | 0.007473% | 0.006029% | 0.006029%
2017 | 0.007485% | 0.007778% | 0.006996% | 0.006162% | 0.008582% | 0.01198% | 0.009399% | 0.007779% | 0.008767% | 0.007779% | 0.008582% | 0.006162% | 0.008582% | 0.005122% | 0.007373% | 0.006162% | 0.008582% | 0.01198% | 0.009399% | 0.007779% | 0.008767% | 0.008767% | 0.007779% | 0.008582% | 0.006162% | 0.008582% | 0.005122% | 0.007373% | 0.007485% | 0.007485%
2018 | 0.007608% | 0.007761% | 0.007027% | 0.006033% | 0.008613% | 0.01208% | 0.00944% | 0.006766% | 0.008912% | 0.006766% | 0.008613% | 0.006033% | 0.008613% | 0.00519% | 0.007434% | 0.006033% | 0.008613% | 0.01208% | 0.00944% | 0.006766% | 0.008912% | 0.008912% | 0.006766% | 0.008613% | 0.006033% | 0.008613% | 0.00519% | 0.007434% | 0.007608% | 0.007608%
2019 | 0.007991% | 0.007688% | 0.007067% | 0.006071% | 0.00875% | 0.01216% | 0.009536% | 0.006079% | 0.009396% | 0.006079% | 0.00875% | 0.006071% | 0.00875% | 0.005493% | 0.007724% | 0.006071% | 0.00875% | 0.01216% | 0.009536% | 0.006079% | 0.009396% | 0.009396% | 0.006079% | 0.00875% | 0.006071% | 0.00875% | 0.005493% | 0.007724% | 0.007991% | 0.007991%
2020 | 0.008976% | 0.007699% | 0.007067% | 0.006279% | 0.009246% | 0.01222% | 0.009902% | 0.006117% | 0.009978% | 0.006117% | 0.009246% | 0.006279% | 0.009246% | 0.005936% | 0.008444% | 0.006279% | 0.009246% | 0.01222% | 0.009902% | 0.006117% | 0.009978% | 0.009978% | 0.006117% | 0.009246% | 0.006279% | 0.009246% | 0.005936% | 0.008444% | 0.008976% | 0.008976%
2021 | 0.01113% | 0.008323% | 0.007232% | 0.007228% | 0.01017% | 0.01213% | 0.01079% | 0.007164% | 0.01066% | 0.007164% | 0.01017% | 0.007228% | 0.01017% | 0.006615% | 0.009908% | 0.007228% | 0.01017% | 0.01213% | 0.01079% | 0.007164% | 0.01066% | 0.01066% | 0.007164% | 0.01017% | 0.007228% | 0.01017% | 0.006615% | 0.009908% | 0.01113% | 0.01113%
2022 | 0.01635% | 0.008275% | 0.01306% | 0.00792% | 0.01157% | 0.01234% | 0.01191% | 0.00892% | 0.01222% | 0.00892% | 0.01157% | 0.00792% | 0.01157% | 0.008048% | 0.01194% | 0.00792% | 0.01157% | 0.01234% | 0.01191% | 0.00892% | 0.01222% | 0.01222% | 0.00892% | 0.01157% | 0.00792% | 0.01157% | 0.008048% | 0.01194% | 0.01635% | 0.01635%
2023 | 0.01635% | 0.009179% | 0.01475% | 0.008626% | 0.01234% | 0.01146% | 0.01184% | 0.01114% | 0.013% | 0.01114% | 0.01234% | 0.008626% | 0.01234% | 0.009282% | 0.01267% | 0.008626% | 0.01234% | 0.01146% | 0.01184% | 0.01114% | 0.013% | 0.013% | 0.01114% | 0.01234% | 0.008626% | 0.01234% | 0.009282% | 0.01267% | 0.01635% | 0.01635%
2024 | 0.01801% | 0.012% | 0.0166% | 0.0108% | 0.01369% | 0.01117% | 0.01319% | 0.01351% | 0.0138% | 0.01351% | 0.01369% | 0.0108% | 0.01369% | 0.01215% | 0.01531% | 0.0108% | 0.01369% | 0.01117% | 0.01319% | 0.01351% | 0.0138% | 0.0138% | 0.01351% | 0.01369% | 0.0108% | 0.01369% | 0.01215% | 0.01531% | 0.01801% | 0.01801%
2025 | 0.01904% | 0.01517% | 0.01712% | 0.01216% | 0.01476% | 0.01093% | 0.01439% | 0.01373% | 0.01453% | 0.01373% | 0.01476% | 0.01216% | 0.01476% | 0.01339% | 0.01736% | 0.01216% | 0.01476% | 0.01093% | 0.01439% | 0.01373% | 0.01453% | 0.01453% | 0.01373% | 0.01476% | 0.01216% | 0.01476% | 0.01339% | 0.01736% | 0.01904% | 0.01904%
2026 | 0.01965% | 0.01774% | 0.01785% | 0.01298% | 0.01529% | 0.01095% | 0.01534% | 0.01389% | 0.0147% | 0.01389% | 0.01529% | 0.01298% | 0.01529% | 0.01391% | 0.01882% | 0.01298% | 0.01529% | 0.01095% | 0.01534% | 0.01389% | 0.0147% | 0.0147% | 0.01389% | 0.01529% | 0.01298% | 0.01529% | 0.01391% | 0.01882% | 0.01965% | 0.01965%
2027 | 0.01973% | 0.01868% | 0.01813% | 0.0136% | 0.01514% | 0.01084% | 0.01574% | 0.01361% | 0.01437% | 0.01361% | 0.01514% | 0.0136% | 0.01514% | 0.01428% | 0.01973% | 0.0136% | 0.01514% | 0.01084% | 0.01574% | 0.01361% | 0.01437% | 0.01437% | 0.01361% | 0.01514% | 0.0136% | 0.01514% | 0.01428% | 0.01973% | 0.01973% | 0.01973%
2028 | 0.01912% | 0.01843% | 0.01842% | 0.01399% | 0.01457% | 0.01034% | 0.0156% | 0.01266% | 0.01393% | 0.01266% | 0.01457% | 0.01399% | 0.01457% | 0.01452% | 0.02009% | 0.01399% | 0.01457% | 0.01034% | 0.0156% | 0.01266% | 0.01393% | 0.01393% | 0.01266% | 0.01457% | 0.01399% | 0.01457% | 0.01452% | 0.02009% | 0.01912% | 0.01912%
2029 | 0.01767% | 0.01775% | 0.0184% | 0.01421% | 0.01356% | 0.009264% | 0.01509% | 0.01185% | 0.01329% | 0.01185% | 0.01356% | 0.01421% | 0.01356% | 0.01466% | 0.02004% | 0.01421% | 0.01356% | 0.009264% | 0.01509% | 0.01185% | 0.01329% | 0.01329% | 0.01185% | 0.01356% | 0.01421% | 0.01356% | 0.01466% | 0.02004% | 0.01767% | 0.01767%
2030 | 0.01567% | 0.01515% | 0.01751% | 0.01431% | 0.01237% | 0.008364% | 0.01418% | 0.01136% | 0.0123% | 0.01136% | 0.01237% | 0.01431% | 0.01237% | 0.01469% | 0.01968% | 0.01431% | 0.01237% | 0.008364% | 0.01418% | 0.01136% | 0.0123% | 0.0123% | 0.01136% | 0.01237% | 0.01431% | 0.01237% | 0.01469% | 0.01968% | 0.01567% | 0.01567%
2031 | 0.0137% | 0.01254% | 0.01684% | 0.01427% | 0.01138% | 0.007816% | 0.01281% | 0.01152% | 0.01153% | 0.01152% | 0.01138% | 0.01427% | 0.01138% | 0.0144% | 0.01861% | 0.01427% | 0.01138% | 0.007816% | 0.01281% | 0.01152% | 0.01153% | 0.01153% | 0.01152% | 0.01138% | 0.01427% | 0.01138% | 0.0144% | 0.01861% | 0.0137% | 0.0137%
2032 | 0.01175% | 0.011% | 0.01499% | 0.01411% | 0.01061% | 0.007715% | 0.01137% | 0.00972% | 0.011% | 0.00972% | 0.01061% | 0.01411% | 0.01061% | 0.01385% | 0.01648% | 0.01411% | 0.01061% | 0.007715% | 0.01137% | 0.00972% | 0.011% | 0.011% | 0.00972% | 0.01061% | 0.01411% | 0.01061% | 0.01385% | 0.01648% | 0.01175% | 0.01175%
2033 | 0.01009% | 0.009135% | 0.01427% | 0.01378% | 0.009872% | 0.007923% | 0.0103% | 0.009653% | 0.01052% | 0.009653% | 0.009872% | 0.01378% | 0.009872% | 0.01309% | 0.01377% | 0.01378% | 0.009872% | 0.007923% | 0.0103% | 0.009653% | 0.01052% | 0.01052% | 0.009653% | 0.009872% | 0.01378% | 0.009872% | 0.01309% | 0.01377% | 0.01009% | 0.01009%
2034 | 0.008834% | 0.008349% | 0.01399% | 0.01326% | 0.009191% | 0.008787% | 0.009673% | 0.009755% | 0.00998% | 0.009755% | 0.009191% | 0.01326% | 0.009191% | 0.01233% | 0.01101% | 0.01326% | 0.009191% | 0.008787% | 0.009673% | 0.009755% | 0.00998% | 0.00998% | 0.009755% | 0.009191% | 0.01326% | 0.009191% | 0.01233% | 0.01101% | 0.008834% | 0.008834%
2035 | 0.009944% | 0.008194% | 0.0134% | 0.01363% | 0.009474% | 0.01091% | 0.01117% | 0.01015% | 0.009719% | 0.01015% | 0.009474% | 0.01363% | 0.009474% | 0.01307% | 0.01145% | 0.01363% | 0.009474% | 0.01091% | 0.01117% | 0.01015% | 0.009719% | 0.009719% | 0.01015% | 0.009474% | 0.01363% | 0.009474% | 0.01307% | 0.01145% | 0.009944% | 0.009944%
2036 | 0.009722% | 0.008025% | 0.01013% | 0.01278% | 0.009045% | 0.01158% | 0.01077% | 0.01037% | 0.009211% | 0.01037% | 0.009045% | 0.01278% | 0.009045% | 0.01243% | 0.01033% | 0.01278% | 0.009045% | 0.01158% | 0.01077% | 0.01037% | 0.009211% | 0.009211% | 0.01037% | 0.009045% | 0.01278% | 0.009045% | 0.01243% | 0.01033% | 0.009722% | 0.009722%
2037 | 0.007425% | 0.007924% | 0.007352% | 0.01126% | 0.008778% | 0.01196% | 0.0102% | 0.01077% | 0.009051% | 0.01077% | 0.008778% | 0.01126% | 0.008778% | 0.0107% | 0.009486% | 0.01126% | 0.008778% | 0.01196% | 0.0102% | 0.01077% | 0.009051% | 0.009051% | 0.01077% | 0.008778% | 0.01126% | 0.008778% | 0.0107% | 0.009486% | 0.007425% | 0.007425%
2038 | 0.007365% | 0.007893% | 0.006823% | 0.009012% | 0.00873% | 0.01218% | 0.009614% | 0.01102% | 0.009002% | 0.01102% | 0.00873% | 0.009012% | 0.00873% | 0.007674% | 0.008825% | 0.009012% | 0.00873% | 0.01218% | 0.009614% | 0.01102% | 0.009002% | 0.009002% | 0.01102% | 0.00873% | 0.009012% | 0.00873% | 0.007674% | 0.008825% | 0.007365% | 0.007365%
2039 | 0.007385% | 0.007858% | 0.006891% | 0.007534% | 0.008705% | 0.01229% | 0.009307% | 0.01096% | 0.009027% | 0.01096% | 0.008705% | 0.007534% | 0.008705% | 0.005736% | 0.00833% | 0.007534% | 0.008705% | 0.01229% | 0.009307% | 0.01096% | 0.009027% | 0.009027% | 0.01096% | 0.008705% | 0.007534% | 0.008705% | 0.005736% | 0.00833% | 0.007385% | 0.007385%
2040 | 0.007073% | 0.007697% | 0.006615% | 0.006704% | 0.008472% | 0.01243% | 0.008936% | 0.009337% | 0.008773% | 0.009337% | 0.008472% | 0.006704% | 0.008472% | 0.00537% | 0.007697% | 0.006704% | 0.008472% | 0.01243% | 0.008936% | 0.009337% | 0.008773% | 0.008773% | 0.009337% | 0.008472% | 0.006704% | 0.008472% | 0.00537% | 0.007697% | 0.007073% | 0.007073%
2041 | 0.007581% | 0.00783% | 0.007132% | 0.006236% | 0.008761% | 0.01244% | 0.009152% | 0.008102% | 0.009173% | 0.008102% | 0.008761% | 0.006236% | 0.008761% | 0.005311% | 0.007705% | 0.006236% | 0.008761% | 0.01244% | 0.009152% | 0.008102% | 0.009173% | 0.009173% | 0.008102% | 0.008761% | 0.006236% | 0.008761% | 0.005311% | 0.007705% | 0.007581% | 0.007581%
2042 | 0.007675% | 0.007791% | 0.007117% | 0.006125% | 0.008779% | 0.0125% | 0.009241% | 0.007065% | 0.009351% | 0.007065% | 0.008779% | 0.006125% | 0.008779% | 0.00541% | 0.007865% | 0.006125% | 0.008779% | 0.0125% | 0.009241% | 0.007065% | 0.009351% | 0.009351% | 0.007065% | 0.008779% | 0.006125% | 0.008779% | 0.00541% | 0.007865% | 0.007675% | 0.007675%
2043 | 0.008033% | 0.00779% | 0.007146% | 0.006177% | 0.008991% | 0.01257% | 0.009383% | 0.0065% | 0.009812% | 0.0065% | 0.008991% | 0.006177% | 0.008991% | 0.005718% | 0.00834% | 0.006177% | 0.008991% | 0.01257% | 0.009383% | 0.0065% | 0.009812% | 0.009812% | 0.0065% | 0.008991% | 0.006177% | 0.008991% | 0.005718% | 0.00834% | 0.008033% | 0.008033%
2044 | 0.009067% | 0.007771% | 0.007246% | 0.006382% | 0.009426% | 0.01269% | 0.009731% | 0.006487% | 0.01033% | 0.006487% | 0.009426% | 0.006382% | 0.009426% | 0.006185% | 0.00908% | 0.006382% | 0.009426% | 0.01269% | 0.009731% | 0.006487% | 0.01033% | 0.01033% | 0.006487% | 0.009426% | 0.006382% | 0.009426% | 0.006185% | 0.00908% | 0.009067% | 0.009067%
2045 | 0.01126% | 0.008239% | 0.007452% | 0.007391% | 0.01027% | 0.01273% | 0.0106% | 0.007485% | 0.01125% | 0.007485% | 0.01027% | 0.007391% | 0.01027% | 0.006977% | 0.01051% | 0.007391% | 0.01027% | 0.01273% | 0.0106% | 0.007485% | 0.01125% | 0.01125% | 0.007485% | 0.01027% | 0.007391% | 0.01027% | 0.006977% | 0.01051% | 0.01126% | 0.01126%
2046 | 0.01725% | 0.008276% | 0.01375% | 0.008047% | 0.01167% | 0.01276% | 0.01174% | 0.009244% | 0.01239% | 0.009244% | 0.01167% | 0.008047% | 0.01167% | 0.008368% | 0.0125% | 0.008047% | 0.01167% | 0.01276% | 0.01174% | 0.009244% | 0.01239% | 0.01239% | 0.009244% | 0.01167% | 0.008047% | 0.01167% | 0.008368% | 0.0125% | 0.01725% | 0.01725%
2047 | 0.01701% | 0.009214% | 0.01532% | 0.008759% | 0.01237% | 0.01175% | 0.01166% | 0.01148% | 0.01305% | 0.01148% | 0.01237% | 0.008759% | 0.01237% | 0.009535% | 0.01307% | 0.008759% | 0.01237% | 0.01175% | 0.01166% | 0.01148% | 0.01305% | 0.01305% | 0.01148% | 0.01237% | 0.008759% | 0.01237% | 0.009535% | 0.01307% | 0.01701% | 0.01701%
2048 | 0.01856% | 0.01203% | 0.0172% | 0.01096% | 0.01379% | 0.0113% | 0.01306% | 0.01375% | 0.0139% | 0.01375% | 0.01379% | 0.01096% | 0.01379% | 0.01233% | 0.01557% | 0.01096% | 0.01379% | 0.0113% | 0.01306% | 0.01375% | 0.0139% | 0.0139% | 0.01375% | 0.01379% | 0.01096% | 0.01379% | 0.01233% | 0.01557% | 0.01856% | 0.01856%
2049 | 0.01943% | 0.01514% | 0.01766% | 0.01232% | 0.01486% | 0.01098% | 0.01428% | 0.01397% | 0.01463% | 0.01397% | 0.01486% | 0.01232% | 0.01486% | 0.01353% | 0.01748% | 0.01232% | 0.01486% | 0.01098% | 0.01428% | 0.01397% | 0.01463% | 0.01463% | 0.01397% | 0.01486% | 0.01232% | 0.01486% | 0.01353% | 0.01748% | 0.01943% | 0.01943%
2050 | 0.01975% | 0.01763% | 0.01825% | 0.0131% | 0.01538% | 0.01086% | 0.01523% | 0.01406% | 0.01474% | 0.01406% | 0.01538% | 0.0131% | 0.01538% | 0.01395% | 0.01883% | 0.0131% | 0.01538% | 0.01086% | 0.01523% | 0.01406% | 0.01474% | 0.01474% | 0.01406% | 0.01538% | 0.0131% | 0.01538% | 0.01395% | 0.01883% | 0.01975% | 0.01975%
2051 | 0.01954% | 0.01848% | 0.01832% | 0.01362% | 0.01519% | 0.01055% | 0.01561% | 0.0138% | 0.0144% | 0.0138% | 0.01519% | 0.01362% | 0.01519% | 0.01416% | 0.01971% | 0.01362% | 0.01519% | 0.01055% | 0.01561% | 0.0138% | 0.0144% | 0.0144% | 0.0138% | 0.01519% | 0.01362% | 0.01519% | 0.01416% | 0.01971% | 0.01954% | 0.01954%
2052 | 0.01863% | 0.01824% | 0.01847% | 0.01395% | 0.01458% | 0.009859% | 0.01547% | 0.01293% | 0.01394% | 0.01293% | 0.01458% | 0.01395% | 0.01458% | 0.01429% | 0.02006% | 0.01395% | 0.01458% | 0.009859% | 0.01547% | 0.01293% | 0.01394% | 0.01394% | 0.01293% | 0.01458% | 0.01395% | 0.01458% | 0.01429% | 0.02006% | 0.01863% | 0.01863%
2053 | 0.01708% | 0.01752% | 0.01845% | 0.01416% | 0.01357% | 0.008756% | 0.01498% | 0.01215% | 0.01329% | 0.01215% | 0.01357% | 0.01416% | 0.01357% | 0.0144% | 0.02002% | 0.01416% | 0.01357% | 0.008756% | 0.01498% | 0.01215% | 0.01329% | 0.01329% | 0.01215% | 0.01357% | 0.01416% | 0.01357% | 0.0144% | 0.02002% | 0.01708% | 0.01708%
2054 | 0.01496% | 0.01485% | 0.0175% | 0.01426% | 0.01236% | 0.007854% | 0.01404% | 0.01167% | 0.01227% | 0.01167% | 0.01236% | 0.01426% | 0.01236% | 0.01441% | 0.01965% | 0.01426% | 0.01236% | 0.007854% | 0.01404% | 0.01167% | 0.01227% | 0.01227% | 0.01167% | 0.01236% | 0.01426% | 0.01236% | 0.01441% | 0.01965% | 0.01496% | 0.01496%
2055 | 0.01312% | 0.01234% | 0.01688% | 0.0142% | 0.01141% | 0.007312% | 0.0127% | 0.01182% | 0.0115% | 0.01182% | 0.01141% | 0.0142% | 0.01141% | 0.01416% | 0.01857% | 0.0142% | 0.01141% | 0.007312% | 0.0127% | 0.01182% | 0.0115% | 0.0115% | 0.01182% | 0.01141% | 0.0142% | 0.01141% | 0.01416% | 0.01857% | 0.01312% | 0.01312%
2056 | 0.0113% | 0.01086% | 0.01522% | 0.01409% | 0.01073% | 0.007334% | 0.01132% | 0.01% | 0.01106% | 0.01% | 0.01073% | 0.01409% | 0.01073% | 0.01372% | 0.01646% | 0.01409% | 0.01073% | 0.007334% | 0.01132% | 0.01% | 0.01106% | 0.01106% | 0.01% | 0.01073% | 0.01409% | 0.01073% | 0.01372% | 0.01646% | 0.0113% | 0.0113%
2057 | 0.009828% | 0.00904% | 0.01462% | 0.0138% | 0.01002% | 0.007745% | 0.01027% | 0.00983% | 0.01064% | 0.00983% | 0.01002% | 0.0138% | 0.01002% | 0.01301% | 0.01376% | 0.0138% | 0.01002% | 0.007745% | 0.01027% | 0.00983% | 0.01064% | 0.01064% | 0.00983% | 0.01002% | 0.0138% | 0.01002% | 0.01301% | 0.01376% | 0.009828% | 0.009828%
2058 | 0.008685% | 0.008315% | 0.01434% | 0.0133% | 0.009308% | 0.008723% | 0.009662% | 0.009801% | 0.01004% | 0.009801% | 0.009308% | 0.0133% | 0.009308% | 0.01229% | 0.01102% | 0.0133% | 0.009308% | 0.008723% | 0.009662% | 0.009801% | 0.01004% | 0.01004% | 0.009801% | 0.009308% | 0.0133% | 0.009308% | 0.01229% | 0.01102% | 0.008685% | 0.008685%
2059 | 0.009774% | 0.008171% | 0.01368% | 0.01367% | 0.00954% | 0.01085% | 0.01114% | 0.01021% | 0.009724% | 0.01021% | 0.00954% | 0.01367% | 0.00954% | 0.01304% | 0.01145% | 0.01367% | 0.00954% | 0.01085% | 0.01114% | 0.01021% | 0.009724% | 0.009724% | 0.01021% | 0.00954% | 0.01367% | 0.00954% | 0.01304% | 0.01145% | 0.009774% | 0.009774%
2060 | 0.00972% | 0.008003% | 0.01034% | 0.01282% | 0.009098% | 0.0114% | 0.01074% | 0.01034% | 0.009204% | 0.01034% | 0.009098% | 0.01282% | 0.009098% | 0.01242% | 0.01035% | 0.01282% | 0.009098% | 0.0114% | 0.01074% | 0.01034% | 0.009204% | 0.009204% | 0.01034% | 0.009098% | 0.01282% | 0.009098% | 0.01242% | 0.01035% | 0.00972% | 0.00972%
2061 | 0.007381% | 0.007916% | 0.007385% | 0.01126% | 0.008796% | 0.01162% | 0.01014% | 0.01063% | 0.008968% | 0.01063% | 0.008796% | 0.01126% | 0.008796% | 0.01065% | 0.009464% | 0.01126% | 0.008796% | 0.01162% | 0.01014% | 0.01063% | 0.008968% | 0.008968% | 0.01063% | 0.008796% | 0.01126% | 0.008796% | 0.01065% | 0.009464% | 0.007381% | 0.007381%
2062 | 0.007215% | 0.00789% | 0.006833% | 0.009011% | 0.008734% | 0.01176% | 0.009538% | 0.01089% | 0.008921% | 0.01089% | 0.008734% | 0.009011% | 0.008734% | 0.007611% | 0.008758% | 0.009011% | 0.008734% | 0.01176% | 0.009538% | 0.01089% | 0.008921% | 0.008921% | 0.01089% | 0.008734% | 0.009011% | 0.008734% | 0.007611% | 0.008758% | 0.007215% | 0.007215%
2063 | 0.007216% | 0.007847% | 0.006874% | 0.007498% | 0.008652% | 0.01186% | 0.00921% | 0.01078% | 0.008828% | 0.01078% | 0.008652% | 0.007498% | 0.008652% | 0.005666% | 0.008234% | 0.007498% | 0.008652% | 0.01186% | 0.00921% | 0.01078% | 0.008828% | 0.008828% | 0.01078% | 0.008652% | 0.007498% | 0.008652% | 0.005666% | 0.008234% | 0.007216% | 0.007216%
2064 | 0.007359% | 0.007819% | 0.006929% | 0.006644% | 0.008652% | 0.01204% | 0.009106% | 0.009233% | 0.008864% | 0.009233% | 0.008652% | 0.006644% | 0.008652% | 0.005268% | 0.007727% | 0.006644% | 0.008652% | 0.01204% | 0.009106% | 0.009233% | 0.008864% | 0.008864% | 0.009233% | 0.008652% | 0.006644% | 0.008652% | 0.005268% | 0.007727% | 0.007359% | 0.007359%
2065 | 0.007459% | 0.0078% | 0.007111% | 0.006172% | 0.008605% | 0.01198% | 0.009049% | 0.007896% | 0.008817% | 0.007896% | 0.008605% | 0.006172% | 0.008605% | 0.005233% | 0.007564% | 0.006172% | 0.008605% | 0.01198% | 0.009049% | 0.007896% | 0.008817% | 0.008817% | 0.007896% | 0.008605% | 0.006172% | 0.008605% | 0.005233% | 0.007564% | 0.007459% | 0.007459%
2066 | 0.007558% | 0.007768% | 0.007076% | 0.006061% | 0.008634% | 0.01203% | 0.009113% | 0.006886% | 0.008999% | 0.006886% | 0.008634% | 0.006061% | 0.008634% | 0.005326% | 0.007672% | 0.006061% | 0.008634% | 0.01203% | 0.009113% | 0.006886% | 0.008999% | 0.008999% | 0.006886% | 0.008634% | 0.006061% | 0.008634% | 0.005326% | 0.007672% | 0.007558% | 0.007558%
2067 | 0.007948% | 0.00772% | 0.007078% | 0.006072% | 0.008759% | 0.01214% | 0.009234% | 0.006168% | 0.009355% | 0.006168% | 0.008759% | 0.006072% | 0.008759% | 0.005626% | 0.007992% | 0.006072% | 0.008759% | 0.01214% | 0.009234% | 0.006168% | 0.009355% | 0.009355% | 0.006168% | 0.008759% | 0.006072% | 0.008759% | 0.005626% | 0.007992% | 0.007948% | 0.007948%
2068 | 0.009007% | 0.007714% | 0.007161% | 0.006271% | 0.009211% | 0.01226% | 0.009607% | 0.006154% | 0.009882% | 0.006154% | 0.009211% | 0.006271% | 0.009211% | 0.006102% | 0.008737% | 0.006271% | 0.009211% | 0.01226% | 0.009607% | 0.006154% | 0.009882% | 0.009882% | 0.006154% | 0.009211% | 0.006271% | 0.009211% | 0.006102% | 0.008737% | 0.009007% | 0.009007%
2069 | 0.01114% | 0.008304% | 0.007377% | 0.007269% | 0.01014% | 0.01221% | 0.01045% | 0.00721% | 0.01087% | 0.00721% | 0.01014% | 0.007269% | 0.01014% | 0.006807% | 0.01017% | 0.007269% | 0.01014% | 0.01221% | 0.01045% | 0.00721% | 0.01087% | 0.01087% | 0.00721% | 0.01014% | 0.007269% | 0.01014% | 0.006807% | 0.01017% | 0.01114% | 0.01114%
2070 | 0.0166% | 0.008283% | 0.01319% | 0.00785% | 0.01155% | 0.01229% | 0.0115% | 0.008989% | 0.01212% | 0.008989% | 0.01155% | 0.00785% | 0.01155% | 0.008059% | 0.01208% | 0.00785% | 0.01155% | 0.01229% | 0.0115% | 0.008989% | 0.01212% | 0.01212% | 0.008989% | 0.01155% | 0.00785% | 0.01155% | 0.008059% | 0.01208% | 0.0166% | 0.0166%
2071 | 0.01664% | 0.009207% | 0.01506% | 0.00854% | 0.0123% | 0.01141% | 0.01152% | 0.01122% | 0.01284% | 0.01122% | 0.0123% | 0.00854% | 0.0123% | 0.00925% | 0.01279% | 0.00854% | 0.0123% | 0.01141% | 0.01152% | 0.01122% | 0.01284% | 0.01284% | 0.01122% | 0.0123% | 0.00854% | 0.0123% | 0.00925% | 0.01279% | 0.01664% | 0.01664%
2072 | 0.01821% | 0.01202% | 0.01686% | 0.01071% | 0.01368% | 0.01118% | 0.01292% | 0.01349% | 0.01369% | 0.01349% | 0.01368% | 0.01071% | 0.01368% | 0.01203% | 0.0153% | 0.01071% | 0.01368% | 0.01118% | 0.01292% | 0.01349% | 0.01369% | 0.01369% | 0.01349% | 0.01368% | 0.01071% | 0.01368% | 0.01203% | 0.0153% | 0.01821% | 0.01821%
2073 | 0.01915% | 0.01525% | 0.01739% | 0.01216% | 0.01482% | 0.01089% | 0.01415% | 0.01383% | 0.01453% | 0.01383% | 0.01482% | 0.01216% | 0.01482% | 0.01339% | 0.0173% | 0.01216% | 0.01482% | 0.01089% | 0.01415% | 0.01383% | 0.01453% | 0.01453% | 0.01383% | 0.01482% | 0.01216% | 0.01482% | 0.01339% | 0.0173% | 0.01915% | 0.01915%
2074 | 0.01982% | 0.01779% | 0.01815% | 0.01304% | 0.0154% | 0.01081% | 0.01514% | 0.01408% | 0.01474% | 0.01408% | 0.0154% | 0.01304% | 0.0154% | 0.01394% | 0.01874% | 0.01304% | 0.0154% | 0.01081% | 0.01514% | 0.01408% | 0.01474% | 0.01474% | 0.01408% | 0.0154% | 0.01304% | 0.0154% | 0.01394% | 0.01874% | 0.01982% | 0.01982%
2075 | 0.01999% | 0.01866% | 0.01848% | 0.0136% | 0.01521% | 0.01058% | 0.01553% | 0.01374% | 0.01438% | 0.01374% | 0.01521% | 0.0136% | 0.01521% | 0.01426% | 0.01966% | 0.0136% | 0.01521% | 0.01058% | 0.01553% | 0.01374% | 0.01438% | 0.01438% | 0.01374% | 0.01521% | 0.0136% | 0.01521% | 0.01426% | 0.01966% | 0.01999% | 0.01999%
2076 | 0.01949% | 0.01842% | 0.01891% | 0.01403% | 0.01463% | 0.009875% | 0.01544% | 0.01274% | 0.01393% | 0.01274% | 0.01463% | 0.01403% | 0.01463% | 0.01455% | 0.02003% | 0.01403% | 0.01463% | 0.009875% | 0.01544% | 0.01274% | 0.01393% | 0.01393% | 0.01274% | 0.01463% | 0.01403% | 0.01463% | 0.01455% | 0.02003% | 0.01949% | 0.01949%
2077 | 0.01807% | 0.01776% | 0.01894% | 0.01424% | 0.01366% | 0.008699% | 0.01499% | 0.01189% | 0.01331% | 0.01189% | 0.01366% | 0.01424% | 0.01366% | 0.01472% | 0.02% | 0.01424% | 0.01366% | 0.008699% | 0.01499% | 0.01189% | 0.01331% | 0.01331% | 0.01189% | 0.01366% | 0.01424% | 0.01366% | 0.01472% | 0.02% | 0.01807% | 0.01807%
2078 | 0.01589% | 0.01514% | 0.01782% | 0.0143% | 0.01247% | 0.00772% | 0.01408% | 0.01143% | 0.01232% | 0.01143% | 0.01247% | 0.0143% | 0.01247% | 0.0147% | 0.01964% | 0.0143% | 0.01247% | 0.00772% | 0.01408% | 0.01143% | 0.01232% | 0.01232% | 0.01143% | 0.01247% | 0.0143% | 0.01247% | 0.0147% | 0.01964% | 0.01589% | 0.01589%
2079 | 0.01397% | 0.01261% | 0.01705% | 0.01422% | 0.01149% | 0.007157% | 0.01273% | 0.01162% | 0.01158% | 0.01162% | 0.01149% | 0.01422% | 0.01149% | 0.01443% | 0.01856% | 0.01422% | 0.01149% | 0.007157% | 0.01273% | 0.01162% | 0.01158% | 0.01158% | 0.01162% | 0.01149% | 0.01422% | 0.01149% | 0.01443% | 0.01856% | 0.01397% | 0.01397%
2080 | 0.01206% | 0.01113% | 0.01518% | 0.01408% | 0.01077% | 0.007184% | 0.01133% | 0.009694% | 0.01113% | 0.009694% | 0.01077% | 0.01408% | 0.01077% | 0.0139% | 0.01644% | 0.01408% | 0.01077% | 0.007184% | 0.01133% | 0.009694% | 0.01113% | 0.01113% | 0.009694% | 0.01077% | 0.01408% | 0.01077% | 0.0139% | 0.01644% | 0.01206% | 0.01206%
2081 | 0.01044% | 0.009281% | 0.01435% | 0.01377% | 0.00998% | 0.007542% | 0.01019% | 0.009576% | 0.01058% | 0.009576% | 0.00998% | 0.01377% | 0.00998% | 0.01312% | 0.01371% | 0.01377% | 0.00998% | 0.007542% | 0.01019% | 0.009576% | 0.01058% | 0.01058% | 0.009576% | 0.00998% | 0.01377% | 0.00998% | 0.01312% | 0.01371% | 0.01044% | 0.01044%
2082 | 0.009039% | 0.008509% | 0.01385% | 0.01325% | 0.009196% | 0.00853% | 0.00947% | 0.009555% | 0.009829% | 0.009555% | 0.009196% | 0.01325% | 0.009196% | 0.01233% | 0.01092% | 0.01325% | 0.009196% | 0.00853% | 0.00947% | 0.009555% | 0.009829% | 0.009829% | 0.009555% | 0.009196% | 0.01325% | 0.009196% | 0.01233% | 0.01092% | 0.009039% | 0.009039%
2083 | 0.009852% | 0.008326% | 0.013% | 0.01358% | 0.009405% | 0.01076% | 0.01088% | 0.00991% | 0.009534% | 0.00991% | 0.009405% | 0.01358% | 0.009405% | 0.01299% | 0.01125% | 0.01358% | 0.009405% | 0.01076% | 0.01088% | 0.00991% | 0.009534% | 0.009534% | 0.00991% | 0.009405% | 0.01358% | 0.009405% | 0.01299% | 0.01125% | 0.009852% | 0.009852%
2084 | 0.009639% | 0.008167% | 0.00975% | 0.01275% | 0.00896% | 0.01141% | 0.01053% | 0.01003% | 0.008961% | 0.01003% | 0.00896% | 0.01275% | 0.00896% | 0.01238% | 0.01014% | 0.01275% | 0.00896% | 0.01141% | 0.01053% | 0.01003% | 0.008961% | 0.008961% | 0.01003% | 0.00896% | 0.01275% | 0.00896% | 0.01238% | 0.01014% | 0.009639% | 0.009639%
2085 | 0.007474% | 0.008027% | 0.007241% | 0.01127% | 0.008659% | 0.01168% | 0.00993% | 0.01036% | 0.008662% | 0.01036% | 0.008659% | 0.01127% | 0.008659% | 0.01074% | 0.009233% | 0.01127% | 0.008659% | 0.01168% | 0.00993% | 0.01036% | 0.008662% | 0.008662% | 0.01036% | 0.008659% | 0.01127% | 0.008659% | 0.01074% | 0.009233% | 0.007474% | 0.007474%
2086 | 0.007241% | 0.00797% | 0.006683% | 0.009023% | 0.008576% | 0.01188% | 0.009352% | 0.01064% | 0.00857% | 0.01064% | 0.008576% | 0.009023% | 0.008576% | 0.00773% | 0.008498% | 0.009023% | 0.008576% | 0.01188% | 0.009352% | 0.01064% | 0.00857% | 0.00857% | 0.01064% | 0.008576% | 0.009023% | 0.008576% | 0.00773% | 0.008498% | 0.007241% | 0.007241%
2087 | 0.007194% | 0.007931% | 0.006696% | 0.007448% | 0.008538% | 0.01201% | 0.009049% | 0.01069% | 0.008558% | 0.01069% | 0.008538% | 0.007448% | 0.008538% | 0.005657% | 0.007939% | 0.007448% | 0.008538% | 0.01201% | 0.009049% | 0.01069% | 0.008558% | 0.008558% | 0.01069% | 0.008538% | 0.007448% | 0.008538% | 0.005657% | 0.007939% | 0.007194% | 0.007194%
2088 | 0.007329% | 0.007837% | 0.006759% | 0.006558% | 0.008546% | 0.01207% | 0.00896% | 0.009129% | 0.00863% | 0.009129% | 0.008546% | 0.006558% | 0.008546% | 0.005172% | 0.007448% | 0.006558% | 0.008546% | 0.01207% | 0.00896% | 0.009129% | 0.00863% | 0.00863% | 0.009129% | 0.008546% | 0.006558% | 0.008546% | 0.005172% | 0.007448% | 0.007329% | 0.007329%
2089 | 0.007404% | 0.007802% | 0.006879% | 0.006035% | 0.00848% | 0.0122% | 0.008874% | 0.007753% | 0.008534% | 0.007753% | 0.00848% | 0.006035% | 0.00848% | 0.005006% | 0.007165% | 0.006035% | 0.00848% | 0.0122% | 0.008874% | 0.007753% | 0.008534% | 0.008534% | 0.007753% | 0.00848% | 0.006035% | 0.00848% | 0.005006% | 0.007165% | 0.007404% | 0.007404%
2090 | 0.007515% | 0.007767% | 0.006874% | 0.005919% | 0.008534% | 0.01229% | 0.008946% | 0.006805% | 0.008793% | 0.006805% | 0.008534% | 0.005919% | 0.008534% | 0.005078% | 0.007271% | 0.005919% | 0.008534% | 0.01229% | 0.008946% | 0.006805% | 0.008793% | 0.008793% | 0.006805% | 0.008534% | 0.005919% | 0.008534% | 0.005078% | 0.007271% | 0.007515% | 0.007515%
2091 | 0.00787% | 0.007689% | 0.006874% | 0.00593% | 0.008674% | 0.01238% | 0.009069% | 0.006107% | 0.009243% | 0.006107% | 0.008674% | 0.00593% | 0.008674% | 0.005349% | 0.007582% | 0.00593% | 0.008674% | 0.01238% | 0.009069% | 0.006107% | 0.009243% | 0.009243% | 0.006107% | 0.008674% | 0.00593% | 0.008674% | 0.005349% | 0.007582% | 0.00787% | 0.00787%
2092 | 0.008869% | 0.007675% | 0.007003% | 0.006132% | 0.00917% | 0.01251% | 0.00943% | 0.006117% | 0.009806% | 0.006117% | 0.00917% | 0.006132% | 0.00917% | 0.005796% | 0.008339% | 0.006132% | 0.00917% | 0.01251% | 0.00943% | 0.006117% | 0.009806% | 0.009806% | 0.006117% | 0.00917% | 0.006132% | 0.00917% | 0.005796% | 0.008339% | 0.008869% | 0.008869%
2093 | 0.011% | 0.008336% | 0.007214% | 0.007115% | 0.01009% | 0.01248% | 0.01029% | 0.007252% | 0.01057% | 0.007252% | 0.01009% | 0.007115% | 0.01009% | 0.00655% | 0.009809% | 0.007115% | 0.01009% | 0.01248% | 0.01029% | 0.007252% | 0.01057% | 0.01057% | 0.007252% | 0.01009% | 0.007115% | 0.01009% | 0.00655% | 0.009809% | 0.011% | 0.011%
2094 | 0.01629% | 0.008328% | 0.01278% | 0.007734% | 0.01146% | 0.01253% | 0.01135% | 0.009007% | 0.01215% | 0.009007% | 0.01146% | 0.007734% | 0.01146% | 0.007886% | 0.01179% | 0.007734% | 0.01146% | 0.01253% | 0.01135% | 0.009007% | 0.01215% | 0.01215% | 0.009007% | 0.01146% | 0.007734% | 0.01146% | 0.007886% | 0.01179% | 0.01629% | 0.01629%
2095 | 0.01628% | 0.009245% | 0.01466% | 0.008473% | 0.01227% | 0.01155% | 0.01137% | 0.01127% | 0.01297% | 0.01127% | 0.01227% | 0.008473% | 0.01227% | 0.009119% | 0.0126% | 0.008473% | 0.01227% | 0.01155% | 0.01137% | 0.01127% | 0.01297% | 0.01297% | 0.01127% | 0.01227% | 0.008473% | 0.01227% | 0.009119% | 0.0126% | 0.01628% | 0.01628%
2096 | 0.0178% | 0.01214% | 0.01654% | 0.01063% | 0.01373% | 0.01107% | 0.0128% | 0.01357% | 0.01382% | 0.01357% | 0.01373% | 0.01063% | 0.01373% | 0.01192% | 0.01521% | 0.01063% | 0.01373% | 0.01107% | 0.0128% | 0.01357% | 0.01382% | 0.01382% | 0.01357% | 0.01373% | 0.01063% | 0.01373% | 0.01192% | 0.01521% | 0.0178% | 0.0178%
2097 | 0.01877% | 0.01536% | 0.01709% | 0.01195% | 0.01481% | 0.01064% | 0.01402% | 0.01373% | 0.01454% | 0.01373% | 0.01481% | 0.01195% | 0.01481% | 0.01301% | 0.01722% | 0.01195% | 0.01481% | 0.01064% | 0.01402% | 0.01373% | 0.01454% | 0.01454% | 0.01373% | 0.01481% | 0.01195% | 0.01481% | 0.01301% | 0.01722% | 0.01877% | 0.01877%
2098 | 0.0193% | 0.01794% | 0.01772% | 0.01273% | 0.01536% | 0.01056% | 0.01498% | 0.01391% | 0.01476% | 0.01391% | 0.01536% | 0.01273% | 0.01536% | 0.01329% | 0.01867% | 0.01273% | 0.01536% | 0.01056% | 0.01498% | 0.01391% | 0.01476% | 0.01476% | 0.01391% | 0.01536% | 0.01273% | 0.01536% | 0.01329% | 0.01867% | 0.0193% | 0.0193%
2099 | 0.0193% | 0.01882% | 0.01795% | 0.01325% | 0.01521% | 0.01044% | 0.01539% | 0.01368% | 0.01446% | 0.01368% | 0.01521% | 0.01325% | 0.01521% | 0.01337% | 0.01962% | 0.01325% | 0.01521% | 0.01044% | 0.01539% | 0.01368% | 0.01446% | 0.01446% | 0.01368% | 0.01521% | 0.01325% | 0.01521% | 0.01337% | 0.01962% | 0.0193% | 0.0193%
2100 | 0.01864% | 0.01856% | 0.01825% | 0.01362% | 0.0146% | 0.009806% | 0.01526% | 0.01271% | 0.014% | 0.01271% | 0.0146% | 0.01362% | 0.0146% | 0.01347% | 0.02% | 0.01362% | 0.0146% | 0.009806% | 0.01526% | 0.01271% | 0.014% | 0.014% | 0.01271% | 0.0146% | 0.01362% | 0.0146% | 0.01347% | 0.02% | 0.01864% | 0.01864%
2101 | 0.01718% | 0.01782% | 0.01835% | 0.01386% | 0.01358% | 0.008786% | 0.01477% | 0.01178% | 0.01331% | 0.01178% | 0.01358% | 0.01386% | 0.01358% | 0.01366% | 0.01996% | 0.01386% | 0.01358% | 0.008786% | 0.01477% | 0.01178% | 0.01331% | 0.01331% | 0.01178% | 0.01358% | 0.01386% | 0.01358% | 0.01366% | 0.01996% | 0.01718% | 0.01718%
2102 | 0.01515% | 0.01518% | 0.01741% | 0.01398% | 0.01238% | 0.007835% | 0.01386% | 0.01122% | 0.01231% | 0.01122% | 0.01238% | 0.01398% | 0.01238% | 0.01379% | 0.01961% | 0.01398% | 0.01238% | 0.007835% | 0.01386% | 0.01122% | 0.01231% | 0.01231% | 0.01122% | 0.01238% | 0.01398% | 0.01238% | 0.01379% | 0.01961% | 0.01515% | 0.01515%
2103 | 0.01318% | 0.01258% | 0.01669% | 0.014% | 0.01136% | 0.007287% | 0.01249% | 0.0115% | 0.01154% | 0.0115% | 0.01136% | 0.014% | 0.01136% | 0.01374% | 0.01853% | 0.014% | 0.01136% | 0.007287% | 0.01249% | 0.0115% | 0.01154% | 0.01154% | 0.0115% | 0.01136% | 0.014% | 0.01136% | 0.01374% | 0.01853% | 0.01318% | 0.01318%
2104 | 0.01133% | 0.01099% | 0.01493% | 0.01394% | 0.01056% | 0.007269% | 0.01108% | 0.00965% | 0.01097% | 0.00965% | 0.01056% | 0.01394% | 0.01056% | 0.01347% | 0.01639% | 0.01394% | 0.01056% | 0.007269% | 0.01108% | 0.00965% | 0.01097% | 0.01097% | 0.00965% | 0.01056% | 0.01394% | 0.01056% | 0.01347% | 0.01639% | 0.01133% | 0.01133%
2105 | 0.009911% | 0.009075% | 0.01436% | 0.01374% | 0.009791% | 0.007602% | 0.01002% | 0.009524% | 0.01044% | 0.009524% | 0.009791% | 0.01374% | 0.009791% | 0.01298% | 0.01367% | 0.01374% | 0.009791% | 0.007602% | 0.01002% | 0.009524% | 0.01044% | 0.01044% | 0.009524% | 0.009791% | 0.01374% | 0.009791% | 0.01298% | 0.01367% | 0.009911% | 0.009911%
2106 | 0.008687% | 0.00832% | 0.01412% | 0.01333% | 0.009142% | 0.008558% | 0.009397% | 0.0095% | 0.00985% | 0.0095% | 0.009142% | 0.01333% | 0.009142% | 0.01242% | 0.0109% | 0.01333% | 0.009142% | 0.008558% | 0.009397% | 0.0095% | 0.00985% | 0.00985% | 0.0095% | 0.009142% | 0.01333% | 0.009142% | 0.01242% | 0.0109% | 0.008687% | 0.008687%
2107 | 0.009774% | 0.008158% | 0.01341% | 0.01371% | 0.009422% | 0.0107% | 0.01085% | 0.009887% | 0.009622% | 0.009887% | 0.009422% | 0.01371% | 0.009422% | 0.01321% | 0.01123% | 0.01371% | 0.009422% | 0.0107% | 0.01085% | 0.009887% | 0.009622% | 0.009622% | 0.009887% | 0.009422% | 0.01371% | 0.009422% | 0.01321% | 0.01123% | 0.009774% | 0.009774%
2108 | 0.00967% | 0.008025% | 0.01013% | 0.01287% | 0.009014% | 0.0113% | 0.01053% | 0.01008% | 0.009095% | 0.01008% | 0.009014% | 0.01287% | 0.009014% | 0.0126% | 0.01014% | 0.01287% | 0.009014% | 0.0113% | 0.01053% | 0.01008% | 0.009095% | 0.009095% | 0.01008% | 0.009014% | 0.01287% | 0.009014% | 0.0126% | 0.01014% | 0.00967% | 0.00967%
2109 | 0.007364% | 0.007906% | 0.007227% | 0.01128% | 0.008704% | 0.01157% | 0.009931% | 0.01041% | 0.008806% | 0.01041% | 0.008704% | 0.01128% | 0.008704% | 0.01079% | 0.009239% | 0.01128% | 0.008704% | 0.01157% | 0.009931% | 0.01041% | 0.008806% | 0.008806% | 0.01041% | 0.008704% | 0.01128% | 0.008704% | 0.01079% | 0.009239% | 0.007364% | 0.007364%
2110 | 0.007213% | 0.007887% | 0.006665% | 0.008969% | 0.008644% | 0.01177% | 0.009345% | 0.01069% | 0.008755% | 0.01069% | 0.008644% | 0.008969% | 0.008644% | 0.007629% | 0.008515% | 0.008969% | 0.008644% | 0.01177% | 0.009345% | 0.01069% | 0.008755% | 0.008755% | 0.01069% | 0.008644% | 0.008969% | 0.008644% | 0.007629% | 0.008515% | 0.007213% | 0.007213%
2111 | 0.007157% | 0.007877% | 0.006719% | 0.007407% | 0.008588% | 0.01184% | 0.009027% | 0.01061% | 0.008726% | 0.01061% | 0.008588% | 0.007407% | 0.008588% | 0.005523% | 0.00796% | 0.007407% | 0.008588% | 0.01184% | 0.009027% | 0.01061% | 0.008726% | 0.008726% | 0.01061% | 0.008588% | 0.007407% | 0.008588% | 0.005523% | 0.00796% | 0.007157% | 0.007157%
2112 | 0.00728% | 0.007811% | 0.006728% | 0.006505% | 0.00855% | 0.01194% | 0.008888% | 0.009111% | 0.008675% | 0.009111% | 0.00855% | 0.006505% | 0.00855% | 0.005034% | 0.007358% | 0.006505% | 0.00855% | 0.01194% | 0.008888% | 0.009111% | 0.008675% | 0.008675% | 0.009111% | 0.00855% | 0.006505% | 0.00855% | 0.005034% | 0.007358% | 0.00728% | 0.00728%
2113 | 0.0074% | 0.007781% | 0.006938% | 0.006094% | 0.008569% | 0.01194% | 0.008859% | 0.007812% | 0.008801% | 0.007812% | 0.008569% | 0.006094% | 0.008569% | 0.005059% | 0.007162% | 0.006094% | 0.008569% | 0.01194% | 0.008859% | 0.007812% | 0.008801% | 0.008801% | 0.007812% | 0.008569% | 0.006094% | 0.008569% | 0.005059% | 0.007162% | 0.0074% | 0.0074%
2114 | 0.007526% | 0.007759% | 0.006943% | 0.005991% | 0.008595% | 0.01199% | 0.008951% | 0.006848% | 0.009073% | 0.006848% | 0.008595% | 0.005991% | 0.008595% | 0.005152% | 0.007246% | 0.005991% | 0.008595% | 0.01199% | 0.008951% | 0.006848% | 0.009073% | 0.009073% | 0.006848% | 0.008595% | 0.005991% | 0.008595% | 0.005152% | 0.007246% | 0.007526% | 0.007526%
2115 | 0.007882% | 0.007718% | 0.006979% | 0.005993% | 0.008743% | 0.01208% | 0.009071% | 0.006166% | 0.009488% | 0.006166% | 0.008743% | 0.005993% | 0.008743% | 0.005471% | 0.007526% | 0.005993% | 0.008743% | 0.01208% | 0.009071% | 0.006166% | 0.009488% | 0.009488% | 0.006166% | 0.008743% | 0.005993% | 0.008743% | 0.005471% | 0.007526% | 0.007882% | 0.007882%
2116 | 0.008838% | 0.007697% | 0.007106% | 0.006204% | 0.009249% | 0.01215% | 0.009423% | 0.00617% | 0.01008% | 0.00617% | 0.009249% | 0.006204% | 0.009249% | 0.00594% | 0.008261% | 0.006204% | 0.009249% | 0.01215% | 0.009423% | 0.00617% | 0.01008% | 0.01008% | 0.00617% | 0.009249% | 0.006204% | 0.009249% | 0.00594% | 0.008261% | 0.008838% | 0.008838%
2117 | 0.01098% | 0.008286% | 0.007273% | 0.007134% | 0.01016% | 0.01206% | 0.01026% | 0.007197% | 0.01073% | 0.007197% | 0.01016% | 0.007134% | 0.01016% | 0.00664% | 0.00971% | 0.007134% | 0.01016% | 0.01206% | 0.01026% | 0.007197% | 0.01073% | 0.01073% | 0.007197% | 0.01016% | 0.007134% | 0.01016% | 0.00664% | 0.00971% | 0.01098% | 0.01098%
2118 | 0.0165% | 0.008348% | 0.01313% | 0.007757% | 0.01161% | 0.01222% | 0.01135% | 0.009015% | 0.0124% | 0.009015% | 0.01161% | 0.007757% | 0.01161% | 0.008005% | 0.0117% | 0.007757% | 0.01161% | 0.01222% | 0.01135% | 0.009015% | 0.0124% | 0.0124% | 0.009015% | 0.01161% | 0.007757% | 0.01161% | 0.008005% | 0.0117% | 0.0165% | 0.0165%
2119 | 0.01663% | 0.009195% | 0.01508% | 0.008544% | 0.01244% | 0.01136% | 0.01145% | 0.01133% | 0.01324% | 0.01133% | 0.01244% | 0.008544% | 0.01244% | 0.009325% | 0.01265% | 0.008544% | 0.01244% | 0.01136% | 0.01145% | 0.01133% | 0.01324% | 0.01324% | 0.01133% | 0.01244% | 0.008544% | 0.01244% | 0.009325% | 0.01265% | 0.01663% | 0.01663%
2120 | 0.01833% | 0.01201% | 0.01712% | 0.01078% | 0.0138% | 0.0111% | 0.01295% | 0.01364% | 0.01405% | 0.01364% | 0.0138% | 0.01078% | 0.0138% | 0.01226% | 0.01536% | 0.01078% | 0.0138% | 0.0111% | 0.01295% | 0.01364% | 0.01405% | 0.01405% | 0.01364% | 0.0138% | 0.01078% | 0.0138% | 0.01226% | 0.01536% | 0.01833% | 0.01833%
2121 | 0.01945% | 0.01516% | 0.01791% | 0.01231% | 0.0149% | 0.01086% | 0.01426% | 0.01395% | 0.01478% | 0.01395% | 0.0149% | 0.01231% | 0.0149% | 0.01357% | 0.01741% | 0.01231% | 0.0149% | 0.01086% | 0.01426% | 0.01395% | 0.01478% | 0.01478% | 0.01395% | 0.0149% | 0.01231% | 0.0149% | 0.01357% | 0.01741% | 0.01945% | 0.01945%
2122 | 0.02012% | 0.01771% | 0.01884% | 0.01327% | 0.01545% | 0.01088% | 0.01531% | 0.01423% | 0.01497% | 0.01423% | 0.01545% | 0.01327% | 0.01545% | 0.01416% | 0.01887% | 0.01327% | 0.01545% | 0.01088% | 0.01531% | 0.01423% | 0.01497% | 0.01497% | 0.01423% | 0.01545% | 0.01327% | 0.01545% | 0.01416% | 0.01887% | 0.02012% | 0.02012%
2123 | 0.02016% | 0.01858% | 0.01909% | 0.01389% | 0.0153% | 0.01074% | 0.01577% | 0.01401% | 0.01468% | 0.01401% | 0.0153% | 0.01389% | 0.0153% | 0.01448% | 0.01981% | 0.01389% | 0.0153% | 0.01074% | 0.01577% | 0.01401% | 0.01468% | 0.01468% | 0.01401% | 0.0153% | 0.01389% | 0.0153% | 0.01448% | 0.01981% | 0.02016% | 0.02016%
2124 | 0.01948% | 0.01826% | 0.01926% | 0.0143% | 0.01472% | 0.01006% | 0.01568% | 0.01314% | 0.01424% | 0.01314% | 0.01472% | 0.0143% | 0.01472% | 0.01466% | 0.02016% | 0.0143% | 0.01472% | 0.01006% | 0.01568% | 0.01314% | 0.01424% | 0.01424% | 0.01314% | 0.01472% | 0.0143% | 0.01472% | 0.01466% | 0.02016% | 0.01948% | 0.01948%
2125 | 0.01795% | 0.0175% | 0.01916% | 0.01453% | 0.0137% | 0.008976% | 0.01518% | 0.01236% | 0.01352% | 0.01236% | 0.0137% | 0.01453% | 0.0137% | 0.01481% | 0.02009% | 0.01453% | 0.0137% | 0.008976% | 0.01518% | 0.01236% | 0.01352% | 0.01352% | 0.01236% | 0.0137% | 0.01453% | 0.0137% | 0.01481% | 0.02009% | 0.01795% | 0.01795%
2126 | 0.01571% | 0.01483% | 0.018% | 0.01455% | 0.01242% | 0.007938% | 0.0142% | 0.0118% | 0.01246% | 0.0118% | 0.01242% | 0.01455% | 0.01242% | 0.01474% | 0.01968% | 0.01455% | 0.01242% | 0.007938% | 0.0142% | 0.0118% | 0.01246% | 0.01246% | 0.0118% | 0.01242% | 0.01455% | 0.01242% | 0.01474% | 0.01968% | 0.01571% | 0.01571%
2127 | 0.01365% | 0.0123% | 0.01723% | 0.01442% | 0.01139% | 0.007309% | 0.01279% | 0.01206% | 0.01171% | 0.01206% | 0.01139% | 0.01442% | 0.01139% | 0.01439% | 0.01858% | 0.01442% | 0.01139% | 0.007309% | 0.01279% | 0.01206% | 0.01171% | 0.01171% | 0.01206% | 0.01139% | 0.01442% | 0.01139% | 0.01439% | 0.01858% | 0.01365% | 0.01365%
2128 | 0.01181% | 0.01082% | 0.01546% | 0.01421% | 0.01066% | 0.007256% | 0.01135% | 0.01019% | 0.01128% | 0.01019% | 0.01066% | 0.01421% | 0.01066% | 0.01384% | 0.01646% | 0.01421% | 0.01066% | 0.007256% | 0.01135% | 0.01019% | 0.01128% | 0.01128% | 0.01019% | 0.01066% | 0.01421% | 0.01066% | 0.01384% | 0.01646% | 0.01181% | 0.01181%
2129 | 0.01023% | 0.009004% | 0.01483% | 0.01393% | 0.01004% | 0.007644% | 0.01031% | 0.01009% | 0.01103% | 0.01009% | 0.01004% | 0.01393% | 0.01004% | 0.0131% | 0.01377% | 0.01393% | 0.01004% | 0.007644% | 0.01031% | 0.01009% | 0.01103% | 0.01103% | 0.01009% | 0.01004% | 0.01393% | 0.01004% | 0.0131% | 0.01377% | 0.01023% | 0.01023%
2130 | 0.009025% | 0.008319% | 0.01449% | 0.01344% | 0.009451% | 0.008592% | 0.00972% | 0.01008% | 0.01054% | 0.01008% | 0.009451% | 0.01344% | 0.009451% | 0.01237% | 0.01104% | 0.01344% | 0.009451% | 0.008592% | 0.00972% | 0.01008% | 0.01054% | 0.01054% | 0.01008% | 0.009451% | 0.01344% | 0.009451% | 0.01237% | 0.01104% | 0.009025% | 0.009025%
2131 | 0.01002% | 0.0082% | 0.01372% | 0.01378% | 0.009755% | 0.01064% | 0.01116% | 0.01051% | 0.01029% | 0.01051% | 0.009755% | 0.01378% | 0.009755% | 0.01306% | 0.01142% | 0.01378% | 0.009755% | 0.01064% | 0.01116% | 0.01051% | 0.01029% | 0.01029% | 0.01051% | 0.009755% | 0.01378% | 0.009755% | 0.01306% | 0.01142% | 0.01002% | 0.01002%
2132 | 0.009882% | 0.008065% | 0.0105% | 0.01291% | 0.009285% | 0.01124% | 0.01078% | 0.01054% | 0.009682% | 0.01054% | 0.009285% | 0.01291% | 0.009285% | 0.01243% | 0.01035% | 0.01291% | 0.009285% | 0.01124% | 0.01078% | 0.01054% | 0.009682% | 0.009682% | 0.01054% | 0.009285% | 0.01291% | 0.009285% | 0.01243% | 0.01035% | 0.009882% | 0.009882%
2133 | 0.007339% | 0.007933% | 0.007363% | 0.01134% | 0.0089% | 0.01157% | 0.01016% | 0.01071% | 0.009302% | 0.01071% | 0.0089% | 0.01134% | 0.0089% | 0.01066% | 0.009454% | 0.01134% | 0.0089% | 0.01157% | 0.01016% | 0.01071% | 0.009302% | 0.009302% | 0.01071% | 0.0089% | 0.01134% | 0.0089% | 0.01066% | 0.009454% | 0.007339% | 0.007339%
2134 | 0.007198% | 0.007876% | 0.00686% | 0.009056% | 0.008802% | 0.01187% | 0.009568% | 0.01089% | 0.00916% | 0.01089% | 0.008802% | 0.009056% | 0.008802% | 0.007638% | 0.008737% | 0.009056% | 0.008802% | 0.01187% | 0.009568% | 0.01089% | 0.00916% | 0.00916% | 0.01089% | 0.008802% | 0.009056% | 0.008802% | 0.007638% | 0.008737% | 0.007198% | 0.007198%
2135 | 0.007194% | 0.007852% | 0.006915% | 0.007526% | 0.008716% | 0.01203% | 0.00924% | 0.01079% | 0.009081% | 0.01079% | 0.008716% | 0.007526% | 0.008716% | 0.005708% | 0.008197% | 0.007526% | 0.008716% | 0.01203% | 0.00924% | 0.01079% | 0.009081% | 0.009081% | 0.01079% | 0.008716% | 0.007526% | 0.008716% | 0.005708% | 0.008197% | 0.007194% | 0.007194%
2136 | 0.007311% | 0.007808% | 0.006907% | 0.006599% | 0.008632% | 0.01208% | 0.009036% | 0.009138% | 0.008936% | 0.009138% | 0.008632% | 0.006599% | 0.008632% | 0.005206% | 0.007541% | 0.006599% | 0.008632% | 0.01208% | 0.009036% | 0.009138% | 0.008936% | 0.008936% | 0.009138% | 0.008632% | 0.006599% | 0.008632% | 0.005206% | 0.007541% | 0.007311% | 0.007311%
2137 | 0.006263% | 0.00945% | 0.00614% | 0.006054% | 0.008972% | 0.01297% | 0.009291% | 0.00783% | 0.00897% | 0.00783% | 0.008972% | 0.006054% | 0.008972% | 0.005542% | 0.007522% | 0.006054% | 0.008972% | 0.01297% | 0.009291% | 0.00783% | 0.00897% | 0.00897% | 0.00783% | 0.008972% | 0.006054% | 0.008972% | 0.005542% | 0.007522% | 0.006263% | 0.006263%
2138 | 0.006233% | 0.00955% | 0.006101% | 0.005997% | 0.008881% | 0.01307% | 0.009302% | 0.007205% | 0.00907% | 0.007205% | 0.008881% | 0.005997% | 0.008881% | 0.005188% | 0.007558% | 0.005997% | 0.008881% | 0.01307% | 0.009302% | 0.007205% | 0.00907% | 0.00907% | 0.007205% | 0.008881% | 0.005997% | 0.008881% | 0.005188% | 0.007558% | 0.006233% | 0.006233%
2139 | 0.00617% | 0.009589% | 0.006043% | 0.006027% | 0.009108% | 0.01317% | 0.009292% | 0.006998% | 0.00937% | 0.006998% | 0.009108% | 0.006027% | 0.009108% | 0.005326% | 0.007572% | 0.006027% | 0.009108% | 0.01317% | 0.009292% | 0.006998% | 0.00937% | 0.00937% | 0.006998% | 0.009108% | 0.006027% | 0.009108% | 0.005326% | 0.007572% | 0.00617% | 0.00617%
2140 | 0.00617% | 0.00963% | 0.006082% | 0.006172% | 0.009299% | 0.01324% | 0.009246% | 0.007073% | 0.00945% | 0.007073% | 0.009299% | 0.006172% | 0.009299% | 0.00573% | 0.007576% | 0.006172% | 0.009299% | 0.01324% | 0.009246% | 0.007073% | 0.00945% | 0.00945% | 0.007073% | 0.009299% | 0.006172% | 0.009299% | 0.00573% | 0.007576% | 0.00617% | 0.00617%
2141 | 0.00619% | 0.01014% | 0.005963% | 0.006769% | 0.00921% | 0.01318% | 0.009246% | 0.007774% | 0.009311% | 0.007774% | 0.00921% | 0.006769% | 0.00921% | 0.006409% | 0.007614% | 0.006769% | 0.00921% | 0.01318% | 0.009246% | 0.007774% | 0.009311% | 0.009311% | 0.007774% | 0.00921% | 0.006769% | 0.00921% | 0.006409% | 0.007614% | 0.00619% | 0.00619%
2142 | 0.01009% | 0.009992% | 0.009656% | 0.007256% | 0.009267% | 0.01315% | 0.008867% | 0.009076% | 0.009703% | 0.009076% | 0.009267% | 0.007256% | 0.009267% | 0.007563% | 0.007021% | 0.007256% | 0.009267% | 0.01315% | 0.008867% | 0.009076% | 0.009703% | 0.009703% | 0.009076% | 0.009267% | 0.007256% | 0.009267% | 0.007563% | 0.007021% | 0.01009% | 0.01009%
2143 | 0.007142% | 0.009873% | 0.006886% | 0.007998% | 0.00878% | 0.0121% | 0.007402% | 0.01053% | 0.009533% | 0.01053% | 0.00878% | 0.007998% | 0.00878% | 0.008925% | 0.004899% | 0.007998% | 0.00878% | 0.0121% | 0.007402% | 0.01053% | 0.009533% | 0.009533% | 0.01053% | 0.00878% | 0.007998% | 0.00878% | 0.008925% | 0.004899% | 0.007142% | 0.007142%
2144 | 0.006348% | 0.01056% | 0.006085% | 0.01014% | 0.008845% | 0.01151% | 0.007477% | 0.01281% | 0.009462% | 0.01281% | 0.008845% | 0.01014% | 0.008845% | 0.0117% | 0.004689% | 0.01014% | 0.008845% | 0.01151% | 0.007477% | 0.01281% | 0.009462% | 0.009462% | 0.01281% | 0.008845% | 0.01014% | 0.008845% | 0.0117% | 0.004689% | 0.006348% | 0.006348%
2145 | 0.005937% | 0.01163% | 0.005588% | 0.01152% | 0.009104% | 0.01109% | 0.0076% | 0.01327% | 0.009518% | 0.01327% | 0.009104% | 0.01152% | 0.009104% | 0.01296% | 0.0045% | 0.01152% | 0.009104% | 0.01109% | 0.0076% | 0.01327% | 0.009518% | 0.009518% | 0.01327% | 0.009104% | 0.01152% | 0.009104% | 0.01296% | 0.0045% | 0.005937% | 0.005937%
2146 | 0.005709% | 0.01299% | 0.005243% | 0.01232% | 0.009268% | 0.01093% | 0.007823% | 0.01411% | 0.009591% | 0.01411% | 0.009268% | 0.01232% | 0.009268% | 0.01329% | 0.004388% | 0.01232% | 0.009268% | 0.01093% | 0.007823% | 0.01411% | 0.009591% | 0.009591% | 0.01411% | 0.009268% | 0.01232% | 0.009268% | 0.01329% | 0.004388% | 0.005709% | 0.005709%
2147 | 0.005549% | 0.01393% | 0.005164% | 0.01287% | 0.009118% | 0.01055% | 0.008128% | 0.01436% | 0.009482% | 0.01436% | 0.009118% | 0.01287% | 0.009118% | 0.01333% | 0.004354% | 0.01287% | 0.009118% | 0.01055% | 0.008128% | 0.01436% | 0.009482% | 0.009482% | 0.01436% | 0.009118% | 0.01287% | 0.009118% | 0.01333% | 0.004354% | 0.005549% | 0.005549%
2148 | 0.005506% | 0.01382% | 0.004883% | 0.01332% | 0.008966% | 0.009864% | 0.008231% | 0.01422% | 0.00943% | 0.01422% | 0.008966% | 0.01332% | 0.008966% | 0.01336% | 0.004334% | 0.01332% | 0.008966% | 0.009864% | 0.008231% | 0.01422% | 0.00943% | 0.00943% | 0.01422% | 0.008966% | 0.01332% | 0.008966% | 0.01336% | 0.004334% | 0.005506% | 0.005506%
2149 | 0.005421% | 0.0132% | 0.00481% | 0.01359% | 0.008972% | 0.008849% | 0.008088% | 0.01409% | 0.00944% | 0.01409% | 0.008972% | 0.01359% | 0.008972% | 0.0135% | 0.004334% | 0.01359% | 0.008972% | 0.008849% | 0.008088% | 0.01409% | 0.00944% | 0.00944% | 0.01409% | 0.008972% | 0.01359% | 0.008972% | 0.0135% | 0.004334% | 0.005421% | 0.005421%
2150 | 0.005304% | 0.01214% | 0.004701% | 0.01361% | 0.008992% | 0.007929% | 0.007746% | 0.01403% | 0.009437% | 0.01403% | 0.008992% | 0.01361% | 0.008992% | 0.01373% | 0.00433% | 0.01361% | 0.008992% | 0.007929% | 0.007746% | 0.01403% | 0.009437% | 0.009437% | 0.01403% | 0.008992% | 0.01361% | 0.008992% | 0.01373% | 0.00433% | 0.005304% | 0.005304%
2151 | 0.005308% | 0.01114% | 0.004643% | 0.0136% | 0.009092% | 0.007396% | 0.007353% | 0.0143% | 0.009515% | 0.0143% | 0.009092% | 0.0136% | 0.009092% | 0.01399% | 0.004337% | 0.0136% | 0.009092% | 0.007396% | 0.007353% | 0.0143% | 0.009515% | 0.009515% | 0.0143% | 0.009092% | 0.0136% | 0.009092% | 0.01399% | 0.004337% | 0.005308% | 0.005308%
2152 | 0.005476% | 0.01039% | 0.00485% | 0.01351% | 0.00906% | 0.007384% | 0.007019% | 0.01232% | 0.009519% | 0.01232% | 0.00906% | 0.01351% | 0.00906% | 0.01415% | 0.004355% | 0.01351% | 0.00906% | 0.007384% | 0.007019% | 0.01232% | 0.009519% | 0.009519% | 0.01232% | 0.00906% | 0.01351% | 0.00906% | 0.01415% | 0.004355% | 0.005476% | 0.005476%
2153 | 0.005709% | 0.009608% | 0.004948% | 0.0133% | 0.008876% | 0.00784% | 0.006767% | 0.01184% | 0.009401% | 0.01184% | 0.008876% | 0.0133% | 0.008876% | 0.01418% | 0.004377% | 0.0133% | 0.008876% | 0.00784% | 0.006767% | 0.01184% | 0.009401% | 0.009401% | 0.01184% | 0.008876% | 0.0133% | 0.008876% | 0.01418% | 0.004377% | 0.005709% | 0.005709%
2154 | 0.006067% | 0.009271% | 0.005345% | 0.01286% | 0.008626% | 0.008973% | 0.006623% | 0.01154% | 0.009308% | 0.01154% | 0.008626% | 0.01286% | 0.008626% | 0.01406% | 0.004419% | 0.01286% | 0.008626% | 0.008973% | 0.006623% | 0.01154% | 0.009308% | 0.009308% | 0.01154% | 0.008626% | 0.01286% | 0.008626% | 0.01406% | 0.004419% | 0.006067% | 0.006067%
2155 | 0.008224% | 0.009391% | 0.00748% | 0.01325% | 0.009193% | 0.01143% | 0.008518% | 0.01157% | 0.009518% | 0.01157% | 0.009193% | 0.01325% | 0.009193% | 0.01504% | 0.006848% | 0.01325% | 0.009193% | 0.01143% | 0.008518% | 0.01157% | 0.009518% | 0.009518% | 0.01157% | 0.009193% | 0.01325% | 0.009193% | 0.01504% | 0.006848% | 0.008224% | 0.008224%
2156 | 0.008657% | 0.009398% | 0.007989% | 0.01243% | 0.009087% | 0.01213% | 0.00883% | 0.01116% | 0.009332% | 0.01116% | 0.009087% | 0.01243% | 0.009087% | 0.01454% | 0.007178% | 0.01243% | 0.009087% | 0.01213% | 0.00883% | 0.01116% | 0.009332% | 0.009332% | 0.01116% | 0.009087% | 0.01243% | 0.009087% | 0.01454% | 0.007178% | 0.008657% | 0.008657%
2157 | 0.006666% | 0.009429% | 0.00646% | 0.01088% | 0.008768% | 0.01247% | 0.00893% | 0.0108% | 0.009039% | 0.0108% | 0.008768% | 0.01088% | 0.008768% | 0.01271% | 0.007245% | 0.01088% | 0.008768% | 0.01247% | 0.00893% | 0.0108% | 0.009039% | 0.009039% | 0.0108% | 0.008768% | 0.01088% | 0.008768% | 0.01271% | 0.007245% | 0.006666% | 0.006666%
2158 | 0.006685% | 0.009441% | 0.006428% | 0.00859% | 0.008667% | 0.01276% | 0.009055% | 0.01033% | 0.008756% | 0.01033% | 0.008667% | 0.00859% | 0.008667% | 0.009397% | 0.007298% | 0.00859% | 0.008667% | 0.01276% | 0.009055% | 0.01033% | 0.008756% | 0.008756% | 0.01033% | 0.008667% | 0.00859% | 0.008667% | 0.009397% | 0.007298% | 0.006685% | 0.006685%
2159 | 0.006622% | 0.009492% | 0.006295% | 0.007014% | 0.008656% | 0.01285% | 0.009185% | 0.009282% | 0.008653% | 0.009282% | 0.008656% | 0.007014% | 0.008656% | 0.006992% | 0.007338% | 0.007014% | 0.008656% | 0.01285% | 0.009185% | 0.009282% | 0.008653% | 0.008653% | 0.009282% | 0.008656% | 0.007014% | 0.008656% | 0.006992% | 0.007338% | 0.006622% | 0.006622%
2160 | 0.006621% | 0.008954% | 0.006221% | 0.006413% | 0.008663% | 0.01274% | 0.009167% | 0.00843% | 0.008714% | 0.00843% | 0.008663% | 0.006413% | 0.008663% | 0.005787% | 0.007357% | 0.006413% | 0.008663% | 0.01274% | 0.009167% | 0.00843% | 0.008714% | 0.008714% | 0.00843% | 0.008663% | 0.006413% | 0.008663% | 0.005787% | 0.007357% | 0.006621% | 0.006621%
2161 | 0.005819% | 0.007424% | 0.005495% | 0.006313% | 0.007732% | 0.01301% | 0.008049% | 0.008546% | 0.008018% | 0.008546% | 0.007732% | 0.006313% | 0.007732% | 0.005238% | 0.007244% | 0.006313% | 0.007732% | 0.01301% | 0.008049% | 0.008546% | 0.008018% | 0.008018% | 0.008546% | 0.007732% | 0.006313% | 0.007732% | 0.005238% | 0.007244% | 0.005819% | 0.005819%
2162 | 0.005932% | 0.007391% | 0.00558% | 0.006236% | 0.007881% | 0.01313% | 0.008194% | 0.008064% | 0.008175% | 0.008064% | 0.007881% | 0.006236% | 0.007881% | 0.005019% | 0.007282% | 0.006236% | 0.007881% | 0.01313% | 0.008194% | 0.008064% | 0.008175% | 0.008175% | 0.008064% | 0.007881% | 0.006236% | 0.007881% | 0.005019% | 0.007282% | 0.005932% | 0.005932%
2163 | 0.005844% | 0.007335% | 0.005486% | 0.006247% | 0.007848% | 0.01326% | 0.008288% | 0.007747% | 0.008005% | 0.007747% | 0.007848% | 0.006247% | 0.007848% | 0.005086% | 0.007319% | 0.006247% | 0.007848% | 0.01326% | 0.008288% | 0.007747% | 0.008005% | 0.008005% | 0.007747% | 0.007848% | 0.006247% | 0.007848% | 0.005086% | 0.007319% | 0.005844% | 0.005844%
2164 | 0.005967% | 0.00736% | 0.005596% | 0.006352% | 0.007991% | 0.0134% | 0.008457% | 0.007949% | 0.008141% | 0.007949% | 0.007991% | 0.006352% | 0.007991% | 0.00559% | 0.007367% | 0.006352% | 0.007991% | 0.0134% | 0.008457% | 0.007949% | 0.008141% | 0.008141% | 0.007949% | 0.007991% | 0.006352% | 0.007991% | 0.00559% | 0.007367% | 0.005967% | 0.005967%
2165 | 0.006048% | 0.007369% | 0.0057% | 0.007129% | 0.008197% | 0.01359% | 0.008704% | 0.00865% | 0.00831% | 0.00865% | 0.008197% | 0.007129% | 0.008197% | 0.006613% | 0.007433% | 0.007129% | 0.008197% | 0.01359% | 0.008704% | 0.00865% | 0.00831% | 0.00831% | 0.00865% | 0.008197% | 0.007129% | 0.008197% | 0.006613% | 0.007433% | 0.006048% | 0.006048%
2166 | 0.0101% | 0.007342% | 0.009085% | 0.007151% | 0.007891% | 0.01332% | 0.008026% | 0.009047% | 0.008061% | 0.009047% | 0.007891% | 0.007151% | 0.007891% | 0.007718% | 0.006631% | 0.007151% | 0.007891% | 0.01332% | 0.008026% | 0.009047% | 0.008061% | 0.008061% | 0.009047% | 0.007891% | 0.007151% | 0.007891% | 0.007718% | 0.006631% | 0.0101% | 0.0101%
2167 | 0.006393% | 0.007979% | 0.005818% | 0.007112% | 0.007282% | 0.01224% | 0.006798% | 0.009884% | 0.007668% | 0.009884% | 0.007282% | 0.007112% | 0.007282% | 0.008474% | 0.004875% | 0.007112% | 0.007282% | 0.01224% | 0.006798% | 0.009884% | 0.007668% | 0.007668% | 0.009884% | 0.007282% | 0.007112% | 0.007282% | 0.008474% | 0.004875% | 0.006393% | 0.006393%
2168 | 0.006368% | 0.008078% | 0.005985% | 0.00816% | 0.007575% | 0.01156% | 0.007044% | 0.01222% | 0.008026% | 0.01222% | 0.007575% | 0.00816% | 0.007575% | 0.01037% | 0.004688% | 0.00816% | 0.007575% | 0.01156% | 0.007044% | 0.01222% | 0.008026% | 0.008026% | 0.01222% | 0.007575% | 0.00816% | 0.007575% | 0.01037% | 0.004688% | 0.006368% | 0.006368%
2169 | 0.005698% | 0.008644% | 0.005416% | 0.009337% | 0.007419% | 0.01107% | 0.006765% | 0.01309% | 0.007824% | 0.01309% | 0.007419% | 0.009337% | 0.007419% | 0.01182% | 0.004533% | 0.009337% | 0.007419% | 0.01107% | 0.006765% | 0.01309% | 0.007824% | 0.007824% | 0.01309% | 0.007419% | 0.009337% | 0.007419% | 0.01182% | 0.004533% | 0.005698% | 0.005698%
2170 | 0.005304% | 0.009451% | 0.005078% | 0.01055% | 0.007086% | 0.01091% | 0.006374% | 0.01343% | 0.007498% | 0.01343% | 0.007086% | 0.01055% | 0.007086% | 0.01279% | 0.004438% | 0.01055% | 0.007086% | 0.01091% | 0.006374% | 0.01343% | 0.007498% | 0.007498% | 0.01343% | 0.007086% | 0.01055% | 0.007086% | 0.01279% | 0.004438% | 0.005304% | 0.005304%
2171 | 0.004976% | 0.01044% | 0.004892% | 0.0116% | 0.006824% | 0.01051% | 0.006082% | 0.01368% | 0.007227% | 0.01368% | 0.006824% | 0.0116% | 0.006824% | 0.0133% | 0.004385% | 0.0116% | 0.006824% | 0.01051% | 0.006082% | 0.01368% | 0.007227% | 0.007227% | 0.01368% | 0.006824% | 0.0116% | 0.006824% | 0.0133% | 0.004385% | 0.004976% | 0.004976%
2172 | 0.0048% | 0.0109% | 0.004684% | 0.01255% | 0.006772% | 0.00975% | 0.006024% | 0.01372% | 0.007215% | 0.01372% | 0.006772% | 0.01255% | 0.006772% | 0.01348% | 0.00435% | 0.01255% | 0.006772% | 0.00975% | 0.006024% | 0.01372% | 0.007215% | 0.007215% | 0.01372% | 0.006772% | 0.01255% | 0.006772% | 0.01348% | 0.00435% | 0.0048% | 0.0048%
2173 | 0.004681% | 0.01092% | 0.004548% | 0.01306% | 0.00673% | 0.008687% | 0.005984% | 0.01391% | 0.007158% | 0.01391% | 0.00673% | 0.01306% | 0.00673% | 0.01354% | 0.004328% | 0.01306% | 0.00673% | 0.008687% | 0.005984% | 0.01391% | 0.007158% | 0.007158% | 0.01391% | 0.00673% | 0.01306% | 0.00673% | 0.01354% | 0.004328% | 0.004681% | 0.004681%
2174 | 0.004541% | 0.01032% | 0.00447% | 0.01318% | 0.006764% | 0.007754% | 0.00599% | 0.01401% | 0.007126% | 0.01401% | 0.006764% | 0.01318% | 0.006764% | 0.01364% | 0.004322% | 0.01318% | 0.006764% | 0.007754% | 0.00599% | 0.01401% | 0.007126% | 0.007126% | 0.01401% | 0.006764% | 0.01318% | 0.006764% | 0.01364% | 0.004322% | 0.004541% | 0.004541%
2175 | 0.004645% | 0.009357% | 0.004528% | 0.01299% | 0.006736% | 0.007288% | 0.005974% | 0.01418% | 0.00707% | 0.01418% | 0.006736% | 0.01299% | 0.006736% | 0.01367% | 0.004336% | 0.01299% | 0.006736% | 0.007288% | 0.005974% | 0.01418% | 0.00707% | 0.00707% | 0.01418% | 0.006736% | 0.01299% | 0.006736% | 0.01367% | 0.004336% | 0.004645% | 0.004645%
2176 | 0.004804% | 0.008484% | 0.004707% | 0.01255% | 0.006593% | 0.007381% | 0.005862% | 0.01191% | 0.007004% | 0.01191% | 0.006593% | 0.01255% | 0.006593% | 0.01352% | 0.004351% | 0.01255% | 0.006593% | 0.007381% | 0.005862% | 0.01191% | 0.007004% | 0.007004% | 0.01191% | 0.006593% | 0.01255% | 0.006593% | 0.01352% | 0.004351% | 0.004804% | 0.004804%
2177 | 0.005011% | 0.007735% | 0.004802% | 0.01188% | 0.006408% | 0.007899% | 0.00568% | 0.01123% | 0.007038% | 0.01123% | 0.006408% | 0.01188% | 0.006408% | 0.01301% | 0.004374% | 0.01188% | 0.006408% | 0.007899% | 0.00568% | 0.01123% | 0.007038% | 0.007038% | 0.01123% | 0.006408% | 0.01188% | 0.006408% | 0.01301% | 0.004374% | 0.005011% | 0.005011%
2178 | 0.005309% | 0.007406% | 0.004997% | 0.01104% | 0.00624% | 0.009122% | 0.005551% | 0.01103% | 0.007086% | 0.01103% | 0.00624% | 0.01104% | 0.00624% | 0.01223% | 0.004417% | 0.01104% | 0.00624% | 0.009122% | 0.005551% | 0.01103% | 0.007086% | 0.007086% | 0.01103% | 0.00624% | 0.01104% | 0.00624% | 0.01223% | 0.004417% | 0.005309% | 0.005309%
2179 | 0.007315% | 0.007547% | 0.006833% | 0.01101% | 0.007029% | 0.01152% | 0.00724% | 0.01121% | 0.007415% | 0.01121% | 0.007029% | 0.01101% | 0.007029% | 0.01243% | 0.006681% | 0.01101% | 0.007029% | 0.01152% | 0.00724% | 0.01121% | 0.007415% | 0.007415% | 0.01121% | 0.007029% | 0.01101% | 0.007029% | 0.01243% | 0.006681% | 0.007315% | 0.007315%
2180 | 0.007905% | 0.007528% | 0.00729% | 0.01013% | 0.007201% | 0.01233% | 0.007642% | 0.01097% | 0.007481% | 0.01097% | 0.007201% | 0.01013% | 0.007201% | 0.01142% | 0.007172% | 0.01013% | 0.007201% | 0.01233% | 0.007642% | 0.01097% | 0.007481% | 0.007481% | 0.01097% | 0.007201% | 0.01013% | 0.007201% | 0.01142% | 0.007172% | 0.007905% | 0.007905%
2181 | 0.005649% | 0.007489% | 0.005582% | 0.009177% | 0.007313% | 0.01267% | 0.007754% | 0.01065% | 0.007561% | 0.01065% | 0.007313% | 0.009177% | 0.007313% | 0.009955% | 0.007244% | 0.009177% | 0.007313% | 0.01267% | 0.007754% | 0.01065% | 0.007561% | 0.007561% | 0.01065% | 0.007313% | 0.009177% | 0.007313% | 0.009955% | 0.007244% | 0.005649% | 0.005649%
2182 | 0.00574% | 0.007443% | 0.005749% | 0.008268% | 0.007438% | 0.01287% | 0.007885% | 0.01038% | 0.007685% | 0.01038% | 0.007438% | 0.008268% | 0.007438% | 0.008393% | 0.007269% | 0.008268% | 0.007438% | 0.01287% | 0.007885% | 0.01038% | 0.007685% | 0.007685% | 0.01038% | 0.007438% | 0.008268% | 0.007438% | 0.008393% | 0.007269% | 0.00574% | 0.00574%
2183 | 0.005862% | 0.007419% | 0.005775% | 0.007576% | 0.007639% | 0.01292% | 0.008064% | 0.009601% | 0.007902% | 0.009601% | 0.007639% | 0.007576% | 0.007639% | 0.006898% | 0.00732% | 0.007576% | 0.007639% | 0.01292% | 0.008064% | 0.009601% | 0.007902% | 0.007902% | 0.009601% | 0.007639% | 0.007576% | 0.007639% | 0.006898% | 0.00732% | 0.005862% | 0.005862%
2184 | 0.00596% | 0.007943% | 0.005737% | 0.00667% | 0.008079% | 0.01297% | 0.00851% | 0.008827% | 0.008192% | 0.008827% | 0.008079% | 0.00667% | 0.008079% | 0.005864% | 0.007324% | 0.00667% | 0.008079% | 0.01297% | 0.00851% | 0.008827% | 0.008192% | 0.008192% | 0.008827% | 0.008079% | 0.00667% | 0.008079% | 0.005864% | 0.007324% | 0.00596% | 0.00596%
2185 | 0.007577% | 0.007766% | 0.007113% | 0.006176% | 0.008711% | 0.01236% | 0.00948% | 0.007739% | 0.008784% | 0.007739% | 0.008711% | 0.006176% | 0.008711% | 0.005362% | 0.00741% | 0.006176% | 0.008711% | 0.01236% | 0.00948% | 0.007739% | 0.008784% | 0.008784% | 0.007739% | 0.008711% | 0.006176% | 0.008711% | 0.005362% | 0.00741% | 0.007577% | 0.007577%
2186 | 0.007658% | 0.007731% | 0.007155% | 0.00607% | 0.008775% | 0.01247% | 0.009575% | 0.006757% | 0.008936% | 0.006757% | 0.008775% | 0.00607% | 0.008775% | 0.00551% | 0.007536% | 0.00607% | 0.008775% | 0.01247% | 0.009575% | 0.006757% | 0.008936% | 0.008936% | 0.006757% | 0.008775% | 0.00607% | 0.008775% | 0.00551% | 0.007536% | 0.007658% | 0.007658%
2187 | 0.008002% | 0.007707% | 0.007241% | 0.006094% | 0.00889% | 0.01261% | 0.009681% | 0.006022% | 0.009321% | 0.006022% | 0.00889% | 0.006094% | 0.00889% | 0.005877% | 0.007889% | 0.006094% | 0.00889% | 0.01261% | 0.009681% | 0.006022% | 0.009321% | 0.009321% | 0.006022% | 0.00889% | 0.006094% | 0.00889% | 0.005877% | 0.007889% | 0.008002% | 0.008002%
2188 | 0.008962% | 0.00768% | 0.007232% | 0.006293% | 0.009442% | 0.01266% | 0.01005% | 0.006015% | 0.009871% | 0.006015% | 0.009442% | 0.006293% | 0.009442% | 0.006374% | 0.008654% | 0.006293% | 0.009442% | 0.01266% | 0.01005% | 0.006015% | 0.009871% | 0.009871% | 0.006015% | 0.009442% | 0.006293% | 0.009442% | 0.006374% | 0.008654% | 0.008962% | 0.008962%
2189 | 0.01108% | 0.008134% | 0.00743% | 0.007267% | 0.01049% | 0.01265% | 0.01091% | 0.00708% | 0.0106% | 0.00708% | 0.01049% | 0.007267% | 0.01049% | 0.007184% | 0.01009% | 0.007267% | 0.01049% | 0.01265% | 0.01091% | 0.00708% | 0.0106% | 0.0106% | 0.00708% | 0.01049% | 0.007267% | 0.01049% | 0.007184% | 0.01009% | 0.01108% | 0.01108%
2190 | 0.01664% | 0.008225% | 0.01343% | 0.007644% | 0.01159% | 0.01236% | 0.01158% | 0.008688% | 0.01199% | 0.008688% | 0.01159% | 0.007644% | 0.01159% | 0.0082% | 0.01147% | 0.007644% | 0.01159% | 0.01236% | 0.01158% | 0.008688% | 0.01199% | 0.01199% | 0.008688% | 0.01159% | 0.007644% | 0.01159% | 0.0082% | 0.01147% | 0.01664% | 0.01664%
2191 | 0.01675% | 0.009194% | 0.0154% | 0.008658% | 0.01259% | 0.01159% | 0.01199% | 0.01093% | 0.01288% | 0.01093% | 0.01259% | 0.008658% | 0.01259% | 0.009692% | 0.01278% | 0.008658% | 0.01259% | 0.01159% | 0.01199% | 0.01093% | 0.01288% | 0.01288% | 0.01093% | 0.01259% | 0.008658% | 0.01259% | 0.009692% | 0.01278% | 0.01675% | 0.01675%
2192 | 0.01845% | 0.01207% | 0.01722% | 0.01088% | 0.01386% | 0.01132% | 0.01335% | 0.01331% | 0.01372% | 0.01331% | 0.01386% | 0.01088% | 0.01386% | 0.01255% | 0.01536% | 0.01088% | 0.01386% | 0.01132% | 0.01335% | 0.01331% | 0.01372% | 0.01372% | 0.01331% | 0.01386% | 0.01088% | 0.01386% | 0.01255% | 0.01536% | 0.01845% | 0.01845%
2193 | 0.01936% | 0.01517% | 0.01764% | 0.01223% | 0.01479% | 0.01091% | 0.01442% | 0.01353% | 0.01438% | 0.01353% | 0.01479% | 0.01223% | 0.01479% | 0.01366% | 0.01731% | 0.01223% | 0.01479% | 0.01091% | 0.01442% | 0.01353% | 0.01438% | 0.01438% | 0.01353% | 0.01479% | 0.01223% | 0.01479% | 0.01366% | 0.01731% | 0.01936% | 0.01936%
2194 | 0.0197% | 0.01768% | 0.01821% | 0.01302% | 0.01523% | 0.01067% | 0.01526% | 0.01377% | 0.01448% | 0.01377% | 0.01523% | 0.01302% | 0.01523% | 0.01401% | 0.01871% | 0.01302% | 0.01523% | 0.01067% | 0.01526% | 0.01377% | 0.01448% | 0.01448% | 0.01377% | 0.01523% | 0.01302% | 0.01523% | 0.01401% | 0.01871% | 0.0197% | 0.0197%
2195 | 0.01944% | 0.01854% | 0.01822% | 0.01348% | 0.01497% | 0.01028% | 0.01555% | 0.01338% | 0.01411% | 0.01338% | 0.01497% | 0.01348% | 0.01497% | 0.01414% | 0.01961% | 0.01348% | 0.01497% | 0.01028% | 0.01555% | 0.01338% | 0.01411% | 0.01411% | 0.01338% | 0.01497% | 0.01348% | 0.01497% | 0.01414% | 0.01961% | 0.01944% | 0.01944%
2196 | 0.01856% | 0.01824% | 0.01837% | 0.0138% | 0.01433% | 0.009494% | 0.01536% | 0.01257% | 0.01366% | 0.01257% | 0.01433% | 0.0138% | 0.01433% | 0.01422% | 0.01997% | 0.0138% | 0.01433% | 0.009494% | 0.01536% | 0.01257% | 0.01366% | 0.01366% | 0.01257% | 0.01433% | 0.0138% | 0.01433% | 0.01422% | 0.01997% | 0.01856% | 0.01856%
2197 | 0.01698% | 0.01751% | 0.01834% | 0.01398% | 0.01333% | 0.00837% | 0.01482% | 0.01176% | 0.01302% | 0.01176% | 0.01333% | 0.01398% | 0.01333% | 0.01429% | 0.01992% | 0.01398% | 0.01333% | 0.00837% | 0.01482% | 0.01176% | 0.01302% | 0.01302% | 0.01176% | 0.01333% | 0.01398% | 0.01333% | 0.01429% | 0.01992% | 0.01698% | 0.01698%
2198 | 0.01483% | 0.01486% | 0.01732% | 0.01403% | 0.01211% | 0.007477% | 0.01388% | 0.01127% | 0.01197% | 0.01127% | 0.01211% | 0.01403% | 0.01211% | 0.01424% | 0.01957% | 0.01403% | 0.01211% | 0.007477% | 0.01388% | 0.01127% | 0.01197% | 0.01197% | 0.01127% | 0.01211% | 0.01403% | 0.01211% | 0.01424% | 0.01957% | 0.01483% | 0.01483%
2199 | 0.01292% | 0.0123% | 0.01672% | 0.01399% | 0.01111% | 0.006911% | 0.01256% | 0.01147% | 0.01119% | 0.01147% | 0.01111% | 0.01399% | 0.01111% | 0.01399% | 0.0185% | 0.01399% | 0.01111% | 0.006911% | 0.01256% | 0.01147% | 0.01119% | 0.01119% | 0.01147% | 0.01111% | 0.01399% | 0.01111% | 0.01399% | 0.0185% | 0.01292% | 0.01292%
2200 | 0.01123% | 0.0108% | 0.01511% | 0.01388% | 0.01038% | 0.007008% | 0.01125% | 0.009606% | 0.0107% | 0.009606% | 0.01038% | 0.01388% | 0.01038% | 0.01356% | 0.01639% | 0.01388% | 0.01038% | 0.007008% | 0.01125% | 0.009606% | 0.0107% | 0.0107% | 0.009606% | 0.01038% | 0.01388% | 0.01038% | 0.01356% | 0.01639% | 0.01123% | 0.01123%
2201 | 0.009957% | 0.00898% | 0.01461% | 0.01362% | 0.009739% | 0.007475% | 0.0103% | 0.009528% | 0.01033% | 0.009528% | 0.009739% | 0.01362% | 0.009739% | 0.01293% | 0.0137% | 0.01362% | 0.009739% | 0.007475% | 0.0103% | 0.009528% | 0.01033% | 0.01033% | 0.009528% | 0.009739% | 0.01362% | 0.009739% | 0.01293% | 0.0137% | 0.009957% | 0.009957%
2202 | 0.008923% | 0.008285% | 0.01442% | 0.0132% | 0.009161% | 0.008658% | 0.009796% | 0.009507% | 0.009857% | 0.009507% | 0.009161% | 0.0132% | 0.009161% | 0.01233% | 0.01097% | 0.0132% | 0.009161% | 0.008658% | 0.009796% | 0.009507% | 0.009857% | 0.009857% | 0.009507% | 0.009161% | 0.0132% | 0.009161% | 0.01233% | 0.01097% | 0.008923% | 0.008923%
2203 | 0.009739% | 0.008157% | 0.01351% | 0.0134% | 0.009285% | 0.01081% | 0.01099% | 0.009824% | 0.009551% | 0.009824% | 0.009285% | 0.0134% | 0.009285% | 0.01288% | 0.01095% | 0.0134% | 0.009285% | 0.01081% | 0.01099% | 0.009824% | 0.009551% | 0.009551% | 0.009824% | 0.009285% | 0.0134% | 0.009285% | 0.01288% | 0.01095% | 0.009739% | 0.009739%
2204 | 0.009938% | 0.00805% | 0.01043% | 0.01276% | 0.009008% | 0.01168% | 0.01089% | 0.01005% | 0.009044% | 0.01005% | 0.009008% | 0.01276% | 0.009008% | 0.01249% | 0.01025% | 0.01276% | 0.009008% | 0.01168% | 0.01089% | 0.01005% | 0.009044% | 0.009044% | 0.01005% | 0.009008% | 0.01276% | 0.009008% | 0.01249% | 0.01025% | 0.009938% | 0.009938%
2205 | 0.007455% | 0.007942% | 0.007361% | 0.01122% | 0.008777% | 0.01204% | 0.0103% | 0.01044% | 0.008838% | 0.01044% | 0.008777% | 0.01122% | 0.008777% | 0.01077% | 0.009383% | 0.01122% | 0.008777% | 0.01204% | 0.0103% | 0.01044% | 0.008838% | 0.008838% | 0.01044% | 0.008777% | 0.01122% | 0.008777% | 0.01077% | 0.009383% | 0.007455% | 0.007455%
2206 | 0.007316% | 0.007915% | 0.006804% | 0.008977% | 0.008731% | 0.01231% | 0.00972% | 0.01071% | 0.008773% | 0.01071% | 0.008731% | 0.008977% | 0.008731% | 0.007745% | 0.008689% | 0.008977% | 0.008731% | 0.01231% | 0.00972% | 0.01071% | 0.008773% | 0.008773% | 0.01071% | 0.008731% | 0.008977% | 0.008731% | 0.007745% | 0.008689% | 0.007316% | 0.007316%
2207 | 0.007261% | 0.00787% | 0.006808% | 0.007461% | 0.008657% | 0.01243% | 0.009389% | 0.01063% | 0.00867% | 0.01063% | 0.008657% | 0.007461% | 0.008657% | 0.005782% | 0.008129% | 0.007461% | 0.008657% | 0.01243% | 0.009389% | 0.01063% | 0.00867% | 0.00867% | 0.01063% | 0.008657% | 0.007461% | 0.008657% | 0.005782% | 0.008129% | 0.007261% | 0.007261%
2208 | 0.007038% | 0.007721% | 0.006593% | 0.006638% | 0.008422% | 0.01262% | 0.008978% | 0.009114% | 0.008458% | 0.009114% | 0.008422% | 0.006638% | 0.008422% | 0.005434% | 0.007506% | 0.006638% | 0.008422% | 0.01262% | 0.008978% | 0.009114% | 0.008458% | 0.008458% | 0.009114% | 0.008422% | 0.006638% | 0.008422% | 0.005434% | 0.007506% | 0.007038% | 0.007038%
2209 | 0.007568% | 0.007803% | 0.00702% | 0.006146% | 0.008633% | 0.0126% | 0.009199% | 0.007733% | 0.008638% | 0.007733% | 0.008633% | 0.006146% | 0.008633% | 0.005342% | 0.007344% | 0.006146% | 0.008633% | 0.0126% | 0.009199% | 0.007733% | 0.008638% | 0.008638% | 0.007733% | 0.008633% | 0.006146% | 0.008633% | 0.005342% | 0.007344% | 0.007568% | 0.007568%
2210 | 0.007626% | 0.00777% | 0.006994% | 0.006037% | 0.00871% | 0.01268% | 0.009304% | 0.006811% | 0.008948% | 0.006811% | 0.00871% | 0.006037% | 0.00871% | 0.005445% | 0.00743% | 0.006037% | 0.00871% | 0.01268% | 0.009304% | 0.006811% | 0.008948% | 0.008948% | 0.006811% | 0.00871% | 0.006037% | 0.00871% | 0.005445% | 0.00743% | 0.007626% | 0.007626%
2211 | 0.00804% | 0.007739% | 0.007104% | 0.006082% | 0.008927% | 0.01275% | 0.009472% | 0.006248% | 0.009519% | 0.006248% | 0.008927% | 0.006082% | 0.008927% | 0.005805% | 0.007748% | 0.006082% | 0.008927% | 0.01275% | 0.009472% | 0.006248% | 0.009519% | 0.009519% | 0.006248% | 0.008927% | 0.006082% | 0.008927% | 0.005805% | 0.007748% | 0.00804% | 0.00804%
2212 | 0.009057% | 0.007724% | 0.007209% | 0.006269% | 0.009403% | 0.01284% | 0.009842% | 0.00618% | 0.01003% | 0.00618% | 0.009403% | 0.006269% | 0.009403% | 0.006282% | 0.00847% | 0.006269% | 0.009403% | 0.01284% | 0.009842% | 0.00618% | 0.01003% | 0.01003% | 0.00618% | 0.009403% | 0.006269% | 0.009403% | 0.006282% | 0.00847% | 0.009057% | 0.009057%
2213 | 0.01115% | 0.008175% | 0.007409% | 0.007265% | 0.01042% | 0.01287% | 0.01076% | 0.007237% | 0.01078% | 0.007237% | 0.01042% | 0.007265% | 0.01042% | 0.007111% | 0.009951% | 0.007265% | 0.01042% | 0.01287% | 0.01076% | 0.007237% | 0.01078% | 0.01078% | 0.007237% | 0.01042% | 0.007265% | 0.01042% | 0.007111% | 0.009951% | 0.01115% | 0.01115%
2214 | 0.01646% | 0.008241% | 0.01321% | 0.00767% | 0.01174% | 0.01264% | 0.01146% | 0.008984% | 0.0124% | 0.008984% | 0.01174% | 0.00767% | 0.01174% | 0.008208% | 0.01137% | 0.00767% | 0.01174% | 0.01264% | 0.01146% | 0.008984% | 0.0124% | 0.0124% | 0.008984% | 0.01174% | 0.00767% | 0.01174% | 0.008208% | 0.01137% | 0.01646% | 0.01646%
2215 | 0.0167% | 0.009239% | 0.01522% | 0.00871% | 0.01275% | 0.0118% | 0.01186% | 0.01145% | 0.01337% | 0.01145% | 0.01275% | 0.00871% | 0.01275% | 0.009643% | 0.01271% | 0.00871% | 0.01275% | 0.0118% | 0.01186% | 0.01145% | 0.01337% | 0.01337% | 0.01145% | 0.01275% | 0.00871% | 0.01275% | 0.009643% | 0.01271% | 0.0167% | 0.0167%
2216 | 0.01821% | 0.01208% | 0.01701% | 0.01088% | 0.01411% | 0.01123% | 0.01318% | 0.01373% | 0.01423% | 0.01373% | 0.01411% | 0.01088% | 0.01411% | 0.01238% | 0.01535% | 0.01088% | 0.01411% | 0.01123% | 0.01318% | 0.01373% | 0.01423% | 0.01423% | 0.01373% | 0.01411% | 0.01088% | 0.01411% | 0.01238% | 0.01535% | 0.01821% | 0.01821%
2217 | 0.01912% | 0.01512% | 0.01755% | 0.01222% | 0.01503% | 0.01075% | 0.0143% | 0.01384% | 0.01481% | 0.01384% | 0.01503% | 0.01222% | 0.01503% | 0.01353% | 0.01736% | 0.01222% | 0.01503% | 0.01075% | 0.0143% | 0.01384% | 0.01481% | 0.01481% | 0.01384% | 0.01503% | 0.01222% | 0.01503% | 0.01353% | 0.01736% | 0.01912% | 0.01912%
2218 | 0.01946% | 0.01765% | 0.01825% | 0.01305% | 0.01549% | 0.01069% | 0.01521% | 0.01416% | 0.01496% | 0.01416% | 0.01549% | 0.01305% | 0.01549% | 0.01394% | 0.0188% | 0.01305% | 0.01549% | 0.01069% | 0.01521% | 0.01416% | 0.01496% | 0.01496% | 0.01416% | 0.01549% | 0.01305% | 0.01549% | 0.01394% | 0.0188% | 0.01946% | 0.01946%
2219 | 0.01928% | 0.01851% | 0.01829% | 0.01352% | 0.01521% | 0.01047% | 0.01554% | 0.01386% | 0.01461% | 0.01386% | 0.01521% | 0.01352% | 0.01521% | 0.01409% | 0.0197% | 0.01352% | 0.01521% | 0.01047% | 0.01554% | 0.01386% | 0.01461% | 0.01461% | 0.01386% | 0.01521% | 0.01352% | 0.01521% | 0.01409% | 0.0197% | 0.01928% | 0.01928%
2220 | 0.01842% | 0.01826% | 0.0184% | 0.01384% | 0.01455% | 0.009748% | 0.01536% | 0.01304% | 0.01413% | 0.01304% | 0.01455% | 0.01384% | 0.01455% | 0.01417% | 0.02005% | 0.01384% | 0.01455% | 0.009748% | 0.01536% | 0.01304% | 0.01413% | 0.01413% | 0.01304% | 0.01455% | 0.01384% | 0.01455% | 0.01417% | 0.02005% | 0.01842% | 0.01842%
2221 | 0.0168% | 0.01753% | 0.01835% | 0.014% | 0.0135% | 0.008655% | 0.01483% | 0.01217% | 0.01338% | 0.01217% | 0.0135% | 0.014% | 0.0135% | 0.01424% | 0.01999% | 0.014% | 0.0135% | 0.008655% | 0.01483% | 0.01217% | 0.01338% | 0.01338% | 0.01217% | 0.0135% | 0.014% | 0.0135% | 0.01424% | 0.01999% | 0.0168% | 0.0168%
2222 | 0.0147% | 0.01488% | 0.01734% | 0.01407% | 0.01227% | 0.007713% | 0.0139% | 0.01175% | 0.01238% | 0.01175% | 0.01227% | 0.01407% | 0.01227% | 0.01422% | 0.01962% | 0.01407% | 0.01227% | 0.007713% | 0.0139% | 0.01175% | 0.01238% | 0.01238% | 0.01175% | 0.01227% | 0.01407% | 0.01227% | 0.01422% | 0.01962% | 0.0147% | 0.0147%
2223 | 0.0129% | 0.01234% | 0.01667% | 0.014% | 0.01126% | 0.007134% | 0.01257% | 0.01186% | 0.01161% | 0.01186% | 0.01126% | 0.014% | 0.01126% | 0.01397% | 0.01854% | 0.014% | 0.01126% | 0.007134% | 0.01257% | 0.01186% | 0.01161% | 0.01161% | 0.01186% | 0.01126% | 0.014% | 0.01126% | 0.01397% | 0.01854% | 0.0129% | 0.0129%
2224 | 0.01122% | 0.01089% | 0.01503% | 0.01389% | 0.01052% | 0.007198% | 0.01123% | 0.009974% | 0.01108% | 0.009974% | 0.01052% | 0.01389% | 0.01052% | 0.01354% | 0.01641% | 0.01389% | 0.01052% | 0.007198% | 0.01123% | 0.009974% | 0.01108% | 0.01108% | 0.009974% | 0.01052% | 0.01389% | 0.01052% | 0.01354% | 0.01641% | 0.01122% | 0.01122%
2225 | 0.009946% | 0.009022% | 0.01449% | 0.01366% | 0.009911% | 0.007583% | 0.01023% | 0.009791% | 0.01073% | 0.009791% | 0.009911% | 0.01366% | 0.009911% | 0.01291% | 0.01371% | 0.01366% | 0.009911% | 0.007583% | 0.01023% | 0.009791% | 0.01073% | 0.01073% | 0.009791% | 0.009911% | 0.01366% | 0.009911% | 0.01291% | 0.01371% | 0.009946% | 0.009946%
2226 | 0.008897% | 0.008315% | 0.01426% | 0.01323% | 0.009287% | 0.008532% | 0.009646% | 0.00975% | 0.01019% | 0.00975% | 0.009287% | 0.01323% | 0.009287% | 0.01227% | 0.01097% | 0.01323% | 0.009287% | 0.008532% | 0.009646% | 0.00975% | 0.01019% | 0.01019% | 0.00975% | 0.009287% | 0.01323% | 0.009287% | 0.01227% | 0.01097% | 0.008897% | 0.008897%
2227 | 0.009642% | 0.008151% | 0.01332% | 0.01343% | 0.00946% | 0.01056% | 0.01087% | 0.01012% | 0.009882% | 0.01012% | 0.00946% | 0.01343% | 0.00946% | 0.01282% | 0.01096% | 0.01343% | 0.00946% | 0.01056% | 0.01087% | 0.01012% | 0.009882% | 0.009882% | 0.01012% | 0.00946% | 0.01343% | 0.00946% | 0.01282% | 0.01096% | 0.009642% | 0.009642%
2228 | 0.009862% | 0.008025% | 0.01029% | 0.0128% | 0.009223% | 0.0115% | 0.01084% | 0.01033% | 0.009386% | 0.01033% | 0.009223% | 0.0128% | 0.009223% | 0.01246% | 0.01028% | 0.0128% | 0.009223% | 0.0115% | 0.01084% | 0.01033% | 0.009386% | 0.009386% | 0.01033% | 0.009223% | 0.0128% | 0.009223% | 0.01246% | 0.01028% | 0.009862% | 0.009862%
2229 | 0.007373% | 0.00792% | 0.007415% | 0.01126% | 0.008923% | 0.0119% | 0.01025% | 0.01062% | 0.009064% | 0.01062% | 0.008923% | 0.01126% | 0.008923% | 0.01074% | 0.009394% | 0.01126% | 0.008923% | 0.0119% | 0.01025% | 0.01062% | 0.009064% | 0.009064% | 0.01062% | 0.008923% | 0.01126% | 0.008923% | 0.01074% | 0.009394% | 0.007373% | 0.007373%
2230 | 0.00723% | 0.007875% | 0.006869% | 0.009009% | 0.008845% | 0.0122% | 0.00967% | 0.01084% | 0.008946% | 0.01084% | 0.008845% | 0.009009% | 0.008845% | 0.007732% | 0.008677% | 0.009009% | 0.008845% | 0.0122% | 0.00967% | 0.01084% | 0.008946% | 0.008946% | 0.01084% | 0.008845% | 0.009009% | 0.008845% | 0.007732% | 0.008677% | 0.00723% | 0.00723%
2231 | 0.007211% | 0.007849% | 0.006905% | 0.007509% | 0.008822% | 0.01237% | 0.009387% | 0.01082% | 0.008894% | 0.01082% | 0.008822% | 0.007509% | 0.008822% | 0.005813% | 0.008143% | 0.007509% | 0.008822% | 0.01237% | 0.009387% | 0.01082% | 0.008894% | 0.008894% | 0.01082% | 0.008822% | 0.007509% | 0.008822% | 0.005813% | 0.008143% | 0.007211% | 0.007211%
2232 | 0.007366% | 0.0078% | 0.006927% | 0.00662% | 0.008744% | 0.01248% | 0.00923% | 0.009123% | 0.008764% | 0.009123% | 0.008744% | 0.00662% | 0.008744% | 0.005379% | 0.007555% | 0.00662% | 0.008744% | 0.01248% | 0.00923% | 0.009123% | 0.008764% | 0.008764% | 0.009123% | 0.008744% | 0.00662% | 0.008744% | 0.005379% | 0.007555% | 0.007366% | 0.007366%
2233 | 0.007466% | 0.007802% | 0.00714% | 0.006175% | 0.008768% | 0.01258% | 0.009199% | 0.007808% | 0.008826% | 0.007808% | 0.008768% | 0.006175% | 0.008768% | 0.005377% | 0.007379% | 0.006175% | 0.008768% | 0.01258% | 0.009199% | 0.007808% | 0.008826% | 0.008826% | 0.007808% | 0.008768% | 0.006175% | 0.008768% | 0.005377% | 0.007379% | 0.007466% | 0.007466%
2234 | 0.007566% | 0.007779% | 0.00711% | 0.006066% | 0.008806% | 0.01262% | 0.009287% | 0.00684% | 0.009039% | 0.00684% | 0.008806% | 0.006066% | 0.008806% | 0.005473% | 0.00746% | 0.006066% | 0.008806% | 0.01262% | 0.009287% | 0.00684% | 0.009039% | 0.009039% | 0.00684% | 0.008806% | 0.006066% | 0.008806% | 0.005473% | 0.00746% | 0.007566% | 0.007566%
2235 | 0.00787% | 0.007726% | 0.007133% | 0.006073% | 0.008911% | 0.01269% | 0.00939% | 0.006136% | 0.009412% | 0.006136% | 0.008911% | 0.006073% | 0.008911% | 0.005795% | 0.007739% | 0.006073% | 0.008911% | 0.01269% | 0.00939% | 0.006136% | 0.009412% | 0.009412% | 0.006136% | 0.008911% | 0.006073% | 0.008911% | 0.005795% | 0.007739% | 0.00787% | 0.00787%
2236 | 0.008813% | 0.007737% | 0.007236% | 0.006283% | 0.009425% | 0.01275% | 0.009767% | 0.006161% | 0.009963% | 0.006161% | 0.009425% | 0.006283% | 0.009425% | 0.006297% | 0.00847% | 0.006283% | 0.009425% | 0.01275% | 0.009767% | 0.006161% | 0.009963% | 0.009963% | 0.006161% | 0.009425% | 0.006283% | 0.009425% | 0.006297% | 0.00847% | 0.008813% | 0.008813%
2237 | 0.01101% | 0.008225% | 0.007449% | 0.007275% | 0.01043% | 0.0128% | 0.01065% | 0.007188% | 0.01066% | 0.007188% | 0.01043% | 0.007275% | 0.01043% | 0.00716% | 0.009932% | 0.007275% | 0.01043% | 0.0128% | 0.01065% | 0.007188% | 0.01066% | 0.01066% | 0.007188% | 0.01043% | 0.007275% | 0.01043% | 0.00716% | 0.009932% | 0.01101% | 0.01101%
2238 | 0.01632% | 0.008233% | 0.01344% | 0.007601% | 0.01157% | 0.01253% | 0.0113% | 0.008844% | 0.01212% | 0.008844% | 0.01157% | 0.007601% | 0.01157% | 0.008134% | 0.01132% | 0.007601% | 0.01157% | 0.01253% | 0.0113% | 0.008844% | 0.01212% | 0.01212% | 0.008844% | 0.01157% | 0.007601% | 0.01157% | 0.008134% | 0.01132% | 0.01632% | 0.01632%
2239 | 0.01663% | 0.009224% | 0.01557% | 0.008614% | 0.01262% | 0.01183% | 0.01179% | 0.01113% | 0.01303% | 0.01113% | 0.01262% | 0.008614% | 0.01262% | 0.009591% | 0.01278% | 0.008614% | 0.01262% | 0.01183% | 0.01179% | 0.01113% | 0.01303% | 0.01303% | 0.01113% | 0.01262% | 0.008614% | 0.01262% | 0.009591% | 0.01278% | 0.01663% | 0.01663%
2240 | 0.01811% | 0.01204% | 0.01728% | 0.01077% | 0.01392% | 0.0114% | 0.01312% | 0.01345% | 0.01387% | 0.01345% | 0.01392% | 0.01077% | 0.01392% | 0.01232% | 0.01538% | 0.01077% | 0.01392% | 0.0114% | 0.01312% | 0.01345% | 0.01387% | 0.01387% | 0.01345% | 0.01392% | 0.01077% | 0.01392% | 0.01232% | 0.01538% | 0.01811% | 0.01811%
2241 | 0.01904% | 0.01517% | 0.01772% | 0.01218% | 0.01493% | 0.01095% | 0.01426% | 0.01368% | 0.0146% | 0.01368% | 0.01493% | 0.01218% | 0.01493% | 0.01352% | 0.01736% | 0.01218% | 0.01493% | 0.01095% | 0.01426% | 0.01368% | 0.0146% | 0.0146% | 0.01368% | 0.01493% | 0.01218% | 0.01493% | 0.01352% | 0.01736% | 0.01904% | 0.01904%
2242 | 0.01948% | 0.01776% | 0.01831% | 0.013% | 0.01539% | 0.01071% | 0.01516% | 0.01398% | 0.01469% | 0.01398% | 0.01539% | 0.013% | 0.01539% | 0.01394% | 0.01878% | 0.013% | 0.01539% | 0.01071% | 0.01516% | 0.01398% | 0.01469% | 0.01469% | 0.01398% | 0.01539% | 0.013% | 0.01539% | 0.01394% | 0.01878% | 0.01948% | 0.01948%
2243 | 0.01934% | 0.0187% | 0.01829% | 0.01344% | 0.01511% | 0.01036% | 0.01548% | 0.01359% | 0.01431% | 0.01359% | 0.01511% | 0.01344% | 0.01511% | 0.0141% | 0.01964% | 0.01344% | 0.01511% | 0.01036% | 0.01548% | 0.01359% | 0.01431% | 0.01431% | 0.01359% | 0.01511% | 0.01344% | 0.01511% | 0.0141% | 0.01964% | 0.01934% | 0.01934%
2244 | 0.01855% | 0.0185% | 0.01841% | 0.01378% | 0.01449% | 0.009652% | 0.0153% | 0.01278% | 0.01386% | 0.01278% | 0.01449% | 0.01378% | 0.01449% | 0.0142% | 0.01999% | 0.01378% | 0.01449% | 0.009652% | 0.0153% | 0.01278% | 0.01386% | 0.01386% | 0.01278% | 0.01449% | 0.01378% | 0.01449% | 0.0142% | 0.01999% | 0.01855% | 0.01855%
2245 | 0.01705% | 0.01779% | 0.01836% | 0.01395% | 0.01347% | 0.008619% | 0.01477% | 0.01186% | 0.01314% | 0.01186% | 0.01347% | 0.01395% | 0.01347% | 0.01429% | 0.01995% | 0.01395% | 0.01347% | 0.008619% | 0.01477% | 0.01186% | 0.01314% | 0.01314% | 0.01186% | 0.01347% | 0.01395% | 0.01347% | 0.01429% | 0.01995% | 0.01705% | 0.01705%
2246 | 0.01502% | 0.01516% | 0.01739% | 0.01406% | 0.01225% | 0.007717% | 0.01386% | 0.01145% | 0.01212% | 0.01145% | 0.01225% | 0.01406% | 0.01225% | 0.01431% | 0.0196% | 0.01406% | 0.01225% | 0.007717% | 0.01386% | 0.01145% | 0.01212% | 0.01212% | 0.01145% | 0.01225% | 0.01406% | 0.01225% | 0.01431% | 0.0196% | 0.01502% | 0.01502%
2247 | 0.01316% | 0.01264% | 0.01674% | 0.01401% | 0.0113% | 0.0072% | 0.01254% | 0.01164% | 0.0114% | 0.01164% | 0.0113% | 0.01401% | 0.0113% | 0.01407% | 0.01853% | 0.01401% | 0.0113% | 0.0072% | 0.01254% | 0.01164% | 0.0114% | 0.0114% | 0.01164% | 0.0113% | 0.01401% | 0.0113% | 0.01407% | 0.01853% | 0.01316% | 0.01316%
2248 | 0.01141% | 0.01111% | 0.01508% | 0.01395% | 0.01063% | 0.007189% | 0.0112% | 0.009953% | 0.01103% | 0.009953% | 0.01063% | 0.01395% | 0.01063% | 0.01359% | 0.01643% | 0.01395% | 0.01063% | 0.007189% | 0.0112% | 0.009953% | 0.01103% | 0.01103% | 0.009953% | 0.01063% | 0.01395% | 0.01063% | 0.01359% | 0.01643% | 0.01141% | 0.01141%
2249 | 0.009949% | 0.009237% | 0.01452% | 0.01371% | 0.009996% | 0.007533% | 0.01017% | 0.009833% | 0.01073% | 0.009833% | 0.009996% | 0.01371% | 0.009996% | 0.01293% | 0.01373% | 0.01371% | 0.009996% | 0.007533% | 0.01017% | 0.009833% | 0.01073% | 0.01073% | 0.009833% | 0.009996% | 0.01371% | 0.009996% | 0.01293% | 0.01373% | 0.009949% | 0.009949%
2250 | 0.008676% | 0.008441% | 0.01421% | 0.01322% | 0.009328% | 0.008459% | 0.009543% | 0.009767% | 0.0102% | 0.009767% | 0.009328% | 0.01322% | 0.009328% | 0.0122% | 0.01097% | 0.01322% | 0.009328% | 0.008459% | 0.009543% | 0.009767% | 0.0102% | 0.0102% | 0.009767% | 0.009328% | 0.01322% | 0.009328% | 0.0122% | 0.01097% | 0.008676% | 0.008676%
2251 | 0.00943% | 0.008213% | 0.0132% | 0.01337% | 0.009436% | 0.01043% | 0.01069% | 0.0101% | 0.009847% | 0.0101% | 0.009436% | 0.01337% | 0.009436% | 0.0127% | 0.01088% | 0.01337% | 0.009436% | 0.01043% | 0.01069% | 0.0101% | 0.009847% | 0.009847% | 0.0101% | 0.009436% | 0.01337% | 0.009436% | 0.0127% | 0.01088% | 0.00943% | 0.00943%
2252 | 0.009671% | 0.008125% | 0.01017% | 0.01282% | 0.009189% | 0.01124% | 0.01071% | 0.0103% | 0.009335% | 0.0103% | 0.009189% | 0.01282% | 0.009189% | 0.01241% | 0.01024% | 0.01282% | 0.009189% | 0.01124% | 0.01071% | 0.0103% | 0.009335% | 0.009335% | 0.0103% | 0.009189% | 0.01282% | 0.009189% | 0.01241% | 0.01024% | 0.009671% | 0.009671%
2253 | 0.007387% | 0.007981% | 0.007354% | 0.01134% | 0.008884% | 0.01159% | 0.01013% | 0.01062% | 0.009067% | 0.01062% | 0.008884% | 0.01134% | 0.008884% | 0.01081% | 0.009354% | 0.01134% | 0.008884% | 0.01159% | 0.01013% | 0.01062% | 0.009067% | 0.009067% | 0.01062% | 0.008884% | 0.01134% | 0.008884% | 0.01081% | 0.009354% | 0.007387% | 0.007387%
2254 | 0.007253% | 0.007907% | 0.006832% | 0.00911% | 0.008818% | 0.01184% | 0.009557% | 0.01083% | 0.008962% | 0.01083% | 0.008818% | 0.00911% | 0.008818% | 0.007849% | 0.008645% | 0.00911% | 0.008818% | 0.01184% | 0.009557% | 0.01083% | 0.008962% | 0.008962% | 0.01083% | 0.008818% | 0.00911% | 0.008818% | 0.007849% | 0.008645% | 0.007253% | 0.007253%
2255 | 0.007277% | 0.007898% | 0.006876% | 0.007559% | 0.008784% | 0.012% | 0.00925% | 0.01085% | 0.008952% | 0.01085% | 0.008784% | 0.007559% | 0.008784% | 0.005802% | 0.008099% | 0.007559% | 0.008784% | 0.012% | 0.00925% | 0.01085% | 0.008952% | 0.008952% | 0.01085% | 0.008784% | 0.007559% | 0.008784% | 0.005802% | 0.008099% | 0.007277% | 0.007277%
2256 | 0.0074% | 0.007863% | 0.006927% | 0.006642% | 0.008768% | 0.01224% | 0.009149% | 0.009242% | 0.008913% | 0.009242% | 0.008768% | 0.006642% | 0.008768% | 0.005321% | 0.007526% | 0.006642% | 0.008768% | 0.01224% | 0.009149% | 0.009242% | 0.008913% | 0.008913% | 0.009242% | 0.008768% | 0.006642% | 0.008768% | 0.005321% | 0.007526% | 0.0074% | 0.0074%
2257 | 0.007503% | 0.007851% | 0.007122% | 0.006122% | 0.00872% | 0.01235% | 0.009077% | 0.007885% | 0.008881% | 0.007885% | 0.00872% | 0.006122% | 0.00872% | 0.005183% | 0.007324% | 0.006122% | 0.00872% | 0.01235% | 0.009077% | 0.007885% | 0.008881% | 0.008881% | 0.007885% | 0.00872% | 0.006122% | 0.00872% | 0.005183% | 0.007324% | 0.007503% | 0.007503%
2258 | 0.00762% | 0.007792% | 0.007098% | 0.006005% | 0.008736% | 0.01247% | 0.009123% | 0.006909% | 0.00908% | 0.006909% | 0.008736% | 0.006005% | 0.008736% | 0.005239% | 0.007389% | 0.006005% | 0.008736% | 0.01247% | 0.009123% | 0.006909% | 0.00908% | 0.00908% | 0.006909% | 0.008736% | 0.006005% | 0.008736% | 0.005239% | 0.007389% | 0.00762% | 0.00762%
2259 | 0.008007% | 0.007749% | 0.007114% | 0.006009% | 0.008864% | 0.01254% | 0.009233% | 0.00626% | 0.009491% | 0.00626% | 0.008864% | 0.006009% | 0.008864% | 0.005584% | 0.007655% | 0.006009% | 0.008864% | 0.01254% | 0.009233% | 0.00626% | 0.009491% | 0.009491% | 0.00626% | 0.008864% | 0.006009% | 0.008864% | 0.005584% | 0.007655% | 0.008007% | 0.008007%
2260 | 0.008975% | 0.007712% | 0.007207% | 0.006195% | 0.009316% | 0.01261% | 0.009558% | 0.006149% | 0.009965% | 0.006149% | 0.009316% | 0.006195% | 0.009316% | 0.006064% | 0.008376% | 0.006195% | 0.009316% | 0.01261% | 0.009558% | 0.006149% | 0.009965% | 0.009965% | 0.006149% | 0.009316% | 0.006195% | 0.009316% | 0.006064% | 0.008376% | 0.008975% | 0.008975%
2261 | 0.01117% | 0.008339% | 0.00741% | 0.007176% | 0.01035% | 0.0125% | 0.01045% | 0.007195% | 0.01066% | 0.007195% | 0.01035% | 0.007176% | 0.01035% | 0.006823% | 0.009875% | 0.007176% | 0.01035% | 0.0125% | 0.01045% | 0.007195% | 0.01066% | 0.01066% | 0.007195% | 0.01035% | 0.007176% | 0.01035% | 0.006823% | 0.009875% | 0.01117% | 0.01117%
2262 | 0.01621% | 0.008254% | 0.01297% | 0.007521% | 0.01149% | 0.01238% | 0.01107% | 0.008809% | 0.01214% | 0.008809% | 0.01149% | 0.007521% | 0.01149% | 0.007845% | 0.01123% | 0.007521% | 0.01149% | 0.01238% | 0.01107% | 0.008809% | 0.01214% | 0.01214% | 0.008809% | 0.01149% | 0.007521% | 0.01149% | 0.007845% | 0.01123% | 0.01621% | 0.01621%
2263 | 0.01659% | 0.009227% | 0.01522% | 0.00851% | 0.01243% | 0.01159% | 0.01151% | 0.01101% | 0.01297% | 0.01101% | 0.01243% | 0.00851% | 0.01243% | 0.009383% | 0.01261% | 0.00851% | 0.01243% | 0.01159% | 0.01151% | 0.01101% | 0.01297% | 0.01297% | 0.01101% | 0.01243% | 0.00851% | 0.01243% | 0.009383% | 0.01261% | 0.01659% | 0.01659%
2264 | 0.01805% | 0.01205% | 0.01696% | 0.01065% | 0.01376% | 0.01115% | 0.01289% | 0.01331% | 0.01379% | 0.01331% | 0.01376% | 0.01065% | 0.01376% | 0.01211% | 0.01524% | 0.01065% | 0.01376% | 0.01115% | 0.01289% | 0.01331% | 0.01379% | 0.01379% | 0.01331% | 0.01376% | 0.01065% | 0.01376% | 0.01211% | 0.01524% | 0.01805% | 0.01805%
2265 | 0.01889% | 0.01532% | 0.01741% | 0.01195% | 0.01478% | 0.01074% | 0.01407% | 0.01353% | 0.01448% | 0.01353% | 0.01478% | 0.01195% | 0.01478% | 0.01312% | 0.01725% | 0.01195% | 0.01478% | 0.01074% | 0.01407% | 0.01353% | 0.01448% | 0.01448% | 0.01353% | 0.01478% | 0.01195% | 0.01478% | 0.01312% | 0.01725% | 0.01889% | 0.01889%
2266 | 0.01929% | 0.01795% | 0.01804% | 0.0127% | 0.01534% | 0.01056% | 0.015% | 0.01381% | 0.01461% | 0.01381% | 0.01534% | 0.0127% | 0.01534% | 0.01334% | 0.01869% | 0.0127% | 0.01534% | 0.01056% | 0.015% | 0.01381% | 0.01461% | 0.01461% | 0.01381% | 0.01534% | 0.0127% | 0.01534% | 0.01334% | 0.01869% | 0.01929% | 0.01929%
2267 | 0.01925% | 0.01888% | 0.01825% | 0.01321% | 0.01521% | 0.01038% | 0.01542% | 0.0135% | 0.01433% | 0.0135% | 0.01521% | 0.01321% | 0.01521% | 0.01344% | 0.01963% | 0.01321% | 0.01521% | 0.01038% | 0.01542% | 0.0135% | 0.01433% | 0.01433% | 0.0135% | 0.01521% | 0.01321% | 0.01521% | 0.01344% | 0.01963% | 0.01925% | 0.01925%
2268 | 0.01863% | 0.01866% | 0.01859% | 0.01362% | 0.01467% | 0.009744% | 0.01534% | 0.01272% | 0.01391% | 0.01272% | 0.01467% | 0.01362% | 0.01467% | 0.01358% | 0.02002% | 0.01362% | 0.01467% | 0.009744% | 0.01534% | 0.01272% | 0.01391% | 0.01391% | 0.01272% | 0.01467% | 0.01362% | 0.01467% | 0.01358% | 0.02002% | 0.01863% | 0.01863%
2269 | 0.01715% | 0.01793% | 0.01853% | 0.01382% | 0.01366% | 0.008548% | 0.01483% | 0.01171% | 0.01321% | 0.01171% | 0.01366% | 0.01382% | 0.01366% | 0.01371% | 0.01997% | 0.01382% | 0.01366% | 0.008548% | 0.01483% | 0.01171% | 0.01321% | 0.01321% | 0.01171% | 0.01366% | 0.01382% | 0.01366% | 0.01371% | 0.01997% | 0.01715% | 0.01715%
2270 | 0.01508% | 0.01531% | 0.01745% | 0.01392% | 0.01244% | 0.007517% | 0.01386% | 0.01116% | 0.01222% | 0.01116% | 0.01244% | 0.01392% | 0.01244% | 0.01377% | 0.01961% | 0.01392% | 0.01244% | 0.007517% | 0.01386% | 0.01116% | 0.01222% | 0.01222% | 0.01116% | 0.01244% | 0.01392% | 0.01244% | 0.01377% | 0.01961% | 0.01508% | 0.01508%
2271 | 0.01319% | 0.01274% | 0.01672% | 0.01395% | 0.01145% | 0.007001% | 0.0125% | 0.01132% | 0.01153% | 0.01132% | 0.01145% | 0.01395% | 0.01145% | 0.01372% | 0.01853% | 0.01395% | 0.01145% | 0.007001% | 0.0125% | 0.01132% | 0.01153% | 0.01153% | 0.01132% | 0.01145% | 0.01395% | 0.01145% | 0.01372% | 0.01853% | 0.01319% | 0.01319%
2272 | 0.01139% | 0.01117% | 0.01489% | 0.01394% | 0.01062% | 0.006988% | 0.01104% | 0.009513% | 0.01109% | 0.009513% | 0.01062% | 0.01394% | 0.01062% | 0.01341% | 0.01638% | 0.01394% | 0.01062% | 0.006988% | 0.01104% | 0.009513% | 0.01109% | 0.01109% | 0.009513% | 0.01062% | 0.01394% | 0.01062% | 0.01341% | 0.01638% | 0.01139% | 0.01139%
2273 | 0.009888% | 0.009318% | 0.01425% | 0.01375% | 0.009854% | 0.007356% | 0.009958% | 0.009353% | 0.01059% | 0.009353% | 0.009854% | 0.01375% | 0.009854% | 0.01289% | 0.01366% | 0.01375% | 0.009854% | 0.007356% | 0.009958% | 0.009353% | 0.01059% | 0.01059% | 0.009353% | 0.009854% | 0.01375% | 0.009854% | 0.01289% | 0.01366% | 0.009888% | 0.009888%
2274 | 0.008696% | 0.008604% | 0.01393% | 0.01335% | 0.009163% | 0.008315% | 0.009314% | 0.00936% | 0.009872% | 0.00936% | 0.009163% | 0.01335% | 0.009163% | 0.01232% | 0.0109% | 0.01335% | 0.009163% | 0.008315% | 0.009314% | 0.00936% | 0.009872% | 0.009872% | 0.00936% | 0.009163% | 0.01335% | 0.009163% | 0.01232% | 0.0109% | 0.008696% | 0.008696%
2275 | 0.009328% | 0.008316% | 0.01279% | 0.01341% | 0.009195% | 0.0102% | 0.01034% | 0.009618% | 0.009428% | 0.009618% | 0.009195% | 0.01341% | 0.009195% | 0.01278% | 0.0107% | 0.01341% | 0.009195% | 0.0102% | 0.01034% | 0.009618% | 0.009428% | 0.009428% | 0.009618% | 0.009195% | 0.01341% | 0.009195% | 0.01278% | 0.0107% | 0.009328% | 0.009328%
2276 | 0.009484% | 0.008168% | 0.009802% | 0.01281% | 0.008947% | 0.01089% | 0.01043% | 0.00982% | 0.008927% | 0.00982% | 0.008947% | 0.01281% | 0.008947% | 0.0125% | 0.01012% | 0.01281% | 0.008947% | 0.01089% | 0.01043% | 0.00982% | 0.008927% | 0.008927% | 0.00982% | 0.008947% | 0.01281% | 0.008947% | 0.0125% | 0.01012% | 0.009484% | 0.009484%
2277 | 0.007283% | 0.008032% | 0.007241% | 0.01124% | 0.008648% | 0.01115% | 0.009849% | 0.01017% | 0.008614% | 0.01017% | 0.008648% | 0.01124% | 0.008648% | 0.01071% | 0.009209% | 0.01124% | 0.008648% | 0.01115% | 0.009849% | 0.01017% | 0.008614% | 0.008614% | 0.01017% | 0.008648% | 0.01124% | 0.008648% | 0.01071% | 0.009209% | 0.007283% | 0.007283%
2278 | 0.007039% | 0.007999% | 0.006666% | 0.008929% | 0.008582% | 0.01132% | 0.009276% | 0.0105% | 0.008539% | 0.0105% | 0.008582% | 0.008929% | 0.008582% | 0.007601% | 0.008475% | 0.008929% | 0.008582% | 0.01132% | 0.009276% | 0.0105% | 0.008539% | 0.008539% | 0.0105% | 0.008582% | 0.008929% | 0.008582% | 0.007601% | 0.008475% | 0.007039% | 0.007039%
2279 | 0.007005% | 0.007927% | 0.006697% | 0.007352% | 0.008525% | 0.01141% | 0.008949% | 0.01053% | 0.008538% | 0.01053% | 0.008525% | 0.007352% | 0.008525% | 0.005511% | 0.007913% | 0.007352% | 0.008525% | 0.01141% | 0.008949% | 0.01053% | 0.008538% | 0.008538% | 0.01053% | 0.008525% | 0.007352% | 0.008525% | 0.005511% | 0.007913% | 0.007005% | 0.007005%
2280 | 0.007178% | 0.007886% | 0.006784% | 0.00648% | 0.008523% | 0.01165% | 0.00887% | 0.009029% | 0.008583% | 0.009029% | 0.008523% | 0.00648% | 0.008523% | 0.005059% | 0.007351% | 0.00648% | 0.008523% | 0.01165% | 0.00887% | 0.009029% | 0.008583% | 0.008583% | 0.009029% | 0.008523% | 0.00648% | 0.008523% | 0.005059% | 0.007351% | 0.007178% | 0.007178%
2281 | 0.007187% | 0.007857% | 0.006931% | 0.006004% | 0.008434% | 0.01154% | 0.008757% | 0.007618% | 0.00841% | 0.007618% | 0.008434% | 0.006004% | 0.008434% | 0.005018% | 0.007102% | 0.006004% | 0.008434% | 0.01154% | 0.008757% | 0.007618% | 0.00841% | 0.00841% | 0.007618% | 0.008434% | 0.006004% | 0.008434% | 0.005018% | 0.007102% | 0.007187% | 0.007187%
2282 | 0.007204% | 0.007835% | 0.006882% | 0.00586% | 0.008472% | 0.01164% | 0.008794% | 0.00666% | 0.008637% | 0.00666% | 0.008472% | 0.00586% | 0.008472% | 0.005061% | 0.007161% | 0.00586% | 0.008472% | 0.01164% | 0.008794% | 0.00666% | 0.008637% | 0.008637% | 0.00666% | 0.008472% | 0.00586% | 0.008472% | 0.005061% | 0.007161% | 0.007204% | 0.007204%
2283 | 0.007601% | 0.007745% | 0.006861% | 0.005841% | 0.008568% | 0.01176% | 0.008871% | 0.005935% | 0.009041% | 0.005935% | 0.008568% | 0.005841% | 0.008568% | 0.005367% | 0.007402% | 0.005841% | 0.008568% | 0.01176% | 0.008871% | 0.005935% | 0.009041% | 0.009041% | 0.005935% | 0.008568% | 0.005841% | 0.008568% | 0.005367% | 0.007402% | 0.007601% | 0.007601%
2284 | 0.008584% | 0.00773% | 0.006947% | 0.006011% | 0.009026% | 0.01181% | 0.009192% | 0.005897% | 0.009632% | 0.005897% | 0.009026% | 0.006011% | 0.009026% | 0.005801% | 0.008115% | 0.006011% | 0.009026% | 0.01181% | 0.009192% | 0.005897% | 0.009632% | 0.009632% | 0.005897% | 0.009026% | 0.006011% | 0.009026% | 0.005801% | 0.008115% | 0.008584% | 0.008584%
2285 | 0.01065% | 0.008393% | 0.007145% | 0.006887% | 0.01001% | 0.01168% | 0.01002% | 0.006955% | 0.01044% | 0.006955% | 0.01001% | 0.006887% | 0.01001% | 0.006458% | 0.009599% | 0.006887% | 0.01001% | 0.01168% | 0.01002% | 0.006955% | 0.01044% | 0.01044% | 0.006955% | 0.01001% | 0.006887% | 0.01001% | 0.006458% | 0.009599% | 0.01065% | 0.01065%
2286 | 0.01526% | 0.008274% | 0.01222% | 0.007223% | 0.01118% | 0.01161% | 0.01059% | 0.008638% | 0.01194% | 0.008638% | 0.01118% | 0.007223% | 0.01118% | 0.007371% | 0.01093% | 0.007223% | 0.01118% | 0.01161% | 0.01059% | 0.008638% | 0.01194% | 0.01194% | 0.008638% | 0.01118% | 0.007223% | 0.01118% | 0.007371% | 0.01093% | 0.01526% | 0.01526%
2287 | 0.01596% | 0.009338% | 0.01476% | 0.008278% | 0.01223% | 0.01103% | 0.01114% | 0.01084% | 0.01293% | 0.01084% | 0.01223% | 0.008278% | 0.01223% | 0.008988% | 0.01248% | 0.008278% | 0.01223% | 0.01103% | 0.01114% | 0.01084% | 0.01293% | 0.01293% | 0.01084% | 0.01223% | 0.008278% | 0.01223% | 0.008988% | 0.01248% | 0.01596% | 0.01596%
2288 | 0.01764% | 0.01225% | 0.01672% | 0.01047% | 0.01368% | 0.01067% | 0.01263% | 0.01325% | 0.01381% | 0.01325% | 0.01368% | 0.01047% | 0.01368% | 0.01187% | 0.01518% | 0.01047% | 0.01368% | 0.01067% | 0.01263% | 0.01325% | 0.01381% | 0.01381% | 0.01325% | 0.01368% | 0.01047% | 0.01368% | 0.01187% | 0.01518% | 0.01764% | 0.01764%
2289 | 0.01877% | 0.0156% | 0.01743% | 0.01193% | 0.01483% | 0.01053% | 0.01397% | 0.01345% | 0.01452% | 0.01345% | 0.01483% | 0.01193% | 0.01483% | 0.01323% | 0.01725% | 0.01193% | 0.01483% | 0.01053% | 0.01397% | 0.01345% | 0.01452% | 0.01452% | 0.01345% | 0.01483% | 0.01193% | 0.01483% | 0.01323% | 0.01725% | 0.01877% | 0.01877%
2290 | 0.01963% | 0.01824% | 0.01831% | 0.0129% | 0.01545% | 0.01075% | 0.0151% | 0.01376% | 0.01466% | 0.01376% | 0.01545% | 0.0129% | 0.01545% | 0.01391% | 0.01872% | 0.0129% | 0.01545% | 0.01075% | 0.0151% | 0.01376% | 0.01466% | 0.01466% | 0.01376% | 0.01545% | 0.0129% | 0.01545% | 0.01391% | 0.01872% | 0.01963% | 0.01963%
2291 | 0.01993% | 0.01915% | 0.01883% | 0.01363% | 0.01538% | 0.01075% | 0.01568% | 0.01343% | 0.01433% | 0.01343% | 0.01538% | 0.01363% | 0.01538% | 0.01446% | 0.01968% | 0.01363% | 0.01538% | 0.01075% | 0.01568% | 0.01343% | 0.01433% | 0.01433% | 0.01343% | 0.01538% | 0.01363% | 0.01538% | 0.01446% | 0.01968% | 0.01993% | 0.01993%
2292 | 0.01956% | 0.01889% | 0.01936% | 0.01419% | 0.01484% | 0.01035% | 0.01569% | 0.01259% | 0.01386% | 0.01259% | 0.01484% | 0.01419% | 0.01484% | 0.01492% | 0.02006% | 0.01419% | 0.01484% | 0.01035% | 0.01569% | 0.01259% | 0.01386% | 0.01386% | 0.01259% | 0.01484% | 0.01419% | 0.01484% | 0.01492% | 0.02006% | 0.01956% | 0.01956%
2293 | 0.01819% | 0.01816% | 0.01949% | 0.0146% | 0.01391% | 0.009395% | 0.0153% | 0.01171% | 0.01321% | 0.01171% | 0.01391% | 0.0146% | 0.01391% | 0.01526% | 0.02003% | 0.0146% | 0.01391% | 0.009395% | 0.0153% | 0.01171% | 0.01321% | 0.01321% | 0.01171% | 0.01391% | 0.0146% | 0.01391% | 0.01526% | 0.02003% | 0.01819% | 0.01819%
2294 | 0.01621% | 0.01555% | 0.01853% | 0.01478% | 0.01275% | 0.00861% | 0.01448% | 0.0113% | 0.01217% | 0.0113% | 0.01275% | 0.01478% | 0.01275% | 0.01539% | 0.01968% | 0.01478% | 0.01275% | 0.00861% | 0.01448% | 0.0113% | 0.01217% | 0.01217% | 0.0113% | 0.01275% | 0.01478% | 0.01275% | 0.01539% | 0.01968% | 0.01621% | 0.01621%
2295 | 0.01435% | 0.01305% | 0.01777% | 0.01475% | 0.0118% | 0.008158% | 0.01317% | 0.01156% | 0.0114% | 0.01156% | 0.0118% | 0.01475% | 0.0118% | 0.01515% | 0.01861% | 0.01475% | 0.0118% | 0.008158% | 0.01317% | 0.01156% | 0.0114% | 0.0114% | 0.01156% | 0.0118% | 0.01475% | 0.0118% | 0.01515% | 0.01861% | 0.01435% | 0.01435%
2296 | 0.01245% | 0.01152% | 0.01594% | 0.01459% | 0.01102% | 0.008004% | 0.0117% | 0.009767% | 0.01089% | 0.009767% | 0.01102% | 0.01459% | 0.01102% | 0.01453% | 0.01647% | 0.01459% | 0.01102% | 0.008004% | 0.0117% | 0.009767% | 0.01089% | 0.01089% | 0.009767% | 0.01102% | 0.01459% | 0.01102% | 0.01453% | 0.01647% | 0.01245% | 0.01245%
2297 | 0.01069% | 0.009615% | 0.01502% | 0.01422% | 0.01023% | 0.00816% | 0.01047% | 0.009672% | 0.01043% | 0.009672% | 0.01023% | 0.01422% | 0.01023% | 0.0136% | 0.01374% | 0.01422% | 0.01023% | 0.00816% | 0.01047% | 0.009672% | 0.01043% | 0.01043% | 0.009672% | 0.01023% | 0.01422% | 0.01023% | 0.0136% | 0.01374% | 0.01069% | 0.01069%
2298 | 0.009225% | 0.008793% | 0.01436% | 0.01357% | 0.009372% | 0.008856% | 0.009639% | 0.009614% | 0.009841% | 0.009614% | 0.009372% | 0.01357% | 0.009372% | 0.01264% | 0.01095% | 0.01357% | 0.009372% | 0.008856% | 0.009639% | 0.009614% | 0.009841% | 0.009841% | 0.009614% | 0.009372% | 0.01357% | 0.009372% | 0.01264% | 0.01095% | 0.009225% | 0.009225%
2299 | 0.009512% | 0.008491% | 0.01302% | 0.0135% | 0.009306% | 0.01047% | 0.01048% | 0.00984% | 0.009466% | 0.00984% | 0.009306% | 0.0135% | 0.009306% | 0.01282% | 0.01069% | 0.0135% | 0.009306% | 0.01047% | 0.01048% | 0.00984% | 0.009466% | 0.009466% | 0.00984% | 0.009306% | 0.0135% | 0.009306% | 0.01282% | 0.01069% | 0.009512% | 0.009512%
2300 | 0.009621% | 0.008318% | 0.009967% | 0.01286% | 0.00905% | 0.01115% | 0.01055% | 0.01004% | 0.008956% | 0.01004% | 0.00905% | 0.01286% | 0.00905% | 0.01244% | 0.01016% | 0.01286% | 0.00905% | 0.01115% | 0.01055% | 0.01004% | 0.008956% | 0.008956% | 0.01004% | 0.00905% | 0.01286% | 0.00905% | 0.01244% | 0.01016% | 0.009621% | 0.009621%
2301 | 0.007395% | 0.008173% | 0.007288% | 0.01128% | 0.008732% | 0.01137% | 0.009946% | 0.01038% | 0.00864% | 0.01038% | 0.008732% | 0.01128% | 0.008732% | 0.01064% | 0.009263% | 0.01128% | 0.008732% | 0.01137% | 0.009946% | 0.01038% | 0.00864% | 0.00864% | 0.01038% | 0.008732% | 0.01128% | 0.008732% | 0.01064% | 0.009263% | 0.007395% | 0.007395%
2302 | 0.007164% | 0.008137% | 0.006755% | 0.008987% | 0.008674% | 0.01155% | 0.009381% | 0.01067% | 0.008561% | 0.01067% | 0.008674% | 0.008987% | 0.008674% | 0.007584% | 0.008549% | 0.008987% | 0.008674% | 0.01155% | 0.009381% | 0.01067% | 0.008561% | 0.008561% | 0.01067% | 0.008674% | 0.008987% | 0.008674% | 0.007584% | 0.008549% | 0.007164% | 0.007164%
2303 | 0.007103% | 0.008067% | 0.006798% | 0.007447% | 0.008629% | 0.01163% | 0.009051% | 0.01061% | 0.008548% | 0.01061% | 0.008629% | 0.007447% | 0.008629% | 0.005602% | 0.008003% | 0.007447% | 0.008629% | 0.01163% | 0.009051% | 0.01061% | 0.008548% | 0.008548% | 0.01061% | 0.008629% | 0.007447% | 0.008629% | 0.005602% | 0.008003% | 0.007103% | 0.007103%
2304 | 0.007194% | 0.007973% | 0.006801% | 0.006522% | 0.008564% | 0.01163% | 0.008873% | 0.009021% | 0.00849% | 0.009021% | 0.008564% | 0.006522% | 0.008564% | 0.005104% | 0.007383% | 0.006522% | 0.008564% | 0.01163% | 0.008873% | 0.009021% | 0.00849% | 0.00849% | 0.009021% | 0.008564% | 0.006522% | 0.008564% | 0.005104% | 0.007383% | 0.007194% | 0.007194%
2305 | 0.006107% | 0.009757% | 0.005993% | 0.00598% | 0.008975% | 0.01262% | 0.009121% | 0.007793% | 0.008657% | 0.007793% | 0.008975% | 0.00598% | 0.008975% | 0.005442% | 0.007304% | 0.00598% | 0.008975% | 0.01262% | 0.009121% | 0.007793% | 0.008657% | 0.008657% | 0.007793% | 0.008975% | 0.00598% | 0.008975% | 0.005442% | 0.007304% | 0.006107% | 0.006107%
2306 | 0.006056% | 0.009851% | 0.005919% | 0.00594% | 0.00897% | 0.01268% | 0.009142% | 0.007246% | 0.00892% | 0.007246% | 0.00897% | 0.00594% | 0.00897% | 0.005047% | 0.007345% | 0.00594% | 0.00897% | 0.01268% | 0.009142% | 0.007246% | 0.00892% | 0.00892% | 0.007246% | 0.00897% | 0.00594% | 0.00897% | 0.005047% | 0.007345% | 0.006056% | 0.006056%
2307 | 0.006025% | 0.009888% | 0.005881% | 0.005984% | 0.009213% | 0.01282% | 0.009134% | 0.007067% | 0.009294% | 0.007067% | 0.009213% | 0.005984% | 0.009213% | 0.005133% | 0.007383% | 0.005984% | 0.009213% | 0.01282% | 0.009134% | 0.007067% | 0.009294% | 0.009294% | 0.007067% | 0.009213% | 0.005984% | 0.009213% | 0.005133% | 0.007383% | 0.006025% | 0.006025%
2308 | 0.006015% | 0.009992% | 0.005998% | 0.006162% | 0.00947% | 0.01292% | 0.00909% | 0.007213% | 0.009499% | 0.007213% | 0.00947% | 0.006162% | 0.00947% | 0.005542% | 0.007437% | 0.006162% | 0.00947% | 0.01292% | 0.00909% | 0.007213% | 0.009499% | 0.009499% | 0.007213% | 0.00947% | 0.006162% | 0.00947% | 0.005542% | 0.007437% | 0.006015% | 0.006015%
2309 | 0.005904% | 0.01064% | 0.005943% | 0.006799% | 0.009512% | 0.01288% | 0.00905% | 0.007964% | 0.009616% | 0.007964% | 0.009512% | 0.006799% | 0.009512% | 0.006202% | 0.007485% | 0.006799% | 0.009512% | 0.01288% | 0.00905% | 0.007964% | 0.009616% | 0.009616% | 0.007964% | 0.009512% | 0.006799% | 0.009512% | 0.006202% | 0.007485% | 0.005904% | 0.005904%
2310 | 0.008956% | 0.01021% | 0.008279% | 0.006979% | 0.009269% | 0.01254% | 0.008211% | 0.009159% | 0.00979% | 0.009159% | 0.009269% | 0.006979% | 0.009269% | 0.006882% | 0.006352% | 0.006979% | 0.009269% | 0.01254% | 0.008211% | 0.009159% | 0.00979% | 0.00979% | 0.009159% | 0.009269% | 0.006979% | 0.009269% | 0.006882% | 0.006352% | 0.008956% | 0.008956%
2311 | 0.006766% | 0.01028% | 0.006328% | 0.007986% | 0.009066% | 0.0117% | 0.007152% | 0.0109% | 0.009818% | 0.0109% | 0.009066% | 0.007986% | 0.009066% | 0.008489% | 0.00488% | 0.007986% | 0.009066% | 0.0117% | 0.007152% | 0.0109% | 0.009818% | 0.009818% | 0.0109% | 0.009066% | 0.007986% | 0.009066% | 0.008489% | 0.00488% | 0.006766% | 0.006766%
2312 | 0.006209% | 0.01111% | 0.005807% | 0.01021% | 0.009226% | 0.01148% | 0.007349% | 0.01326% | 0.009722% | 0.01326% | 0.009226% | 0.01021% | 0.009226% | 0.01144% | 0.004731% | 0.01021% | 0.009226% | 0.01148% | 0.007349% | 0.01326% | 0.009722% | 0.009722% | 0.01326% | 0.009226% | 0.01021% | 0.009226% | 0.01144% | 0.004731% | 0.006209% | 0.006209%
2313 | 0.005917% | 0.01228% | 0.005406% | 0.01173% | 0.009602% | 0.01137% | 0.00759% | 0.0137% | 0.009775% | 0.0137% | 0.009602% | 0.01173% | 0.009602% | 0.01299% | 0.004544% | 0.01173% | 0.009602% | 0.01137% | 0.00759% | 0.0137% | 0.009775% | 0.009775% | 0.0137% | 0.009602% | 0.01173% | 0.009602% | 0.01299% | 0.004544% | 0.005917% | 0.005917%
2314 | 0.005724% | 0.01365% | 0.00517% | 0.01284% | 0.009854% | 0.01146% | 0.008004% | 0.01455% | 0.009837% | 0.01455% | 0.009854% | 0.01284% | 0.009854% | 0.01385% | 0.004419% | 0.01284% | 0.009854% | 0.01146% | 0.008004% | 0.01455% | 0.009837% | 0.009837% | 0.01455% | 0.009854% | 0.01284% | 0.009854% | 0.01385% | 0.004419% | 0.005724% | 0.005724%
2315 | 0.005677% | 0.01461% | 0.005234% | 0.01371% | 0.009753% | 0.01142% | 0.008502% | 0.01471% | 0.009591% | 0.01471% | 0.009753% | 0.01371% | 0.009753% | 0.0144% | 0.004378% | 0.01371% | 0.009753% | 0.01142% | 0.008502% | 0.01471% | 0.009591% | 0.009591% | 0.01471% | 0.009753% | 0.01371% | 0.009753% | 0.0144% | 0.004378% | 0.005677% | 0.005677%
2316 | 0.005769% | 0.01455% | 0.00505% | 0.01441% | 0.009733% | 0.01108% | 0.008816% | 0.01467% | 0.009571% | 0.01467% | 0.009733% | 0.01441% | 0.009733% | 0.01491% | 0.004379% | 0.01441% | 0.009733% | 0.01108% | 0.008816% | 0.01467% | 0.009571% | 0.009571% | 0.01467% | 0.009733% | 0.01441% | 0.009733% | 0.01491% | 0.004379% | 0.005769% | 0.005769%
2317 | 0.005857% | 0.01396% | 0.005155% | 0.0149% | 0.009858% | 0.01026% | 0.008875% | 0.01457% | 0.009658% | 0.01457% | 0.009858% | 0.0149% | 0.009858% | 0.01545% | 0.004391% | 0.0149% | 0.009858% | 0.01026% | 0.008875% | 0.01457% | 0.009658% | 0.009658% | 0.01457% | 0.009858% | 0.0149% | 0.009858% | 0.01545% | 0.004391% | 0.005857% | 0.005857%
2318 | 0.005873% | 0.01291% | 0.0052% | 0.01504% | 0.01002% | 0.009379% | 0.008693% | 0.01455% | 0.009729% | 0.01455% | 0.01002% | 0.01504% | 0.01002% | 0.01595% | 0.004406% | 0.01504% | 0.01002% | 0.009379% | 0.008693% | 0.01455% | 0.009729% | 0.009729% | 0.01455% | 0.01002% | 0.01504% | 0.01002% | 0.01595% | 0.004406% | 0.005873% | 0.005873%
2319 | 0.006075% | 0.01185% | 0.005226% | 0.01496% | 0.01016% | 0.008877% | 0.008335% | 0.01487% | 0.009782% | 0.01487% | 0.01016% | 0.01496% | 0.01016% | 0.01625% | 0.004431% | 0.01496% | 0.01016% | 0.008877% | 0.008335% | 0.01487% | 0.009782% | 0.009782% | 0.01487% | 0.01016% | 0.01496% | 0.01016% | 0.01625% | 0.004431% | 0.006075% | 0.006075%
2320 | 0.006135% | 0.01111% | 0.005422% | 0.01475% | 0.01015% | 0.008811% | 0.007908% | 0.0129% | 0.009844% | 0.0129% | 0.01015% | 0.01475% | 0.01015% | 0.01633% | 0.004454% | 0.01475% | 0.01015% | 0.008811% | 0.007908% | 0.0129% | 0.009844% | 0.009844% | 0.0129% | 0.01015% | 0.01475% | 0.01015% | 0.01633% | 0.004454% | 0.006135% | 0.006135%
2321 | 0.006179% | 0.01031% | 0.005352% | 0.01432% | 0.009878% | 0.009122% | 0.007472% | 0.01243% | 0.009692% | 0.01243% | 0.009878% | 0.01432% | 0.009878% | 0.01616% | 0.00446% | 0.01432% | 0.009878% | 0.009122% | 0.007472% | 0.01243% | 0.009692% | 0.009692% | 0.01243% | 0.009878% | 0.01432% | 0.009878% | 0.01616% | 0.00446% | 0.006179% | 0.006179%
2322 | 0.006361% | 0.009956% | 0.005453% | 0.01359% | 0.009368% | 0.01003% | 0.00703% | 0.01203% | 0.009369% | 0.01203% | 0.009368% | 0.01359% | 0.009368% | 0.01559% | 0.004474% | 0.01359% | 0.009368% | 0.01003% | 0.00703% | 0.01203% | 0.009369% | 0.009369% | 0.01203% | 0.009368% | 0.01359% | 0.009368% | 0.01559% | 0.004474% | 0.006361% | 0.006361%
2323 | 0.00788% | 0.009971% | 0.006989% | 0.01345% | 0.009477% | 0.01187% | 0.008241% | 0.0119% | 0.009485% | 0.0119% | 0.009477% | 0.01345% | 0.009477% | 0.01577% | 0.006302% | 0.01345% | 0.009477% | 0.01187% | 0.008241% | 0.0119% | 0.009485% | 0.009485% | 0.0119% | 0.009477% | 0.01345% | 0.009477% | 0.01577% | 0.006302% | 0.00788% | 0.00788%
2324 | 0.008602% | 0.009986% | 0.007761% | 0.01272% | 0.009451% | 0.01246% | 0.008895% | 0.0115% | 0.009369% | 0.0115% | 0.009451% | 0.01272% | 0.009451% | 0.01519% | 0.0072% | 0.01272% | 0.009451% | 0.01246% | 0.008895% | 0.0115% | 0.009369% | 0.009369% | 0.0115% | 0.009451% | 0.01272% | 0.009451% | 0.01519% | 0.0072% | 0.008602% | 0.008602%
2325 | 0.006725% | 0.009948% | 0.006423% | 0.01106% | 0.00906% | 0.01256% | 0.008949% | 0.0111% | 0.009089% | 0.0111% | 0.00906% | 0.01106% | 0.00906% | 0.01304% | 0.007266% | 0.01106% | 0.00906% | 0.01256% | 0.008949% | 0.0111% | 0.009089% | 0.009089% | 0.0111% | 0.00906% | 0.01106% | 0.00906% | 0.01304% | 0.007266% | 0.006725% | 0.006725%
2326 | 0.006673% | 0.009903% | 0.006402% | 0.008724% | 0.008958% | 0.01263% | 0.009052% | 0.01066% | 0.008856% | 0.01066% | 0.008958% | 0.008724% | 0.008958% | 0.009442% | 0.007329% | 0.008724% | 0.008958% | 0.01263% | 0.009052% | 0.01066% | 0.008856% | 0.008856% | 0.01066% | 0.008958% | 0.008724% | 0.008958% | 0.009442% | 0.007329% | 0.006673% | 0.006673%
2327 | 0.006612% | 0.009983% | 0.006293% | 0.007119% | 0.008946% | 0.01258% | 0.009177% | 0.009644% | 0.008826% | 0.009644% | 0.008946% | 0.007119% | 0.008946% | 0.006899% | 0.007377% | 0.007119% | 0.008946% | 0.01258% | 0.009177% | 0.009644% | 0.008826% | 0.008826% | 0.009644% | 0.008946% | 0.007119% | 0.008946% | 0.006899% | 0.007377% | 0.006612% | 0.006612%
2328 | 0.006551% | 0.009327% | 0.006187% | 0.006462% | 0.008852% | 0.01235% | 0.00913% | 0.008625% | 0.008724% | 0.008625% | 0.008852% | 0.006462% | 0.008852% | 0.005674% | 0.00736% | 0.006462% | 0.008852% | 0.01235% | 0.00913% | 0.008625% | 0.008724% | 0.008724% | 0.008625% | 0.008852% | 0.006462% | 0.008852% | 0.005674% | 0.00736% | 0.006551% | 0.006551%
2329 | 0.005715% | 0.007783% | 0.005568% | 0.006413% | 0.007969% | 0.01253% | 0.008058% | 0.008865% | 0.008238% | 0.008865% | 0.007969% | 0.006413% | 0.007969% | 0.005139% | 0.00738% | 0.006413% | 0.007969% | 0.01253% | 0.008058% | 0.008865% | 0.008238% | 0.008238% | 0.008865% | 0.007969% | 0.006413% | 0.007969% | 0.005139% | 0.00738% | 0.005715% | 0.005715%
2330 | 0.005794% | 0.007718% | 0.005935% | 0.006342% | 0.008126% | 0.01258% | 0.008187% | 0.008341% | 0.008424% | 0.008341% | 0.008126% | 0.006342% | 0.008126% | 0.004918% | 0.007482% | 0.006342% | 0.008126% | 0.01258% | 0.008187% | 0.008341% | 0.008424% | 0.008424% | 0.008341% | 0.008126% | 0.006342% | 0.008126% | 0.004918% | 0.007482% | 0.005794% | 0.005794%
2331 | 0.005674% | 0.007665% | 0.00572% | 0.006333% | 0.008043% | 0.01265% | 0.00824% | 0.007958% | 0.008188% | 0.007958% | 0.008043% | 0.006333% | 0.008043% | 0.004962% | 0.007545% | 0.006333% | 0.008043% | 0.01265% | 0.00824% | 0.007958% | 0.008188% | 0.008188% | 0.007958% | 0.008043% | 0.006333% | 0.008043% | 0.004962% | 0.007545% | 0.005674% | 0.005674%
2332 | 0.005728% | 0.007608% | 0.005794% | 0.006416% | 0.00817% | 0.01275% | 0.00836% | 0.008156% | 0.008328% | 0.008156% | 0.00817% | 0.006416% | 0.00817% | 0.005403% | 0.007645% | 0.006416% | 0.00817% | 0.01275% | 0.00836% | 0.008156% | 0.008328% | 0.008328% | 0.008156% | 0.00817% | 0.006416% | 0.00817% | 0.005403% | 0.007645% | 0.005728% | 0.005728%
2333 | 0.005768% | 0.007606% | 0.005868% | 0.007195% | 0.00835% | 0.01289% | 0.008559% | 0.008791% | 0.008446% | 0.008791% | 0.00835% | 0.007195% | 0.00835% | 0.006328% | 0.007762% | 0.007195% | 0.00835% | 0.01289% | 0.008559% | 0.008791% | 0.008446% | 0.008446% | 0.008791% | 0.00835% | 0.007195% | 0.00835% | 0.006328% | 0.007762% | 0.005768% | 0.005768%
2334 | 0.008952% | 0.007536% | 0.008201% | 0.007022% | 0.007837% | 0.01243% | 0.007624% | 0.009082% | 0.008059% | 0.009082% | 0.007837% | 0.007022% | 0.007837% | 0.007149% | 0.006638% | 0.007022% | 0.007837% | 0.01243% | 0.007624% | 0.009082% | 0.008059% | 0.008059% | 0.009082% | 0.007837% | 0.007022% | 0.007837% | 0.007149% | 0.006638% | 0.008952% | 0.008952%
2335 | 0.005663% | 0.008274% | 0.005525% | 0.00705% | 0.007283% | 0.01147% | 0.006544% | 0.009949% | 0.007668% | 0.009949% | 0.007283% | 0.00705% | 0.007283% | 0.00791% | 0.004908% | 0.00705% | 0.007283% | 0.01147% | 0.006544% | 0.009949% | 0.007668% | 0.007668% | 0.009949% | 0.007283% | 0.00705% | 0.007283% | 0.00791% | 0.004908% | 0.005663% | 0.005663%
2336 | 0.005948% | 0.008572% | 0.005554% | 0.008126% | 0.007744% | 0.01131% | 0.006915% | 0.01251% | 0.008126% | 0.01251% | 0.007744% | 0.008126% | 0.007744% | 0.009982% | 0.004655% | 0.008126% | 0.007744% | 0.01131% | 0.006915% | 0.01251% | 0.008126% | 0.008126% | 0.01251% | 0.007744% | 0.008126% | 0.007744% | 0.009982% | 0.004655% | 0.005948% | 0.005948%
2337 | 0.005542% | 0.009192% | 0.005042% | 0.009539% | 0.007722% | 0.01137% | 0.006856% | 0.01349% | 0.007989% | 0.01349% | 0.007722% | 0.009539% | 0.007722% | 0.01194% | 0.004518% | 0.009539% | 0.007722% | 0.01137% | 0.006856% | 0.01349% | 0.007989% | 0.007989% | 0.01349% | 0.007722% | 0.009539% | 0.007722% | 0.01194% | 0.004518% | 0.005542% | 0.005542%
2338 | 0.005319% | 0.01005% | 0.004842% | 0.01108% | 0.007436% | 0.01151% | 0.006626% | 0.01403% | 0.007714% | 0.01403% | 0.007436% | 0.01108% | 0.007436% | 0.01353% | 0.004432% | 0.01108% | 0.007436% | 0.01151% | 0.006626% | 0.01403% | 0.007714% | 0.007714% | 0.01403% | 0.007436% | 0.01108% | 0.007436% | 0.01353% | 0.004432% | 0.005319% | 0.005319%
2339 | 0.00537% | 0.01115% | 0.004727% | 0.01244% | 0.007216% | 0.01136% | 0.006418% | 0.01425% | 0.007479% | 0.01425% | 0.007216% | 0.01244% | 0.007216% | 0.01453% | 0.004394% | 0.01244% | 0.007216% | 0.01136% | 0.006418% | 0.01425% | 0.007479% | 0.007479% | 0.01425% | 0.007216% | 0.01244% | 0.007216% | 0.01453% | 0.004394% | 0.00537% | 0.00537%
2340 | 0.005399% | 0.01171% | 0.004896% | 0.01362% | 0.00723% | 0.01084% | 0.006448% | 0.01442% | 0.0075% | 0.01442% | 0.00723% | 0.01362% | 0.00723% | 0.01508% | 0.004383% | 0.01362% | 0.00723% | 0.01084% | 0.006448% | 0.01442% | 0.0075% | 0.0075% | 0.01442% | 0.00723% | 0.01362% | 0.00723% | 0.01508% | 0.004383% | 0.005399% | 0.005399%
2341 | 0.005434% | 0.01181% | 0.004848% | 0.01429% | 0.007261% | 0.009888% | 0.006497% | 0.01462% | 0.0075% | 0.01462% | 0.007261% | 0.01429% | 0.007261% | 0.01541% | 0.004392% | 0.01429% | 0.007261% | 0.009888% | 0.006497% | 0.01462% | 0.0075% | 0.0075% | 0.01462% | 0.007261% | 0.01429% | 0.007261% | 0.01541% | 0.004392% | 0.005434% | 0.005434%
2342 | 0.00532% | 0.01126% | 0.004776% | 0.01439% | 0.007307% | 0.008975% | 0.006512% | 0.01471% | 0.007442% | 0.01471% | 0.007307% | 0.01439% | 0.007307% | 0.01556% | 0.004382% | 0.01439% | 0.007307% | 0.008975% | 0.006512% | 0.01471% | 0.007442% | 0.007442% | 0.01471% | 0.007307% | 0.01439% | 0.007307% | 0.01556% | 0.004382% | 0.00532% | 0.00532%
2343 | 0.005202% | 0.01023% | 0.00472% | 0.01404% | 0.007252% | 0.008357% | 0.006431% | 0.01482% | 0.007387% | 0.01482% | 0.007252% | 0.01404% | 0.007252% | 0.01541% | 0.004373% | 0.01404% | 0.007252% | 0.008357% | 0.006431% | 0.01482% | 0.007387% | 0.007387% | 0.01482% | 0.007252% | 0.01404% | 0.007252% | 0.01541% | 0.004373% | 0.005202% | 0.005202%
2344 | 0.005195% | 0.009324% | 0.004713% | 0.01339% | 0.00705% | 0.008314% | 0.006203% | 0.01253% | 0.007309% | 0.01253% | 0.00705% | 0.01339% | 0.00705% | 0.01496% | 0.004369% | 0.01339% | 0.00705% | 0.008314% | 0.006203% | 0.01253% | 0.007309% | 0.007309% | 0.01253% | 0.00705% | 0.01339% | 0.00705% | 0.01496% | 0.004369% | 0.005195% | 0.005195%
2345 | 0.005173% | 0.00848% | 0.004658% | 0.0125% | 0.006742% | 0.008633% | 0.005834% | 0.01173% | 0.007201% | 0.01173% | 0.006742% | 0.0125% | 0.006742% | 0.01403% | 0.004365% | 0.0125% | 0.006742% | 0.008633% | 0.005834% | 0.01173% | 0.007201% | 0.007201% | 0.01173% | 0.006742% | 0.0125% | 0.006742% | 0.01403% | 0.004365% | 0.005173% | 0.005173%
2346 | 0.00522% | 0.007983% | 0.004671% | 0.01147% | 0.006473% | 0.009518% | 0.005586% | 0.01149% | 0.007178% | 0.01149% | 0.006473% | 0.01147% | 0.006473% | 0.0129% | 0.004381% | 0.01147% | 0.006473% | 0.009518% | 0.005586% | 0.01149% | 0.007178% | 0.007178% | 0.01149% | 0.006473% | 0.01147% | 0.006473% | 0.0129% | 0.004381% | 0.00522% | 0.00522%
2347 | 0.006752% | 0.008026% | 0.006057% | 0.01106% | 0.007002% | 0.01143% | 0.006857% | 0.01149% | 0.007409% | 0.01149% | 0.007002% | 0.01106% | 0.007002% | 0.01252% | 0.006205% | 0.01106% | 0.007002% | 0.01143% | 0.006857% | 0.01149% | 0.007409% | 0.007409% | 0.01149% | 0.007002% | 0.01106% | 0.007002% | 0.01252% | 0.006205% | 0.006752% | 0.006752%
2348 | 0.00753% | 0.007971% | 0.006777% | 0.01026% | 0.007211% | 0.01216% | 0.007471% | 0.0112% | 0.007423% | 0.0112% | 0.007211% | 0.01026% | 0.007211% | 0.0115% | 0.007103% | 0.01026% | 0.007211% | 0.01216% | 0.007471% | 0.0112% | 0.007423% | 0.007423% | 0.0112% | 0.007211% | 0.01026% | 0.007211% | 0.0115% | 0.007103% | 0.00753% | 0.00753%
2349 | 0.005649% | 0.007868% | 0.005392% | 0.009212% | 0.007259% | 0.01234% | 0.007521% | 0.01081% | 0.00747% | 0.01081% | 0.007259% | 0.009212% | 0.007259% | 0.009881% | 0.007157% | 0.009212% | 0.007259% | 0.01234% | 0.007521% | 0.01081% | 0.00747% | 0.00747% | 0.01081% | 0.007259% | 0.009212% | 0.007259% | 0.009881% | 0.007157% | 0.005649% | 0.005649%
2350 | 0.005634% | 0.007804% | 0.005497% | 0.008271% | 0.007382% | 0.01242% | 0.007633% | 0.01048% | 0.007585% | 0.01048% | 0.007382% | 0.008271% | 0.007382% | 0.008277% | 0.007209% | 0.008271% | 0.007382% | 0.01242% | 0.007633% | 0.01048% | 0.007585% | 0.007585% | 0.01048% | 0.007382% | 0.008271% | 0.007382% | 0.008277% | 0.007209% | 0.005634% | 0.005634%
2351 | 0.005716% | 0.007746% | 0.005536% | 0.007549% | 0.007532% | 0.01242% | 0.007775% | 0.009669% | 0.007754% | 0.009669% | 0.007532% | 0.007549% | 0.007532% | 0.006738% | 0.007256% | 0.007549% | 0.007532% | 0.01242% | 0.007775% | 0.009669% | 0.007754% | 0.007754% | 0.009669% | 0.007532% | 0.007549% | 0.007532% | 0.006738% | 0.007256% | 0.005716% | 0.005716%
2352 | 0.005764% | 0.00825% | 0.005584% | 0.006655% | 0.008044% | 0.01245% | 0.008277% | 0.008946% | 0.008091% | 0.008946% | 0.008044% | 0.006655% | 0.008044% | 0.005669% | 0.007285% | 0.006655% | 0.008044% | 0.01245% | 0.008277% | 0.008946% | 0.008091% | 0.008091% | 0.008946% | 0.008044% | 0.006655% | 0.008044% | 0.005669% | 0.007285% | 0.005764% | 0.005764%
2353 | 0.007321% | 0.008039% | 0.006925% | 0.006116% | 0.008595% | 0.01149% | 0.009186% | 0.007772% | 0.008606% | 0.007772% | 0.008595% | 0.006116% | 0.008595% | 0.005077% | 0.00733% | 0.006116% | 0.008595% | 0.01149% | 0.009186% | 0.007772% | 0.008606% | 0.008606% | 0.007772% | 0.008595% | 0.006116% | 0.008595% | 0.005077% | 0.00733% | 0.007321% | 0.007321%
2354 | 0.007409% | 0.007985% | 0.006932% | 0.005982% | 0.008578% | 0.01157% | 0.009155% | 0.006738% | 0.008735% | 0.006738% | 0.008578% | 0.005982% | 0.008578% | 0.005111% | 0.007383% | 0.005982% | 0.008578% | 0.01157% | 0.009155% | 0.006738% | 0.008735% | 0.008735% | 0.006738% | 0.008578% | 0.005982% | 0.008578% | 0.005111% | 0.007383% | 0.007409% | 0.007409%
2355 | 0.007729% | 0.007921% | 0.00695% | 0.006004% | 0.008689% | 0.01157% | 0.009216% | 0.006018% | 0.009211% | 0.006018% | 0.008689% | 0.006004% | 0.008689% | 0.005374% | 0.007683% | 0.006004% | 0.008689% | 0.01157% | 0.009216% | 0.006018% | 0.009211% | 0.009211% | 0.006018% | 0.008689% | 0.006004% | 0.008689% | 0.005374% | 0.007683% | 0.007729% | 0.007729%
2356 | 0.008658% | 0.007875% | 0.006961% | 0.006194% | 0.009193% | 0.01159% | 0.009582% | 0.005987% | 0.009863% | 0.005987% | 0.009193% | 0.006194% | 0.009193% | 0.005821% | 0.008431% | 0.006194% | 0.009193% | 0.01159% | 0.009582% | 0.005987% | 0.009863% | 0.009863% | 0.005987% | 0.009193% | 0.006194% | 0.009193% | 0.005821% | 0.008431% | 0.008658% | 0.008658%
2357 | 0.01085% | 0.00851% | 0.007131% | 0.007113% | 0.01013% | 0.01165% | 0.01043% | 0.006959% | 0.01057% | 0.006959% | 0.01013% | 0.007113% | 0.01013% | 0.006526% | 0.009884% | 0.007113% | 0.01013% | 0.01165% | 0.01043% | 0.006959% | 0.01057% | 0.01057% | 0.006959% | 0.01013% | 0.007113% | 0.01013% | 0.006526% | 0.009884% | 0.01085% | 0.01085%
2358 | 0.01556% | 0.008391% | 0.0122% | 0.007347% | 0.01119% | 0.01128% | 0.01087% | 0.008561% | 0.01201% | 0.008561% | 0.01119% | 0.007347% | 0.01119% | 0.007267% | 0.01101% | 0.007347% | 0.01119% | 0.01128% | 0.01087% | 0.008561% | 0.01201% | 0.01201% | 0.008561% | 0.01119% | 0.007347% | 0.01119% | 0.007267% | 0.01101% | 0.01556% | 0.01556%
2359 | 0.01632% | 0.009466% | 0.01445% | 0.008372% | 0.01243% | 0.01082% | 0.01163% | 0.0109% | 0.01286% | 0.0109% | 0.01243% | 0.008372% | 0.01243% | 0.009087% | 0.01261% | 0.008372% | 0.01243% | 0.01082% | 0.01163% | 0.0109% | 0.01286% | 0.01286% | 0.0109% | 0.01243% | 0.008372% | 0.01243% | 0.009087% | 0.01261% | 0.01632% | 0.01632%
2360 | 0.01808% | 0.01254% | 0.0164% | 0.01058% | 0.01401% | 0.01075% | 0.01319% | 0.01331% | 0.01392% | 0.01331% | 0.01401% | 0.01058% | 0.01401% | 0.01209% | 0.01528% | 0.01058% | 0.01401% | 0.01075% | 0.01319% | 0.01331% | 0.01392% | 0.01392% | 0.01331% | 0.01401% | 0.01058% | 0.01401% | 0.01209% | 0.01528% | 0.01808% | 0.01808%
2361 | 0.01942% | 0.01579% | 0.01735% | 0.01211% | 0.01527% | 0.01075% | 0.01465% | 0.01355% | 0.01479% | 0.01355% | 0.01527% | 0.01211% | 0.01527% | 0.01356% | 0.01733% | 0.01211% | 0.01527% | 0.01075% | 0.01465% | 0.01355% | 0.01479% | 0.01479% | 0.01355% | 0.01527% | 0.01211% | 0.01527% | 0.01356% | 0.01733% | 0.01942% | 0.01942%
2362 | 0.02068% | 0.01847% | 0.01865% | 0.01322% | 0.01603% | 0.01105% | 0.0159% | 0.01388% | 0.01503% | 0.01388% | 0.01603% | 0.01322% | 0.01603% | 0.01445% | 0.01883% | 0.01322% | 0.01603% | 0.01105% | 0.0159% | 0.01388% | 0.01503% | 0.01503% | 0.01388% | 0.01603% | 0.01322% | 0.01603% | 0.01445% | 0.01883% | 0.02068% | 0.02068%
2363 | 0.02112% | 0.01941% | 0.01937% | 0.01405% | 0.01602% | 0.01111% | 0.01652% | 0.01353% | 0.0147% | 0.01353% | 0.01602% | 0.01405% | 0.01602% | 0.01514% | 0.01979% | 0.01405% | 0.01602% | 0.01111% | 0.01652% | 0.01353% | 0.0147% | 0.0147% | 0.01353% | 0.01602% | 0.01405% | 0.01602% | 0.01514% | 0.01979% | 0.02112% | 0.02112%
2364 | 0.02082% | 0.01911% | 0.01995% | 0.01467% | 0.0155% | 0.0104% | 0.01654% | 0.01265% | 0.01425% | 0.01265% | 0.0155% | 0.01467% | 0.0155% | 0.01567% | 0.02014% | 0.01467% | 0.0155% | 0.0104% | 0.01654% | 0.01265% | 0.01425% | 0.01425% | 0.01265% | 0.0155% | 0.01467% | 0.0155% | 0.01567% | 0.02014% | 0.02082% | 0.02082%
2365 | 0.01953% | 0.01845% | 0.02018% | 0.01506% | 0.01454% | 0.009372% | 0.01618% | 0.01184% | 0.01367% | 0.01184% | 0.01454% | 0.01506% | 0.01454% | 0.01604% | 0.0201% | 0.01506% | 0.01454% | 0.009372% | 0.01618% | 0.01184% | 0.01367% | 0.01367% | 0.01184% | 0.01454% | 0.01506% | 0.01454% | 0.01604% | 0.0201% | 0.01953% | 0.01953%
2366 | 0.01726% | 0.01576% | 0.01916% | 0.01516% | 0.01328% | 0.008453% | 0.01525% | 0.01137% | 0.01261% | 0.01137% | 0.01328% | 0.01516% | 0.01328% | 0.01605% | 0.01974% | 0.01516% | 0.01328% | 0.008453% | 0.01525% | 0.01137% | 0.01261% | 0.01261% | 0.01137% | 0.01328% | 0.01516% | 0.01328% | 0.01605% | 0.01974% | 0.01726% | 0.01726%
2367 | 0.01496% | 0.0131% | 0.01825% | 0.015% | 0.01223% | 0.007834% | 0.01377% | 0.01164% | 0.01186% | 0.01164% | 0.01223% | 0.015% | 0.01223% | 0.01561% | 0.01864% | 0.015% | 0.01223% | 0.007834% | 0.01377% | 0.01164% | 0.01186% | 0.01186% | 0.01164% | 0.01223% | 0.015% | 0.01223% | 0.01561% | 0.01864% | 0.01496% | 0.01496%
2368 | 0.01288% | 0.0116% | 0.01632% | 0.0148% | 0.01146% | 0.007855% | 0.01225% | 0.009845% | 0.01142% | 0.009845% | 0.01146% | 0.0148% | 0.01146% | 0.01493% | 0.0165% | 0.0148% | 0.01146% | 0.007855% | 0.01225% | 0.009845% | 0.01142% | 0.01142% | 0.009845% | 0.01146% | 0.0148% | 0.01146% | 0.01493% | 0.0165% | 0.01288% | 0.01288%
2369 | 0.01098% | 0.009733% | 0.01545% | 0.01442% | 0.0106% | 0.008073% | 0.01103% | 0.009769% | 0.01092% | 0.009769% | 0.0106% | 0.01442% | 0.0106% | 0.01399% | 0.01376% | 0.01442% | 0.0106% | 0.008073% | 0.01103% | 0.009769% | 0.01092% | 0.01092% | 0.009769% | 0.0106% | 0.01442% | 0.0106% | 0.01399% | 0.01376% | 0.01098% | 0.01098%
2370 | 0.0094% | 0.008962% | 0.01483% | 0.01376% | 0.009609% | 0.008811% | 0.0101% | 0.009698% | 0.01009% | 0.009698% | 0.009609% | 0.01376% | 0.009609% | 0.01295% | 0.01098% | 0.01376% | 0.009609% | 0.008811% | 0.0101% | 0.009698% | 0.01009% | 0.01009% | 0.009698% | 0.009609% | 0.01376% | 0.009609% | 0.01295% | 0.01098% | 0.0094% | 0.0094%
2371 | 0.00962% | 0.008643% | 0.01333% | 0.01363% | 0.009392% | 0.01045% | 0.01079% | 0.009883% | 0.009499% | 0.009883% | 0.009392% | 0.01363% | 0.009392% | 0.01304% | 0.01068% | 0.01363% | 0.009392% | 0.01045% | 0.01079% | 0.009883% | 0.009499% | 0.009499% | 0.009883% | 0.009392% | 0.01363% | 0.009392% | 0.01304% | 0.01068% | 0.00962% | 0.00962%
2372 | 0.009696% | 0.008451% | 0.01014% | 0.01294% | 0.009098% | 0.01113% | 0.01077% | 0.01012% | 0.008963% | 0.01012% | 0.009098% | 0.01294% | 0.009098% | 0.01261% | 0.01022% | 0.01294% | 0.009098% | 0.01113% | 0.01077% | 0.01012% | 0.008963% | 0.008963% | 0.01012% | 0.009098% | 0.01294% | 0.009098% | 0.01261% | 0.01022% | 0.009696% | 0.009696%
2373 | 0.007296% | 0.008295% | 0.007275% | 0.01127% | 0.008734% | 0.01129% | 0.01008% | 0.01047% | 0.008632% | 0.01047% | 0.008734% | 0.01127% | 0.008734% | 0.01073% | 0.00933% | 0.01127% | 0.008734% | 0.01129% | 0.01008% | 0.01047% | 0.008632% | 0.008632% | 0.01047% | 0.008734% | 0.01127% | 0.008734% | 0.01073% | 0.00933% | 0.007296% | 0.007296%
2374 | 0.00699% | 0.008184% | 0.00668% | 0.008939% | 0.008618% | 0.0114% | 0.009436% | 0.0107% | 0.0085% | 0.0107% | 0.008618% | 0.008939% | 0.008618% | 0.007582% | 0.008612% | 0.008939% | 0.008618% | 0.0114% | 0.009436% | 0.0107% | 0.0085% | 0.0085% | 0.0107% | 0.008618% | 0.008939% | 0.008618% | 0.007582% | 0.008612% | 0.00699% | 0.00699%
2375 | 0.006912% | 0.008132% | 0.006688% | 0.007386% | 0.008516% | 0.01144% | 0.009074% | 0.01066% | 0.008457% | 0.01066% | 0.008516% | 0.007386% | 0.008516% | 0.00557% | 0.008061% | 0.007386% | 0.008516% | 0.01144% | 0.009074% | 0.01066% | 0.008457% | 0.008457% | 0.01066% | 0.008516% | 0.007386% | 0.008516% | 0.00557% | 0.008061% | 0.006912% | 0.006912%
2376 | 0.006663% | 0.007967% | 0.006419% | 0.006555% | 0.008287% | 0.01168% | 0.008662% | 0.009154% | 0.008286% | 0.009154% | 0.008287% | 0.006555% | 0.008287% | 0.00521% | 0.00744% | 0.006555% | 0.008287% | 0.01168% | 0.008662% | 0.009154% | 0.008286% | 0.008286% | 0.009154% | 0.008287% | 0.006555% | 0.008287% | 0.00521% | 0.00744% | 0.006663% | 0.006663%
2377 | 0.007092% | 0.008027% | 0.006834% | 0.006023% | 0.008451% | 0.01146% | 0.008836% | 0.007757% | 0.008456% | 0.007757% | 0.008451% | 0.006023% | 0.008451% | 0.005038% | 0.007236% | 0.006023% | 0.008451% | 0.01146% | 0.008836% | 0.007757% | 0.008456% | 0.008456% | 0.007757% | 0.008451% | 0.006023% | 0.008451% | 0.005038% | 0.007236% | 0.007092% | 0.007092%
2378 | 0.007183% | 0.007985% | 0.006781% | 0.005887% | 0.008437% | 0.01149% | 0.008877% | 0.006748% | 0.008629% | 0.006748% | 0.008437% | 0.005887% | 0.008437% | 0.00507% | 0.007281% | 0.005887% | 0.008437% | 0.01149% | 0.008877% | 0.006748% | 0.008629% | 0.008629% | 0.006748% | 0.008437% | 0.005887% | 0.008437% | 0.00507% | 0.007281% | 0.007183% | 0.007183%
2379 | 0.007522% | 0.007878% | 0.006768% | 0.005866% | 0.008544% | 0.01155% | 0.008978% | 0.00597% | 0.009032% | 0.00597% | 0.008544% | 0.005866% | 0.008544% | 0.005359% | 0.007556% | 0.005866% | 0.008544% | 0.01155% | 0.008978% | 0.00597% | 0.009032% | 0.009032% | 0.00597% | 0.008544% | 0.005866% | 0.008544% | 0.005359% | 0.007556% | 0.007522% | 0.007522%
2380 | 0.008471% | 0.007872% | 0.006837% | 0.006027% | 0.008973% | 0.0116% | 0.009308% | 0.0059% | 0.009616% | 0.0059% | 0.008973% | 0.006027% | 0.008973% | 0.005788% | 0.008256% | 0.006027% | 0.008973% | 0.0116% | 0.009308% | 0.0059% | 0.009616% | 0.009616% | 0.0059% | 0.008973% | 0.006027% | 0.008973% | 0.005788% | 0.008256% | 0.008471% | 0.008471%
2381 | 0.01043% | 0.008596% | 0.007012% | 0.006883% | 0.00984% | 0.01152% | 0.01014% | 0.006889% | 0.0104% | 0.006889% | 0.00984% | 0.006883% | 0.00984% | 0.006407% | 0.00968% | 0.006883% | 0.00984% | 0.01152% | 0.01014% | 0.006889% | 0.0104% | 0.0104% | 0.006889% | 0.00984% | 0.006883% | 0.00984% | 0.006407% | 0.00968% | 0.01043% | 0.01043%
2382 | 0.01499% | 0.008358% | 0.01178% | 0.007019% | 0.0109% | 0.01116% | 0.01037% | 0.008455% | 0.01177% | 0.008455% | 0.0109% | 0.007019% | 0.0109% | 0.007036% | 0.01064% | 0.007019% | 0.0109% | 0.01116% | 0.01037% | 0.008455% | 0.01177% | 0.01177% | 0.008455% | 0.0109% | 0.007019% | 0.0109% | 0.007036% | 0.01064% | 0.01499% | 0.01499%
2383 | 0.01598% | 0.009428% | 0.01437% | 0.008175% | 0.0122% | 0.01079% | 0.01125% | 0.01071% | 0.01279% | 0.01071% | 0.0122% | 0.008175% | 0.0122% | 0.008932% | 0.01247% | 0.008175% | 0.0122% | 0.01079% | 0.01125% | 0.01071% | 0.01279% | 0.01279% | 0.01071% | 0.0122% | 0.008175% | 0.0122% | 0.008932% | 0.01247% | 0.01598% | 0.01598%
2384 | 0.01798% | 0.01246% | 0.01643% | 0.01041% | 0.01379% | 0.01075% | 0.01286% | 0.01314% | 0.0138% | 0.01314% | 0.01379% | 0.01041% | 0.01379% | 0.0119% | 0.01517% | 0.01041% | 0.01379% | 0.01075% | 0.01286% | 0.01314% | 0.0138% | 0.0138% | 0.01314% | 0.01379% | 0.01041% | 0.01379% | 0.0119% | 0.01517% | 0.01798% | 0.01798%
2385 | 0.01931% | 0.01571% | 0.01732% | 0.01188% | 0.01501% | 0.01067% | 0.0143% | 0.01336% | 0.01463% | 0.01336% | 0.01501% | 0.01188% | 0.01501% | 0.01334% | 0.01725% | 0.01188% | 0.01501% | 0.01067% | 0.0143% | 0.01336% | 0.01463% | 0.01463% | 0.01336% | 0.01501% | 0.01188% | 0.01501% | 0.01334% | 0.01725% | 0.01931% | 0.01931%
2386 | 0.02036% | 0.01834% | 0.01842% | 0.01291% | 0.01572% | 0.01071% | 0.01547% | 0.0137% | 0.01492% | 0.0137% | 0.01572% | 0.01291% | 0.01572% | 0.01408% | 0.01872% | 0.01291% | 0.01572% | 0.01071% | 0.01547% | 0.0137% | 0.01492% | 0.01492% | 0.0137% | 0.01572% | 0.01291% | 0.01572% | 0.01408% | 0.01872% | 0.02036% | 0.02036%
2387 | 0.02086% | 0.01928% | 0.01917% | 0.01374% | 0.01569% | 0.01052% | 0.01607% | 0.0133% | 0.01477% | 0.0133% | 0.01569% | 0.01374% | 0.01569% | 0.01471% | 0.01967% | 0.01374% | 0.01569% | 0.01052% | 0.01607% | 0.0133% | 0.01477% | 0.01477% | 0.0133% | 0.01569% | 0.01374% | 0.01569% | 0.01471% | 0.01967% | 0.02086% | 0.02086%
2388 | 0.02043% | 0.01904% | 0.0196% | 0.01434% | 0.01518% | 0.009886% | 0.01604% | 0.01245% | 0.01448% | 0.01245% | 0.01518% | 0.01434% | 0.01518% | 0.01507% | 0.02007% | 0.01434% | 0.01518% | 0.009886% | 0.01604% | 0.01245% | 0.01448% | 0.01448% | 0.01245% | 0.01518% | 0.01434% | 0.01518% | 0.01507% | 0.02007% | 0.02043% | 0.02043%
2389 | 0.01913% | 0.01824% | 0.01961% | 0.01463% | 0.01416% | 0.00882% | 0.01552% | 0.01162% | 0.01396% | 0.01162% | 0.01416% | 0.01463% | 0.01416% | 0.0152% | 0.02003% | 0.01463% | 0.01416% | 0.00882% | 0.01552% | 0.01162% | 0.01396% | 0.01396% | 0.01162% | 0.01416% | 0.01463% | 0.01416% | 0.0152% | 0.02003% | 0.01913% | 0.01913%
2390 | 0.01702% | 0.01561% | 0.01845% | 0.01476% | 0.01294% | 0.007808% | 0.01459% | 0.01117% | 0.01305% | 0.01117% | 0.01294% | 0.01476% | 0.01294% | 0.01519% | 0.01968% | 0.01476% | 0.01294% | 0.007808% | 0.01459% | 0.01117% | 0.01305% | 0.01305% | 0.01117% | 0.01294% | 0.01476% | 0.01294% | 0.01519% | 0.01968% | 0.01702% | 0.01702%
2391 | 0.0147% | 0.01303% | 0.01738% | 0.0146% | 0.01181% | 0.007268% | 0.01317% | 0.0114% | 0.01209% | 0.0114% | 0.01181% | 0.0146% | 0.01181% | 0.01483% | 0.01859% | 0.0146% | 0.01181% | 0.007268% | 0.01317% | 0.0114% | 0.01209% | 0.01209% | 0.0114% | 0.01181% | 0.0146% | 0.01181% | 0.01483% | 0.01859% | 0.0147% | 0.0147%
2392 | 0.01254% | 0.01148% | 0.01534% | 0.01439% | 0.01091% | 0.007263% | 0.01161% | 0.009559% | 0.01142% | 0.009559% | 0.01091% | 0.01439% | 0.01091% | 0.01417% | 0.01644% | 0.01439% | 0.01091% | 0.007263% | 0.01161% | 0.009559% | 0.01142% | 0.01142% | 0.009559% | 0.01091% | 0.01439% | 0.01091% | 0.01417% | 0.01644% | 0.01254% | 0.01254%
2393 | 0.0106% | 0.009571% | 0.01446% | 0.014% | 0.01% | 0.007533% | 0.01037% | 0.009506% | 0.01076% | 0.009506% | 0.01% | 0.014% | 0.01% | 0.01327% | 0.0137% | 0.014% | 0.01% | 0.007533% | 0.01037% | 0.009506% | 0.01076% | 0.01076% | 0.009506% | 0.01% | 0.014% | 0.01% | 0.01327% | 0.0137% | 0.0106% | 0.0106%
2394 | 0.009071% | 0.008767% | 0.01396% | 0.01337% | 0.009209% | 0.008427% | 0.009575% | 0.009544% | 0.01004% | 0.009544% | 0.009209% | 0.01337% | 0.009209% | 0.01238% | 0.01091% | 0.01337% | 0.009209% | 0.008427% | 0.009575% | 0.009544% | 0.01004% | 0.01004% | 0.009544% | 0.009209% | 0.01337% | 0.009209% | 0.01238% | 0.01091% | 0.009071% | 0.009071%
2395 | 0.009551% | 0.008496% | 0.01268% | 0.01331% | 0.009167% | 0.01023% | 0.01038% | 0.00978% | 0.009627% | 0.00978% | 0.009167% | 0.01331% | 0.009167% | 0.01262% | 0.01057% | 0.01331% | 0.009167% | 0.01023% | 0.01038% | 0.00978% | 0.009627% | 0.009627% | 0.00978% | 0.009167% | 0.01331% | 0.009167% | 0.01262% | 0.01057% | 0.009551% | 0.009551%
2396 | 0.00966% | 0.00836% | 0.009713% | 0.01273% | 0.008921% | 0.01107% | 0.01048% | 0.009974% | 0.009068% | 0.009974% | 0.008921% | 0.01273% | 0.008921% | 0.01233% | 0.01012% | 0.01273% | 0.008921% | 0.01107% | 0.01048% | 0.009974% | 0.009068% | 0.009068% | 0.009974% | 0.008921% | 0.01273% | 0.008921% | 0.01233% | 0.01012% | 0.00966% | 0.00966%
2397 | 0.007434% | 0.008098% | 0.007239% | 0.01114% | 0.008581% | 0.01141% | 0.009829% | 0.01026% | 0.00864% | 0.01026% | 0.008581% | 0.01114% | 0.008581% | 0.01054% | 0.009208% | 0.01114% | 0.008581% | 0.01141% | 0.009829% | 0.01026% | 0.00864% | 0.00864% | 0.01026% | 0.008581% | 0.01114% | 0.008581% | 0.01054% | 0.009208% | 0.007434% | 0.007434%
2398 | 0.007195% | 0.008042% | 0.00663% | 0.008862% | 0.008477% | 0.01171% | 0.009245% | 0.01048% | 0.008505% | 0.01048% | 0.008477% | 0.008862% | 0.008477% | 0.007483% | 0.008476% | 0.008862% | 0.008477% | 0.01171% | 0.009245% | 0.01048% | 0.008505% | 0.008505% | 0.01048% | 0.008477% | 0.008862% | 0.008477% | 0.007483% | 0.008476% | 0.007195% | 0.007195%
2399 | 0.007116% | 0.007975% | 0.006618% | 0.007331% | 0.008401% | 0.01186% | 0.008946% | 0.01046% | 0.008447% | 0.01046% | 0.008401% | 0.007331% | 0.008401% | 0.005539% | 0.007922% | 0.007331% | 0.008401% | 0.01186% | 0.008946% | 0.01046% | 0.008447% | 0.008447% | 0.01046% | 0.008401% | 0.007331% | 0.008401% | 0.005539% | 0.007922% | 0.007116% | 0.007116%
2400 | 0.007121% | 0.007955% | 0.006647% | 0.006455% | 0.008391% | 0.01183% | 0.008821% | 0.008909% | 0.008426% | 0.008909% | 0.008391% | 0.006455% | 0.008391% | 0.005121% | 0.007362% | 0.006455% | 0.008391% | 0.01183% | 0.008821% | 0.008909% | 0.008426% | 0.008426% | 0.008909% | 0.008391% | 0.006455% | 0.008391% | 0.005121% | 0.007362% | 0.007121% | 0.007121%
2401 | 0.007259% | 0.007951% | 0.006799% | 0.006009% | 0.008368% | 0.0121% | 0.008777% | 0.007524% | 0.008412% | 0.007524% | 0.008368% | 0.006009% | 0.008368% | 0.005079% | 0.007119% | 0.006009% | 0.008368% | 0.0121% | 0.008777% | 0.007524% | 0.008412% | 0.008412% | 0.007524% | 0.008368% | 0.006009% | 0.008368% | 0.005079% | 0.007119% | 0.007259% | 0.007259%
2402 | 0.007311% | 0.007952% | 0.006764% | 0.005873% | 0.00839% | 0.0122% | 0.008827% | 0.006538% | 0.00858% | 0.006538% | 0.00839% | 0.005873% | 0.00839% | 0.005142% | 0.007181% | 0.005873% | 0.00839% | 0.0122% | 0.008827% | 0.006538% | 0.00858% | 0.00858% | 0.006538% | 0.00839% | 0.005873% | 0.00839% | 0.005142% | 0.007181% | 0.007311% | 0.007311%
2403 | 0.007712% | 0.007877% | 0.006804% | 0.005861% | 0.008507% | 0.0123% | 0.008952% | 0.005823% | 0.009017% | 0.005823% | 0.008507% | 0.005861% | 0.008507% | 0.005462% | 0.007467% | 0.005861% | 0.008507% | 0.0123% | 0.008952% | 0.005823% | 0.009017% | 0.009017% | 0.005823% | 0.008507% | 0.005861% | 0.008507% | 0.005462% | 0.007467% | 0.007712% | 0.007712%
2404 | 0.008716% | 0.007866% | 0.006924% | 0.006037% | 0.008974% | 0.01242% | 0.009277% | 0.005778% | 0.009704% | 0.005778% | 0.008974% | 0.006037% | 0.008974% | 0.005952% | 0.008202% | 0.006037% | 0.008974% | 0.01242% | 0.009277% | 0.005778% | 0.009704% | 0.009704% | 0.005778% | 0.008974% | 0.006037% | 0.008974% | 0.005952% | 0.008202% | 0.008716% | 0.008716%
2405 | 0.01087% | 0.008547% | 0.007133% | 0.00691% | 0.009977% | 0.01233% | 0.0101% | 0.006841% | 0.01057% | 0.006841% | 0.009977% | 0.00691% | 0.009977% | 0.006631% | 0.009649% | 0.00691% | 0.009977% | 0.01233% | 0.0101% | 0.006841% | 0.01057% | 0.01057% | 0.006841% | 0.009977% | 0.00691% | 0.009977% | 0.006631% | 0.009649% | 0.01087% | 0.01087%
2406 | 0.01533% | 0.008411% | 0.01193% | 0.00691% | 0.01084% | 0.01196% | 0.01019% | 0.008337% | 0.01191% | 0.008337% | 0.01084% | 0.00691% | 0.01084% | 0.007213% | 0.01039% | 0.00691% | 0.01084% | 0.01196% | 0.01019% | 0.008337% | 0.01191% | 0.01191% | 0.008337% | 0.01084% | 0.00691% | 0.01084% | 0.007213% | 0.01039% | 0.01533% | 0.01533%
2407 | 0.01635% | 0.009393% | 0.01462% | 0.008096% | 0.01203% | 0.01122% | 0.01106% | 0.01054% | 0.01296% | 0.01054% | 0.01203% | 0.008096% | 0.01203% | 0.008963% | 0.0124% | 0.008096% | 0.01203% | 0.01122% | 0.01106% | 0.01054% | 0.01296% | 0.01296% | 0.01054% | 0.01203% | 0.008096% | 0.01203% | 0.008963% | 0.0124% | 0.01635% | 0.01635%
2408 | 0.018% | 0.01229% | 0.01653% | 0.01026% | 0.01358% | 0.01077% | 0.01258% | 0.01292% | 0.0139% | 0.01292% | 0.01358% | 0.01026% | 0.01358% | 0.01182% | 0.01511% | 0.01026% | 0.01358% | 0.01077% | 0.01258% | 0.01292% | 0.0139% | 0.0139% | 0.01292% | 0.01358% | 0.01026% | 0.01358% | 0.01182% | 0.01511% | 0.018% | 0.018%
2409 | 0.01907% | 0.01546% | 0.01708% | 0.01175% | 0.01482% | 0.01057% | 0.01392% | 0.01323% | 0.01488% | 0.01323% | 0.01482% | 0.01175% | 0.01482% | 0.01321% | 0.0172% | 0.01175% | 0.01482% | 0.01057% | 0.01392% | 0.01323% | 0.01488% | 0.01488% | 0.01323% | 0.01482% | 0.01175% | 0.01482% | 0.01321% | 0.0172% | 0.01907% | 0.01907%
2410 | 0.01969% | 0.01802% | 0.01773% | 0.01265% | 0.01545% | 0.0106% | 0.01496% | 0.01351% | 0.01515% | 0.01351% | 0.01545% | 0.01265% | 0.01545% | 0.01372% | 0.01868% | 0.01265% | 0.01545% | 0.0106% | 0.01496% | 0.01351% | 0.01515% | 0.01515% | 0.01351% | 0.01545% | 0.01265% | 0.01545% | 0.01372% | 0.01868% | 0.01969% | 0.01969%
2411 | 0.01963% | 0.0189% | 0.01792% | 0.01323% | 0.0153% | 0.01043% | 0.01541% | 0.01311% | 0.01481% | 0.01311% | 0.0153% | 0.01323% | 0.0153% | 0.01397% | 0.01962% | 0.01323% | 0.0153% | 0.01043% | 0.01541% | 0.01311% | 0.01481% | 0.01481% | 0.01311% | 0.0153% | 0.01323% | 0.0153% | 0.01397% | 0.01962% | 0.01963% | 0.01963%
2412 | 0.01892% | 0.01868% | 0.01822% | 0.01366% | 0.01471% | 0.009728% | 0.01531% | 0.01227% | 0.01434% | 0.01227% | 0.01471% | 0.01366% | 0.01471% | 0.01414% | 0.02001% | 0.01366% | 0.01471% | 0.009728% | 0.01531% | 0.01227% | 0.01434% | 0.01434% | 0.01227% | 0.01471% | 0.01366% | 0.01471% | 0.01414% | 0.02001% | 0.01892% | 0.01892%
2413 | 0.01757% | 0.018% | 0.01846% | 0.01397% | 0.01371% | 0.008657% | 0.01487% | 0.01143% | 0.01368% | 0.01143% | 0.01371% | 0.01397% | 0.01371% | 0.01432% | 0.01999% | 0.01397% | 0.01371% | 0.008657% | 0.01487% | 0.01143% | 0.01368% | 0.01368% | 0.01143% | 0.01371% | 0.01397% | 0.01371% | 0.01432% | 0.01999% | 0.01757% | 0.01757%
2414 | 0.0156% | 0.01532% | 0.0177% | 0.01418% | 0.01248% | 0.007727% | 0.01398% | 0.01093% | 0.01261% | 0.01093% | 0.01248% | 0.01418% | 0.01248% | 0.01441% | 0.01964% | 0.01418% | 0.01248% | 0.007727% | 0.01398% | 0.01093% | 0.01261% | 0.01261% | 0.01093% | 0.01248% | 0.01418% | 0.01248% | 0.01441% | 0.01964% | 0.0156% | 0.0156%
2415 | 0.01359% | 0.01275% | 0.01701% | 0.01417% | 0.01142% | 0.007209% | 0.0126% | 0.01124% | 0.01167% | 0.01124% | 0.01142% | 0.01417% | 0.01142% | 0.01422% | 0.01856% | 0.01417% | 0.01142% | 0.007209% | 0.0126% | 0.01124% | 0.01167% | 0.01167% | 0.01124% | 0.01142% | 0.01417% | 0.01142% | 0.01422% | 0.01856% | 0.01359% | 0.01359%
2416 | 0.01166% | 0.01118% | 0.01524% | 0.01408% | 0.01065% | 0.007238% | 0.01117% | 0.009493% | 0.01115% | 0.009493% | 0.01065% | 0.01408% | 0.01065% | 0.01375% | 0.01643% | 0.01408% | 0.01065% | 0.007238% | 0.01117% | 0.009493% | 0.01115% | 0.01115% | 0.009493% | 0.01065% | 0.01408% | 0.01065% | 0.01375% | 0.01643% | 0.01166% | 0.01166%
2417 | 0.009909% | 0.009253% | 0.01441% | 0.01378% | 0.009849% | 0.00756% | 0.01002% | 0.009416% | 0.01058% | 0.009416% | 0.009849% | 0.01378% | 0.009849% | 0.01302% | 0.01369% | 0.01378% | 0.009849% | 0.00756% | 0.01002% | 0.009416% | 0.01058% | 0.01058% | 0.009416% | 0.009849% | 0.01378% | 0.009849% | 0.01302% | 0.01369% | 0.009909% | 0.009909%
2418 | 0.008474% | 0.008456% | 0.01402% | 0.01327% | 0.009153% | 0.008442% | 0.009335% | 0.00946% | 0.009937% | 0.00946% | 0.009153% | 0.01327% | 0.009153% | 0.01228% | 0.0109% | 0.01327% | 0.009153% | 0.008442% | 0.009335% | 0.00946% | 0.009937% | 0.009937% | 0.00946% | 0.009153% | 0.01327% | 0.009153% | 0.01228% | 0.0109% | 0.008474% | 0.008474%
2419 | 0.008886% | 0.008202% | 0.0128% | 0.01328% | 0.009178% | 0.01036% | 0.01026% | 0.00984% | 0.009642% | 0.00984% | 0.009178% | 0.01328% | 0.009178% | 0.01257% | 0.01058% | 0.01328% | 0.009178% | 0.01036% | 0.01026% | 0.00984% | 0.009642% | 0.009642% | 0.00984% | 0.009178% | 0.01328% | 0.009178% | 0.01257% | 0.01058% | 0.008886% | 0.008886%
2420 | 0.009141% | 0.008089% | 0.009881% | 0.01274% | 0.008981% | 0.01134% | 0.01046% | 0.01007% | 0.00913% | 0.01007% | 0.008981% | 0.01274% | 0.008981% | 0.01236% | 0.01014% | 0.01274% | 0.008981% | 0.01134% | 0.01046% | 0.01007% | 0.00913% | 0.00913% | 0.01007% | 0.008981% | 0.01274% | 0.008981% | 0.01236% | 0.01014% | 0.009141% | 0.009141%
2421 | 0.007245% | 0.007939% | 0.007237% | 0.01125% | 0.008664% | 0.01164% | 0.009859% | 0.0104% | 0.008845% | 0.0104% | 0.008664% | 0.01125% | 0.008664% | 0.0107% | 0.009241% | 0.01125% | 0.008664% | 0.01164% | 0.009859% | 0.0104% | 0.008845% | 0.008845% | 0.0104% | 0.008664% | 0.01125% | 0.008664% | 0.0107% | 0.009241% | 0.007245% | 0.007245%
2422 | 0.007088% | 0.007895% | 0.006728% | 0.009015% | 0.008626% | 0.01185% | 0.009282% | 0.01071% | 0.008835% | 0.01071% | 0.008626% | 0.009015% | 0.008626% | 0.007694% | 0.008528% | 0.009015% | 0.008626% | 0.01185% | 0.009282% | 0.01071% | 0.008835% | 0.008835% | 0.01071% | 0.008626% | 0.009015% | 0.008626% | 0.007694% | 0.008528% | 0.007088% | 0.007088%
2423 | 0.007038% | 0.007848% | 0.00674% | 0.007434% | 0.008495% | 0.01194% | 0.008945% | 0.01056% | 0.008705% | 0.01056% | 0.008495% | 0.007434% | 0.008495% | 0.005638% | 0.007973% | 0.007434% | 0.008495% | 0.01194% | 0.008945% | 0.01056% | 0.008705% | 0.008705% | 0.01056% | 0.008495% | 0.007434% | 0.008495% | 0.005638% | 0.007973% | 0.007038% | 0.007038%
2424 | 0.00713% | 0.007802% | 0.006719% | 0.006484% | 0.008391% | 0.01203% | 0.00879% | 0.008925% | 0.008513% | 0.008925% | 0.008391% | 0.006484% | 0.008391% | 0.005129% | 0.007355% | 0.006484% | 0.008391% | 0.01203% | 0.00879% | 0.008925% | 0.008513% | 0.008513% | 0.008925% | 0.008391% | 0.006484% | 0.008391% | 0.005129% | 0.007355% | 0.00713% | 0.00713%
2425 | 0.007223% | 0.007748% | 0.00695% | 0.006004% | 0.008392% | 0.01216% | 0.008781% | 0.007603% | 0.008538% | 0.007603% | 0.008392% | 0.006004% | 0.008392% | 0.005034% | 0.007179% | 0.006004% | 0.008392% | 0.01216% | 0.008781% | 0.007603% | 0.008538% | 0.008538% | 0.007603% | 0.008392% | 0.006004% | 0.008392% | 0.005034% | 0.007179% | 0.007223% | 0.007223%
2426 | 0.007326% | 0.007734% | 0.006922% | 0.005877% | 0.008389% | 0.01227% | 0.008834% | 0.00662% | 0.008707% | 0.00662% | 0.008389% | 0.005877% | 0.008389% | 0.005104% | 0.007233% | 0.005877% | 0.008389% | 0.01227% | 0.008834% | 0.00662% | 0.008707% | 0.008707% | 0.00662% | 0.008389% | 0.005877% | 0.008389% | 0.005104% | 0.007233% | 0.007326% | 0.007326%
2427 | 0.007675% | 0.007674% | 0.006938% | 0.005887% | 0.008531% | 0.01238% | 0.008979% | 0.005946% | 0.009178% | 0.005946% | 0.008531% | 0.005887% | 0.008531% | 0.005413% | 0.007533% | 0.005887% | 0.008531% | 0.01238% | 0.008979% | 0.005946% | 0.009178% | 0.009178% | 0.005946% | 0.008531% | 0.005887% | 0.008531% | 0.005413% | 0.007533% | 0.007675% | 0.007675%
2428 | 0.008656% | 0.007656% | 0.007052% | 0.006079% | 0.009028% | 0.01246% | 0.009348% | 0.005938% | 0.009768% | 0.005938% | 0.009028% | 0.006079% | 0.009028% | 0.005871% | 0.008266% | 0.006079% | 0.009028% | 0.01246% | 0.009348% | 0.005938% | 0.009768% | 0.009768% | 0.005938% | 0.009028% | 0.006079% | 0.009028% | 0.005871% | 0.008266% | 0.008656% | 0.008656%
2429 | 0.01076% | 0.008252% | 0.007227% | 0.006993% | 0.009946% | 0.0125% | 0.0102% | 0.006901% | 0.01043% | 0.006901% | 0.009946% | 0.006993% | 0.009946% | 0.006601% | 0.009715% | 0.006993% | 0.009946% | 0.0125% | 0.0102% | 0.006901% | 0.01043% | 0.01043% | 0.006901% | 0.009946% | 0.006993% | 0.009946% | 0.006601% | 0.009715% | 0.01076% | 0.01076%
2430 | 0.01535% | 0.008136% | 0.01216% | 0.007025% | 0.01084% | 0.01195% | 0.01028% | 0.008428% | 0.01183% | 0.008428% | 0.01084% | 0.007025% | 0.01084% | 0.007234% | 0.01043% | 0.007025% | 0.01084% | 0.01195% | 0.01028% | 0.008428% | 0.01183% | 0.01183% | 0.008428% | 0.01084% | 0.007025% | 0.01084% | 0.007234% | 0.01043% | 0.01535% | 0.01535%
2431 | 0.01626% | 0.009155% | 0.01488% | 0.008351% | 0.01218% | 0.01129% | 0.01126% | 0.01086% | 0.01294% | 0.01086% | 0.01218% | 0.008351% | 0.01218% | 0.009108% | 0.0125% | 0.008351% | 0.01218% | 0.01129% | 0.01126% | 0.01086% | 0.01294% | 0.01294% | 0.01086% | 0.01218% | 0.008351% | 0.01218% | 0.009108% | 0.0125% | 0.01626% | 0.01626%
2432 | 0.01785% | 0.01203% | 0.01671% | 0.01054% | 0.01361% | 0.01082% | 0.01271% | 0.01324% | 0.01382% | 0.01324% | 0.01361% | 0.01054% | 0.01361% | 0.01193% | 0.01518% | 0.01054% | 0.01361% | 0.01082% | 0.01271% | 0.01324% | 0.01382% | 0.01382% | 0.01324% | 0.01361% | 0.01054% | 0.01361% | 0.01193% | 0.01518% | 0.01785% | 0.01785%
2433 | 0.01885% | 0.01515% | 0.01723% | 0.01191% | 0.01466% | 0.01056% | 0.01395% | 0.01345% | 0.01452% | 0.01345% | 0.01466% | 0.01191% | 0.01466% | 0.01306% | 0.01723% | 0.01191% | 0.01466% | 0.01056% | 0.01395% | 0.01345% | 0.01452% | 0.01452% | 0.01345% | 0.01466% | 0.01191% | 0.01466% | 0.01306% | 0.01723% | 0.01885% | 0.01885%
2434 | 0.01938% | 0.01777% | 0.01785% | 0.0127% | 0.01518% | 0.01053% | 0.0149% | 0.01378% | 0.01467% | 0.01378% | 0.01518% | 0.0127% | 0.01518% | 0.01331% | 0.01867% | 0.0127% | 0.01518% | 0.01053% | 0.0149% | 0.01378% | 0.01467% | 0.01467% | 0.01378% | 0.01518% | 0.0127% | 0.01518% | 0.01331% | 0.01867% | 0.01938% | 0.01938%
2435 | 0.01933% | 0.01869% | 0.01795% | 0.01316% | 0.01499% | 0.0104% | 0.0153% | 0.01334% | 0.01432% | 0.01334% | 0.01499% | 0.01316% | 0.01499% | 0.01336% | 0.0196% | 0.01316% | 0.01499% | 0.0104% | 0.0153% | 0.01334% | 0.01432% | 0.01432% | 0.01334% | 0.01499% | 0.01316% | 0.01499% | 0.01336% | 0.0196% | 0.01933% | 0.01933%
2436 | 0.01858% | 0.01847% | 0.01816% | 0.01351% | 0.01441% | 0.009742% | 0.01518% | 0.01243% | 0.01392% | 0.01243% | 0.01441% | 0.01351% | 0.01441% | 0.01344% | 0.01998% | 0.01351% | 0.01441% | 0.009742% | 0.01518% | 0.01243% | 0.01392% | 0.01392% | 0.01243% | 0.01441% | 0.01351% | 0.01441% | 0.01344% | 0.01998% | 0.01858% | 0.01858%
2437 | 0.01716% | 0.0178% | 0.01822% | 0.01377% | 0.01345% | 0.008756% | 0.01475% | 0.01169% | 0.01329% | 0.01169% | 0.01345% | 0.01377% | 0.01345% | 0.01364% | 0.01995% | 0.01377% | 0.01345% | 0.008756% | 0.01475% | 0.01169% | 0.01329% | 0.01329% | 0.01169% | 0.01345% | 0.01377% | 0.01345% | 0.01364% | 0.01995% | 0.01716% | 0.01716%
2438 | 0.01515% | 0.01512% | 0.01728% | 0.01393% | 0.01224% | 0.007914% | 0.01388% | 0.01111% | 0.01222% | 0.01111% | 0.01224% | 0.01393% | 0.01224% | 0.01383% | 0.01961% | 0.01393% | 0.01224% | 0.007914% | 0.01388% | 0.01111% | 0.01222% | 0.01222% | 0.01111% | 0.01224% | 0.01393% | 0.01224% | 0.01383% | 0.01961% | 0.01515% | 0.01515%
2439 | 0.0133% | 0.01257% | 0.01666% | 0.01396% | 0.01125% | 0.007399% | 0.01256% | 0.0113% | 0.0114% | 0.0113% | 0.01125% | 0.01396% | 0.01125% | 0.01383% | 0.01853% | 0.01396% | 0.01125% | 0.007399% | 0.01256% | 0.0113% | 0.0114% | 0.0114% | 0.0113% | 0.01125% | 0.01396% | 0.01125% | 0.01383% | 0.01853% | 0.0133% | 0.0133%
2440 | 0.01152% | 0.01105% | 0.0149% | 0.01391% | 0.01051% | 0.007317% | 0.01113% | 0.009571% | 0.01091% | 0.009571% | 0.01051% | 0.01391% | 0.01051% | 0.01354% | 0.0164% | 0.01391% | 0.01051% | 0.007317% | 0.01113% | 0.009571% | 0.01091% | 0.01091% | 0.009571% | 0.01051% | 0.01391% | 0.01051% | 0.01354% | 0.0164% | 0.01152% | 0.01152%
2441 | 0.01006% | 0.009208% | 0.0143% | 0.01372% | 0.00984% | 0.007557% | 0.01004% | 0.009466% | 0.01046% | 0.009466% | 0.00984% | 0.01372% | 0.00984% | 0.013% | 0.01368% | 0.01372% | 0.00984% | 0.007557% | 0.01004% | 0.009466% | 0.01046% | 0.01046% | 0.009466% | 0.00984% | 0.01372% | 0.00984% | 0.013% | 0.01368% | 0.01006% | 0.01006%
2442 | 0.008866% | 0.008418% | 0.01392% | 0.01325% | 0.009175% | 0.008431% | 0.009397% | 0.009503% | 0.009961% | 0.009503% | 0.009175% | 0.01325% | 0.009175% | 0.01237% | 0.01092% | 0.01325% | 0.009175% | 0.008431% | 0.009397% | 0.009503% | 0.009961% | 0.009961% | 0.009503% | 0.009175% | 0.01325% | 0.009175% | 0.01237% | 0.01092% | 0.008866% | 0.008866%
2443 | 0.009354% | 0.008119% | 0.01284% | 0.01332% | 0.009174% | 0.01034% | 0.01033% | 0.009773% | 0.009609% | 0.009773% | 0.009174% | 0.01332% | 0.009174% | 0.01278% | 0.0106% | 0.01332% | 0.009174% | 0.01034% | 0.01033% | 0.009773% | 0.009609% | 0.009609% | 0.009773% | 0.009174% | 0.01332% | 0.009174% | 0.01278% | 0.0106% | 0.009354% | 0.009354%
2444 | 0.009688% | 0.008051% | 0.01009% | 0.01283% | 0.008994% | 0.01135% | 0.01052% | 0.01004% | 0.009105% | 0.01004% | 0.008994% | 0.01283% | 0.008994% | 0.01258% | 0.01017% | 0.01283% | 0.008994% | 0.01135% | 0.01052% | 0.01004% | 0.009105% | 0.009105% | 0.01004% | 0.008994% | 0.01283% | 0.008994% | 0.01258% | 0.01017% | 0.009688% | 0.009688%
2445 | 0.007416% | 0.007926% | 0.007206% | 0.01127% | 0.008656% | 0.01165% | 0.009902% | 0.01032% | 0.008792% | 0.01032% | 0.008656% | 0.01127% | 0.008656% | 0.01076% | 0.009255% | 0.01127% | 0.008656% | 0.01165% | 0.009902% | 0.01032% | 0.008792% | 0.008792% | 0.01032% | 0.008656% | 0.01127% | 0.008656% | 0.01076% | 0.009255% | 0.007416% | 0.007416%
2446 | 0.00725% | 0.007908% | 0.006653% | 0.008968% | 0.008611% | 0.01181% | 0.009327% | 0.0106% | 0.008771% | 0.0106% | 0.008611% | 0.008968% | 0.008611% | 0.007602% | 0.008533% | 0.008968% | 0.008611% | 0.01181% | 0.009327% | 0.0106% | 0.008771% | 0.008771% | 0.0106% | 0.008611% | 0.008968% | 0.008611% | 0.007602% | 0.008533% | 0.00725% | 0.00725%
2447 | 0.007217% | 0.007861% | 0.006687% | 0.007415% | 0.008582% | 0.01192% | 0.009026% | 0.01062% | 0.008791% | 0.01062% | 0.008582% | 0.007415% | 0.008582% | 0.005507% | 0.007984% | 0.007415% | 0.008582% | 0.01192% | 0.009026% | 0.01062% | 0.008791% | 0.008791% | 0.01062% | 0.008582% | 0.007415% | 0.008582% | 0.005507% | 0.007984% | 0.007217% | 0.007217%
2448 | 0.007264% | 0.007766% | 0.006764% | 0.006502% | 0.008516% | 0.01202% | 0.008863% | 0.009029% | 0.00871% | 0.009029% | 0.008516% | 0.006502% | 0.008516% | 0.005028% | 0.007386% | 0.006502% | 0.008516% | 0.01202% | 0.008863% | 0.009029% | 0.00871% | 0.00871% | 0.009029% | 0.008516% | 0.006502% | 0.008516% | 0.005028% | 0.007386% | 0.007264% | 0.007264%
2449 | 0.007402% | 0.007773% | 0.006952% | 0.006108% | 0.008535% | 0.01205% | 0.008867% | 0.007738% | 0.008806% | 0.007738% | 0.008535% | 0.006108% | 0.008535% | 0.005062% | 0.007199% | 0.006108% | 0.008535% | 0.01205% | 0.008867% | 0.007738% | 0.008806% | 0.008806% | 0.007738% | 0.008535% | 0.006108% | 0.008535% | 0.005062% | 0.007199% | 0.007402% | 0.007402%
2450 | 0.007487% | 0.007742% | 0.006891% | 0.005979% | 0.008531% | 0.01206% | 0.008907% | 0.006741% | 0.008969% | 0.006741% | 0.008531% | 0.005979% | 0.008531% | 0.005111% | 0.007245% | 0.005979% | 0.008531% | 0.01206% | 0.008907% | 0.006741% | 0.008969% | 0.008969% | 0.006741% | 0.008531% | 0.005979% | 0.008531% | 0.005111% | 0.007245% | 0.007487% | 0.007487%
2451 | 0.007823% | 0.007693% | 0.00691% | 0.005982% | 0.008651% | 0.01209% | 0.008996% | 0.006028% | 0.009348% | 0.006028% | 0.008651% | 0.005982% | 0.008651% | 0.005385% | 0.00752% | 0.005982% | 0.008651% | 0.01209% | 0.008996% | 0.006028% | 0.009348% | 0.009348% | 0.006028% | 0.008651% | 0.005982% | 0.008651% | 0.005385% | 0.00752% | 0.007823% | 0.007823%
2452 | 0.00878% | 0.007686% | 0.006999% | 0.006172% | 0.009147% | 0.01214% | 0.009321% | 0.006068% | 0.009959% | 0.006068% | 0.009147% | 0.006172% | 0.009147% | 0.005808% | 0.008245% | 0.006172% | 0.009147% | 0.01214% | 0.009321% | 0.006068% | 0.009959% | 0.009959% | 0.006068% | 0.009147% | 0.006172% | 0.009147% | 0.005808% | 0.008245% | 0.00878% | 0.00878%
2453 | 0.01098% | 0.008316% | 0.007136% | 0.007073% | 0.00999% | 0.01193% | 0.01015% | 0.007094% | 0.01064% | 0.007094% | 0.00999% | 0.007073% | 0.00999% | 0.006451% | 0.009677% | 0.007073% | 0.00999% | 0.01193% | 0.01015% | 0.007094% | 0.01064% | 0.01064% | 0.007094% | 0.00999% | 0.007073% | 0.00999% | 0.006451% | 0.009677% | 0.01098% | 0.01098%
2454 | 0.01539% | 0.00819% | 0.01203% | 0.007082% | 0.01093% | 0.0116% | 0.01019% | 0.008546% | 0.01197% | 0.008546% | 0.01093% | 0.007082% | 0.01093% | 0.007083% | 0.01034% | 0.007082% | 0.01093% | 0.0116% | 0.01019% | 0.008546% | 0.01197% | 0.01197% | 0.008546% | 0.01093% | 0.007082% | 0.01093% | 0.007083% | 0.01034% | 0.01539% | 0.01539%
2455 | 0.01622% | 0.009167% | 0.01476% | 0.008374% | 0.01218% | 0.01118% | 0.0112% | 0.01094% | 0.01287% | 0.01094% | 0.01218% | 0.008374% | 0.01218% | 0.009057% | 0.01242% | 0.008374% | 0.01218% | 0.01118% | 0.0112% | 0.01094% | 0.01287% | 0.01287% | 0.01094% | 0.01218% | 0.008374% | 0.01218% | 0.009057% | 0.01242% | 0.01622% | 0.01622%
2456 | 0.01785% | 0.01202% | 0.0166% | 0.01054% | 0.0136% | 0.01099% | 0.01268% | 0.01322% | 0.01376% | 0.01322% | 0.0136% | 0.01054% | 0.0136% | 0.01196% | 0.01513% | 0.01054% | 0.0136% | 0.01099% | 0.01268% | 0.01322% | 0.01376% | 0.01376% | 0.01322% | 0.0136% | 0.01054% | 0.0136% | 0.01196% | 0.01513% | 0.01785% | 0.01785%
2457 | 0.01893% | 0.0152% | 0.01717% | 0.01195% | 0.01469% | 0.01078% | 0.01397% | 0.01342% | 0.01458% | 0.01342% | 0.01469% | 0.01195% | 0.01469% | 0.01326% | 0.01721% | 0.01195% | 0.01469% | 0.01078% | 0.01397% | 0.01342% | 0.01458% | 0.01458% | 0.01342% | 0.01469% | 0.01195% | 0.01469% | 0.01326% | 0.01721% | 0.01893% | 0.01893%
2458 | 0.01953% | 0.01777% | 0.01781% | 0.01278% | 0.01521% | 0.01063% | 0.01497% | 0.01366% | 0.01477% | 0.01366% | 0.01521% | 0.01278% | 0.01521% | 0.01375% | 0.01867% | 0.01278% | 0.01521% | 0.01063% | 0.01497% | 0.01366% | 0.01477% | 0.01477% | 0.01366% | 0.01521% | 0.01278% | 0.01521% | 0.01375% | 0.01867% | 0.01953% | 0.01953%
2459 | 0.0195% | 0.01866% | 0.01788% | 0.0133% | 0.015% | 0.01031% | 0.01535% | 0.0133% | 0.01443% | 0.0133% | 0.015% | 0.0133% | 0.015% | 0.01397% | 0.0196% | 0.0133% | 0.015% | 0.01031% | 0.01535% | 0.0133% | 0.01443% | 0.01443% | 0.0133% | 0.015% | 0.0133% | 0.015% | 0.01397% | 0.0196% | 0.0195% | 0.0195%
2460 | 0.01871% | 0.01835% | 0.01805% | 0.01366% | 0.01439% | 0.009622% | 0.01519% | 0.01242% | 0.01396% | 0.01242% | 0.01439% | 0.01366% | 0.01439% | 0.01409% | 0.01996% | 0.01366% | 0.01439% | 0.009622% | 0.01519% | 0.01242% | 0.01396% | 0.01396% | 0.01242% | 0.01439% | 0.01366% | 0.01439% | 0.01409% | 0.01996% | 0.01871% | 0.01871%
2461 | 0.01723% | 0.01762% | 0.01802% | 0.0139% | 0.01338% | 0.008538% | 0.0147% | 0.01157% | 0.01332% | 0.01157% | 0.01338% | 0.0139% | 0.01338% | 0.01421% | 0.01993% | 0.0139% | 0.01338% | 0.008538% | 0.0147% | 0.01157% | 0.01332% | 0.01332% | 0.01157% | 0.01338% | 0.0139% | 0.01338% | 0.01421% | 0.01993% | 0.01723% | 0.01723%
2462 | 0.01517% | 0.01495% | 0.01699% | 0.01396% | 0.0122% | 0.007607% | 0.01376% | 0.01101% | 0.0124% | 0.01101% | 0.0122% | 0.01396% | 0.0122% | 0.0142% | 0.01958% | 0.01396% | 0.0122% | 0.007607% | 0.01376% | 0.01101% | 0.0124% | 0.0124% | 0.01101% | 0.0122% | 0.01396% | 0.0122% | 0.0142% | 0.01958% | 0.01517% | 0.01517%
2463 | 0.01323% | 0.01236% | 0.01637% | 0.01393% | 0.01121% | 0.006952% | 0.01241% | 0.0112% | 0.0117% | 0.0112% | 0.01121% | 0.01393% | 0.01121% | 0.01397% | 0.0185% | 0.01393% | 0.01121% | 0.006952% | 0.01241% | 0.0112% | 0.0117% | 0.0117% | 0.0112% | 0.01121% | 0.01393% | 0.01121% | 0.01397% | 0.0185% | 0.01323% | 0.01323%
2464 | 0.0115% | 0.01082% | 0.01479% | 0.01381% | 0.01045% | 0.007003% | 0.01104% | 0.009518% | 0.01117% | 0.009518% | 0.01045% | 0.01381% | 0.01045% | 0.0135% | 0.01637% | 0.01381% | 0.01045% | 0.007003% | 0.01104% | 0.009518% | 0.01117% | 0.01117% | 0.009518% | 0.01045% | 0.01381% | 0.01045% | 0.0135% | 0.01637% | 0.0115% | 0.0115%
2465 | 0.01001% | 0.008946% | 0.01431% | 0.01357% | 0.009754% | 0.007539% | 0.01003% | 0.009455% | 0.01064% | 0.009455% | 0.009754% | 0.01357% | 0.009754% | 0.01285% | 0.01366% | 0.01357% | 0.009754% | 0.007539% | 0.01003% | 0.009455% | 0.01064% | 0.01064% | 0.009455% | 0.009754% | 0.01357% | 0.009754% | 0.01285% | 0.01366% | 0.01001% | 0.01001%
2466 | 0.008907% | 0.008245% | 0.01415% | 0.01315% | 0.009139% | 0.008636% | 0.00948% | 0.009549% | 0.009997% | 0.009549% | 0.009139% | 0.01315% | 0.009139% | 0.01222% | 0.01091% | 0.01315% | 0.009139% | 0.008636% | 0.00948% | 0.009549% | 0.009997% | 0.009997% | 0.009549% | 0.009139% | 0.01315% | 0.009139% | 0.01222% | 0.01091% | 0.008907% | 0.008907%
2467 | 0.009438% | 0.008044% | 0.01302% | 0.01325% | 0.009171% | 0.01057% | 0.01047% | 0.009893% | 0.009606% | 0.009893% | 0.009171% | 0.01325% | 0.009171% | 0.0126% | 0.01061% | 0.01325% | 0.009171% | 0.01057% | 0.01047% | 0.009893% | 0.009606% | 0.009606% | 0.009893% | 0.009171% | 0.01325% | 0.009171% | 0.0126% | 0.01061% | 0.009438% | 0.009438%
2468 | 0.009779% | 0.007995% | 0.01028% | 0.01275% | 0.009006% | 0.01156% | 0.01066% | 0.01012% | 0.009117% | 0.01012% | 0.009006% | 0.01275% | 0.009006% | 0.01238% | 0.01019% | 0.01275% | 0.009006% | 0.01156% | 0.01066% | 0.01012% | 0.009117% | 0.009117% | 0.01012% | 0.009006% | 0.01275% | 0.009006% | 0.01238% | 0.01019% | 0.009779% | 0.009779%
2469 | 0.007342% | 0.007896% | 0.007288% | 0.0112% | 0.008694% | 0.01178% | 0.01004% | 0.01043% | 0.008832% | 0.01043% | 0.008694% | 0.0112% | 0.008694% | 0.01061% | 0.009291% | 0.0112% | 0.008694% | 0.01178% | 0.01004% | 0.01043% | 0.008832% | 0.008832% | 0.01043% | 0.008694% | 0.0112% | 0.008694% | 0.01061% | 0.009291% | 0.007342% | 0.007342%
2470 | 0.007169% | 0.007857% | 0.00673% | 0.008932% | 0.008596% | 0.01189% | 0.009443% | 0.01062% | 0.008702% | 0.01062% | 0.008596% | 0.008932% | 0.008596% | 0.007573% | 0.008559% | 0.008932% | 0.008596% | 0.01189% | 0.009443% | 0.01062% | 0.008702% | 0.008702% | 0.01062% | 0.008596% | 0.008932% | 0.008596% | 0.007573% | 0.008559% | 0.007169% | 0.007169%
2471 | 0.007107% | 0.007838% | 0.006741% | 0.007407% | 0.008527% | 0.01196% | 0.009107% | 0.01057% | 0.008652% | 0.01057% | 0.008527% | 0.007407% | 0.008527% | 0.005622% | 0.007995% | 0.007407% | 0.008527% | 0.01196% | 0.009107% | 0.01057% | 0.008652% | 0.008652% | 0.01057% | 0.008527% | 0.007407% | 0.008527% | 0.005622% | 0.007995% | 0.007107% | 0.007107%
2472 | 0.007294% | 0.00778% | 0.006793% | 0.006523% | 0.008525% | 0.01201% | 0.008955% | 0.009025% | 0.008691% | 0.009025% | 0.008525% | 0.006523% | 0.008525% | 0.005142% | 0.007398% | 0.006523% | 0.008525% | 0.01201% | 0.008955% | 0.009025% | 0.008691% | 0.008691% | 0.009025% | 0.008525% | 0.006523% | 0.008525% | 0.005142% | 0.007398% | 0.007294% | 0.007294%
2473 | 0.006212% | 0.009458% | 0.005978% | 0.005968% | 0.00881% | 0.01282% | 0.009182% | 0.007681% | 0.008668% | 0.007681% | 0.00881% | 0.005968% | 0.00881% | 0.005426% | 0.007275% | 0.005968% | 0.00881% | 0.01282% | 0.009182% | 0.007681% | 0.008668% | 0.008668% | 0.007681% | 0.00881% | 0.005968% | 0.00881% | 0.005426% | 0.007275% | 0.006212% | 0.006212%
2474 | 0.006111% | 0.009532% | 0.005882% | 0.00589% | 0.008689% | 0.01286% | 0.009171% | 0.006988% | 0.008728% | 0.006988% | 0.008689% | 0.00589% | 0.008689% | 0.005024% | 0.007259% | 0.00589% | 0.008689% | 0.01286% | 0.009171% | 0.006988% | 0.008728% | 0.008728% | 0.006988% | 0.008689% | 0.00589% | 0.008689% | 0.005024% | 0.007259% | 0.006111% | 0.006111%
2475 | 0.006026% | 0.009577% | 0.005828% | 0.005914% | 0.00894% | 0.01286% | 0.009153% | 0.006801% | 0.009067% | 0.006801% | 0.00894% | 0.005914% | 0.00894% | 0.005143% | 0.007266% | 0.005914% | 0.00894% | 0.01286% | 0.009153% | 0.006801% | 0.009067% | 0.009067% | 0.006801% | 0.00894% | 0.005914% | 0.00894% | 0.005143% | 0.007266% | 0.006026% | 0.006026%
2476 | 0.005986% | 0.009639% | 0.005847% | 0.006065% | 0.009162% | 0.0129% | 0.009103% | 0.006953% | 0.009263% | 0.006953% | 0.009162% | 0.006065% | 0.009162% | 0.005514% | 0.007264% | 0.006065% | 0.009162% | 0.0129% | 0.009103% | 0.006953% | 0.009263% | 0.009263% | 0.006953% | 0.009162% | 0.006065% | 0.009162% | 0.005514% | 0.007264% | 0.005986% | 0.005986%
2477 | 0.005979% | 0.01031% | 0.005676% | 0.0066% | 0.009027% | 0.01283% | 0.009045% | 0.007648% | 0.009123% | 0.007648% | 0.009027% | 0.0066% | 0.009027% | 0.006099% | 0.007265% | 0.0066% | 0.009027% | 0.01283% | 0.009045% | 0.007648% | 0.009123% | 0.009123% | 0.007648% | 0.009027% | 0.0066% | 0.009027% | 0.006099% | 0.007265% | 0.005979% | 0.005979%
2478 | 0.00855% | 0.009863% | 0.007896% | 0.006517% | 0.008583% | 0.01233% | 0.007745% | 0.008732% | 0.009281% | 0.008732% | 0.008583% | 0.006517% | 0.008583% | 0.006564% | 0.005501% | 0.006517% | 0.008583% | 0.01233% | 0.007745% | 0.008732% | 0.009281% | 0.009281% | 0.008732% | 0.008583% | 0.006517% | 0.008583% | 0.006564% | 0.005501% | 0.00855% | 0.00855%
2479 | 0.006681% | 0.009913% | 0.00619% | 0.007754% | 0.008561% | 0.01177% | 0.007184% | 0.01036% | 0.009323% | 0.01036% | 0.008561% | 0.007754% | 0.008561% | 0.008532% | 0.004593% | 0.007754% | 0.008561% | 0.01177% | 0.007184% | 0.01036% | 0.009323% | 0.009323% | 0.01036% | 0.008561% | 0.007754% | 0.008561% | 0.008532% | 0.004593% | 0.006681% | 0.006681%
2480 | 0.005988% | 0.01067% | 0.005579% | 0.00987% | 0.008688% | 0.01149% | 0.007296% | 0.01261% | 0.009385% | 0.01261% | 0.008688% | 0.00987% | 0.008688% | 0.01136% | 0.004508% | 0.00987% | 0.008688% | 0.01149% | 0.007296% | 0.01261% | 0.009385% | 0.009385% | 0.01261% | 0.008688% | 0.00987% | 0.008688% | 0.01136% | 0.004508% | 0.005988% | 0.005988%
2481 | 0.005624% | 0.01187% | 0.005089% | 0.01124% | 0.009011% | 0.01114% | 0.007401% | 0.01299% | 0.009475% | 0.01299% | 0.009011% | 0.01124% | 0.009011% | 0.01267% | 0.004399% | 0.01124% | 0.009011% | 0.01114% | 0.007401% | 0.01299% | 0.009475% | 0.009475% | 0.01299% | 0.009011% | 0.01124% | 0.009011% | 0.01267% | 0.004399% | 0.005624% | 0.005624%
2482 | 0.005481% | 0.01329% | 0.004843% | 0.01208% | 0.009245% | 0.01105% | 0.007634% | 0.01388% | 0.009609% | 0.01388% | 0.009245% | 0.01208% | 0.009245% | 0.01306% | 0.004334% | 0.01208% | 0.009245% | 0.01105% | 0.007634% | 0.01388% | 0.009609% | 0.009609% | 0.01388% | 0.009245% | 0.01208% | 0.009245% | 0.01306% | 0.004334% | 0.005481% | 0.005481%
2483 | 0.005215% | 0.01424% | 0.004842% | 0.01271% | 0.009138% | 0.01074% | 0.007924% | 0.01422% | 0.009501% | 0.01422% | 0.009138% | 0.01271% | 0.009138% | 0.01316% | 0.004309% | 0.01271% | 0.009138% | 0.01074% | 0.007924% | 0.01422% | 0.009501% | 0.009501% | 0.01422% | 0.009138% | 0.01271% | 0.009138% | 0.01316% | 0.004309% | 0.005215% | 0.005215%
2484 | 0.005056% | 0.01419% | 0.004499% | 0.01324% | 0.009017% | 0.01005% | 0.008027% | 0.01405% | 0.009468% | 0.01405% | 0.009017% | 0.01324% | 0.009017% | 0.01327% | 0.004297% | 0.01324% | 0.009017% | 0.01005% | 0.008027% | 0.01405% | 0.009468% | 0.009468% | 0.01405% | 0.009017% | 0.01324% | 0.009017% | 0.01327% | 0.004297% | 0.005056% | 0.005056%
2485 | 0.004967% | 0.01358% | 0.004334% | 0.01359% | 0.009036% | 0.009002% | 0.007895% | 0.01396% | 0.009508% | 0.01396% | 0.009036% | 0.01359% | 0.009036% | 0.01346% | 0.00429% | 0.01359% | 0.009036% | 0.009002% | 0.007895% | 0.01396% | 0.009508% | 0.009508% | 0.01396% | 0.009036% | 0.01359% | 0.009036% | 0.01346% | 0.00429% | 0.004967% | 0.004967%
2486 | 0.004828% | 0.01248% | 0.004256% | 0.0137% | 0.009112% | 0.008008% | 0.00757% | 0.01397% | 0.009589% | 0.01397% | 0.009112% | 0.0137% | 0.009112% | 0.01372% | 0.004287% | 0.0137% | 0.009112% | 0.008008% | 0.00757% | 0.01397% | 0.009589% | 0.009589% | 0.01397% | 0.009112% | 0.0137% | 0.009112% | 0.01372% | 0.004287% | 0.004828% | 0.004828%
2487 | 0.004889% | 0.01142% | 0.004445% | 0.01371% | 0.009201% | 0.007412% | 0.007159% | 0.01423% | 0.009658% | 0.01423% | 0.009201% | 0.01371% | 0.009201% | 0.01399% | 0.004294% | 0.01371% | 0.009201% | 0.007412% | 0.007159% | 0.01423% | 0.009658% | 0.009658% | 0.01423% | 0.009201% | 0.01371% | 0.009201% | 0.01399% | 0.004294% | 0.004889% | 0.004889%
2488 | 0.004955% | 0.01066% | 0.004651% | 0.01368% | 0.009168% | 0.007412% | 0.006794% | 0.01236% | 0.009615% | 0.01236% | 0.009168% | 0.01368% | 0.009168% | 0.01415% | 0.004308% | 0.01368% | 0.009168% | 0.007412% | 0.006794% | 0.01236% | 0.009615% | 0.009615% | 0.01236% | 0.009168% | 0.01368% | 0.009168% | 0.01415% | 0.004308% | 0.004955% | 0.004955%
2489 | 0.005077% | 0.009909% | 0.004803% | 0.01348% | 0.009006% | 0.007892% | 0.006513% | 0.01186% | 0.009464% | 0.01186% | 0.009006% | 0.01348% | 0.009006% | 0.01419% | 0.004329% | 0.01348% | 0.009006% | 0.007892% | 0.006513% | 0.01186% | 0.009464% | 0.009464% | 0.01186% | 0.009006% | 0.01348% | 0.009006% | 0.01419% | 0.004329% | 0.005077% | 0.005077%
2490 | 0.005434% | 0.009558% | 0.00513% | 0.01296% | 0.008698% | 0.008958% | 0.006365% | 0.01153% | 0.009205% | 0.01153% | 0.008698% | 0.01296% | 0.008698% | 0.01401% | 0.004354% | 0.01296% | 0.008698% | 0.008958% | 0.006365% | 0.01153% | 0.009205% | 0.009205% | 0.01153% | 0.008698% | 0.01296% | 0.008698% | 0.01401% | 0.004354% | 0.005434% | 0.005434%
2491 | 0.00714% | 0.009531% | 0.006587% | 0.01295% | 0.008971% | 0.01089% | 0.00771% | 0.0115% | 0.009375% | 0.0115% | 0.008971% | 0.01295% | 0.008971% | 0.01451% | 0.006025% | 0.01295% | 0.008971% | 0.01089% | 0.00771% | 0.0115% | 0.009375% | 0.009375% | 0.0115% | 0.008971% | 0.01295% | 0.008971% | 0.01451% | 0.006025% | 0.00714% | 0.00714%
2492 | 0.008151% | 0.009587% | 0.007622% | 0.0124% | 0.009048% | 0.01181% | 0.008562% | 0.01112% | 0.00925% | 0.01112% | 0.009048% | 0.0124% | 0.009048% | 0.01435% | 0.007044% | 0.0124% | 0.009048% | 0.01181% | 0.008562% | 0.01112% | 0.00925% | 0.00925% | 0.01112% | 0.009048% | 0.0124% | 0.009048% | 0.01435% | 0.007044% | 0.008151% | 0.008151%
2493 | 0.006497% | 0.009587% | 0.006405% | 0.0108% | 0.00868% | 0.01208% | 0.008665% | 0.01069% | 0.0089% | 0.01069% | 0.00868% | 0.0108% | 0.00868% | 0.01245% | 0.007065% | 0.0108% | 0.00868% | 0.01208% | 0.008665% | 0.01069% | 0.0089% | 0.0089% | 0.01069% | 0.00868% | 0.0108% | 0.00868% | 0.01245% | 0.007065% | 0.006497% | 0.006497%
2494 | 0.006473% | 0.009589% | 0.006322% | 0.008513% | 0.008558% | 0.01231% | 0.008795% | 0.01022% | 0.008633% | 0.01022% | 0.008558% | 0.008513% | 0.008558% | 0.009075% | 0.007094% | 0.008513% | 0.008558% | 0.01231% | 0.008795% | 0.01022% | 0.008633% | 0.008633% | 0.01022% | 0.008558% | 0.008513% | 0.008558% | 0.009075% | 0.007094% | 0.006473% | 0.006473%
2495 | 0.006354% | 0.009627% | 0.006187% | 0.006936% | 0.008519% | 0.01237% | 0.008924% | 0.009179% | 0.008556% | 0.009179% | 0.008519% | 0.006936% | 0.008519% | 0.006664% | 0.007124% | 0.006936% | 0.008519% | 0.01237% | 0.008924% | 0.009179% | 0.008556% | 0.008556% | 0.009179% | 0.008519% | 0.006936% | 0.008519% | 0.006664% | 0.007124% | 0.006354% | 0.006354%
2496 | 0.006397% | 0.009031% | 0.006089% | 0.006322% | 0.008538% | 0.01234% | 0.008972% | 0.008361% | 0.008587% | 0.008361% | 0.008538% | 0.006322% | 0.008538% | 0.005561% | 0.007145% | 0.006322% | 0.008538% | 0.01234% | 0.008972% | 0.008361% | 0.008587% | 0.008587% | 0.008361% | 0.008538% | 0.006322% | 0.008538% | 0.005561% | 0.007145% | 0.006397% | 0.006397%
2497 | 0.005476% | 0.007486% | 0.00539% | 0.006231% | 0.007635% | 0.01248% | 0.007795% | 0.008445% | 0.007877% | 0.008445% | 0.007635% | 0.006231% | 0.007635% | 0.005056% | 0.007046% | 0.006231% | 0.007635% | 0.01248% | 0.007795% | 0.008445% | 0.007877% | 0.007877% | 0.008445% | 0.007635% | 0.006231% | 0.007635% | 0.005056% | 0.007046% | 0.005476% | 0.005476%
2498 | 0.005524% | 0.007427% | 0.005456% | 0.006143% | 0.007754% | 0.01254% | 0.007902% | 0.007921% | 0.007953% | 0.007921% | 0.007754% | 0.006143% | 0.007754% | 0.004802% | 0.007065% | 0.006143% | 0.007754% | 0.01254% | 0.007902% | 0.007921% | 0.007953% | 0.007953% | 0.007921% | 0.007754% | 0.006143% | 0.007754% | 0.004802% | 0.007065% | 0.005524% | 0.005524%
2499 | 0.005436% | 0.00736% | 0.005278% | 0.006131% | 0.00768% | 0.0126% | 0.007982% | 0.007586% | 0.007746% | 0.007586% | 0.00768% | 0.006131% | 0.00768% | 0.004829% | 0.0071% | 0.006131% | 0.00768% | 0.0126% | 0.007982% | 0.007586% | 0.007746% | 0.007746% | 0.007586% | 0.00768% | 0.006131% | 0.00768% | 0.004829% | 0.0071% | 0.005436% | 0.005436%
2500 | 0.005491% | 0.007341% | 0.005335% | 0.006203% | 0.007794% | 0.01269% | 0.008116% | 0.007777% | 0.007854% | 0.007777% | 0.007794% | 0.006203% | 0.007794% | 0.005262% | 0.007124% | 0.006203% | 0.007794% | 0.01269% | 0.008116% | 0.007777% | 0.007854% | 0.007854% | 0.007777% | 0.007794% | 0.006203% | 0.007794% | 0.005262% | 0.007124% | 0.005491% | 0.005491%
2501 | 0.005555% | 0.007367% | 0.005366% | 0.006887% | 0.00798% | 0.01281% | 0.008343% | 0.008453% | 0.007974% | 0.008453% | 0.00798% | 0.006887% | 0.00798% | 0.00622% | 0.007155% | 0.006887% | 0.00798% | 0.01281% | 0.008343% | 0.008453% | 0.007974% | 0.007974% | 0.008453% | 0.00798% | 0.006887% | 0.00798% | 0.00622% | 0.007155% | 0.005555% | 0.005555%
2502 | 0.008354% | 0.007248% | 0.007493% | 0.006408% | 0.007255% | 0.01207% | 0.006901% | 0.008678% | 0.007595% | 0.008678% | 0.007255% | 0.006408% | 0.007255% | 0.006641% | 0.005357% | 0.006408% | 0.007255% | 0.01207% | 0.006901% | 0.008678% | 0.007595% | 0.007595% | 0.008678% | 0.007255% | 0.006408% | 0.007255% | 0.006641% | 0.005357% | 0.008354% | 0.008354%
2503 | 0.005318% | 0.008108% | 0.005079% | 0.006711% | 0.00699% | 0.01133% | 0.006339% | 0.009528% | 0.007357% | 0.009528% | 0.00699% | 0.006711% | 0.00699% | 0.007723% | 0.004487% | 0.006711% | 0.00699% | 0.01133% | 0.006339% | 0.009528% | 0.007357% | 0.007357% | 0.009528% | 0.00699% | 0.006711% | 0.00699% | 0.007723% | 0.004487% | 0.005318% | 0.005318%
2504 | 0.005796% | 0.00823% | 0.005198% | 0.007759% | 0.007367% | 0.01118% | 0.006651% | 0.01184% | 0.007799% | 0.01184% | 0.007367% | 0.007759% | 0.007367% | 0.009731% | 0.004404% | 0.007759% | 0.007367% | 0.01118% | 0.006651% | 0.01184% | 0.007799% | 0.007799% | 0.01184% | 0.007367% | 0.007759% | 0.007367% | 0.009731% | 0.004404% | 0.005796% | 0.005796%
2505 | 0.005403% | 0.00884% | 0.004854% | 0.008964% | 0.007294% | 0.01114% | 0.006475% | 0.01276% | 0.007667% | 0.01276% | 0.007294% | 0.008964% | 0.007294% | 0.01131% | 0.00435% | 0.008964% | 0.007294% | 0.01114% | 0.006475% | 0.01276% | 0.007667% | 0.007667% | 0.01276% | 0.007294% | 0.008964% | 0.007294% | 0.01131% | 0.00435% | 0.005403% | 0.005403%
2506 | 0.005071% | 0.009744% | 0.004576% | 0.0102% | 0.006996% | 0.01127% | 0.006146% | 0.01319% | 0.007333% | 0.01319% | 0.006996% | 0.0102% | 0.006996% | 0.01241% | 0.004316% | 0.0102% | 0.006996% | 0.01127% | 0.006146% | 0.01319% | 0.007333% | 0.007333% | 0.01319% | 0.006996% | 0.0102% | 0.006996% | 0.01241% | 0.004316% | 0.005071% | 0.005071%
2507 | 0.004659% | 0.01089% | 0.00449% | 0.01139% | 0.006779% | 0.01115% | 0.005878% | 0.01355% | 0.007138% | 0.01355% | 0.006779% | 0.01139% | 0.006779% | 0.0131% | 0.004295% | 0.01139% | 0.006779% | 0.01115% | 0.005878% | 0.01355% | 0.007138% | 0.007138% | 0.01355% | 0.006779% | 0.01139% | 0.006779% | 0.0131% | 0.004295% | 0.004659% | 0.004659%
2508 | 0.004679% | 0.01146% | 0.004131% | 0.01258% | 0.006778% | 0.01075% | 0.005858% | 0.01372% | 0.007167% | 0.01372% | 0.006778% | 0.01258% | 0.006778% | 0.01358% | 0.004287% | 0.01258% | 0.006778% | 0.01075% | 0.005858% | 0.01372% | 0.007167% | 0.007167% | 0.01372% | 0.006778% | 0.01258% | 0.006778% | 0.01358% | 0.004287% | 0.004679% | 0.004679%
2509 | 0.004676% | 0.01157% | 0.004355% | 0.01336% | 0.006797% | 0.009909% | 0.005871% | 0.01395% | 0.007179% | 0.01395% | 0.006797% | 0.01336% | 0.006797% | 0.01398% | 0.00429% | 0.01336% | 0.006797% | 0.009909% | 0.005871% | 0.01395% | 0.007179% | 0.007179% | 0.01395% | 0.006797% | 0.01336% | 0.006797% | 0.01398% | 0.00429% | 0.004676% | 0.004676%
2510 | 0.004558% | 0.01108% | 0.004344% | 0.01378% | 0.006888% | 0.008935% | 0.005915% | 0.01423% | 0.007229% | 0.01423% | 0.006888% | 0.01378% | 0.006888% | 0.01435% | 0.004301% | 0.01378% | 0.006888% | 0.008935% | 0.005915% | 0.01423% | 0.007229% | 0.007229% | 0.01423% | 0.006888% | 0.01378% | 0.006888% | 0.01435% | 0.004301% | 0.004558% | 0.004558%
2511 | 0.004939% | 0.0101% | 0.004558% | 0.01376% | 0.006958% | 0.008434% | 0.00592% | 0.01444% | 0.007293% | 0.01444% | 0.006958% | 0.01376% | 0.006958% | 0.01458% | 0.004314% | 0.01376% | 0.006958% | 0.008434% | 0.00592% | 0.01444% | 0.007293% | 0.007293% | 0.01444% | 0.006958% | 0.01376% | 0.006958% | 0.01458% | 0.004314% | 0.004939% | 0.004939%
2512 | 0.005158% | 0.009195% | 0.004566% | 0.01325% | 0.006904% | 0.008477% | 0.005799% | 0.01233% | 0.007399% | 0.01233% | 0.006904% | 0.01325% | 0.006904% | 0.01444% | 0.004324% | 0.01325% | 0.006904% | 0.008477% | 0.005799% | 0.01233% | 0.007399% | 0.007399% | 0.01233% | 0.006904% | 0.01325% | 0.006904% | 0.01444% | 0.004324% | 0.005158% | 0.005158%
2513 | 0.005094% | 0.008348% | 0.004547% | 0.01242% | 0.006677% | 0.00893% | 0.005567% | 0.01152% | 0.007359% | 0.01152% | 0.006677% | 0.01242% | 0.006677% | 0.01378% | 0.004321% | 0.01242% | 0.006677% | 0.00893% | 0.005567% | 0.01152% | 0.007359% | 0.007359% | 0.01152% | 0.006677% | 0.01242% | 0.006677% | 0.01378% | 0.004321% | 0.005094% | 0.005094%
2514 | 0.005224% | 0.00786% | 0.0046% | 0.01132% | 0.006366% | 0.009795% | 0.005329% | 0.01115% | 0.00712% | 0.01115% | 0.006366% | 0.01132% | 0.006366% | 0.01264% | 0.004311% | 0.01132% | 0.006366% | 0.009795% | 0.005329% | 0.01115% | 0.00712% | 0.00712% | 0.01115% | 0.006366% | 0.01132% | 0.006366% | 0.01264% | 0.004311% | 0.005224% | 0.005224%
2515 | 0.006328% | 0.007801% | 0.005438% | 0.01076% | 0.006703% | 0.01141% | 0.006354% | 0.01107% | 0.007126% | 0.01107% | 0.006703% | 0.01076% | 0.006703% | 0.01207% | 0.005855% | 0.01076% | 0.006703% | 0.01141% | 0.006354% | 0.01107% | 0.007126% | 0.007126% | 0.01107% | 0.006703% | 0.01076% | 0.006703% | 0.01207% | 0.005855% | 0.006328% | 0.006328%
2516 | 0.007096% | 0.007745% | 0.006468% | 0.01006% | 0.00699% | 0.01213% | 0.007195% | 0.01083% | 0.007172% | 0.01083% | 0.00699% | 0.01006% | 0.00699% | 0.01121% | 0.006992% | 0.01006% | 0.00699% | 0.01213% | 0.007195% | 0.01083% | 0.007172% | 0.007172% | 0.01083% | 0.00699% | 0.01006% | 0.00699% | 0.01121% | 0.006992% | 0.007096% | 0.007096%
2517 | 0.00556% | 0.00762% | 0.005357% | 0.00902% | 0.007038% | 0.01221% | 0.007253% | 0.01045% | 0.007229% | 0.01045% | 0.007038% | 0.00902% | 0.007038% | 0.009617% | 0.007019% | 0.00902% | 0.007038% | 0.01221% | 0.007253% | 0.01045% | 0.007229% | 0.007229% | 0.01045% | 0.007038% | 0.00902% | 0.007038% | 0.009617% | 0.007019% | 0.00556% | 0.00556%
2518 | 0.005491% | 0.007554% | 0.005406% | 0.008086% | 0.007165% | 0.01231% | 0.00739% | 0.01014% | 0.007341% | 0.01014% | 0.007165% | 0.008086% | 0.007165% | 0.008054% | 0.007031% | 0.008086% | 0.007165% | 0.01231% | 0.00739% | 0.01014% | 0.007341% | 0.007341% | 0.01014% | 0.007165% | 0.008086% | 0.007165% | 0.008054% | 0.007031% | 0.005491% | 0.005491%
2519 | 0.005515% | 0.007515% | 0.005391% | 0.007363% | 0.007311% | 0.01227% | 0.007539% | 0.009348% | 0.007494% | 0.009348% | 0.007311% | 0.007363% | 0.007311% | 0.006561% | 0.007049% | 0.007363% | 0.007311% | 0.01227% | 0.007539% | 0.009348% | 0.007494% | 0.007494% | 0.009348% | 0.007311% | 0.007363% | 0.007311% | 0.006561% | 0.007049% | 0.005515% | 0.005515%
2520 | 0.005556% | 0.008031% | 0.005392% | 0.006484% | 0.007793% | 0.01231% | 0.008043% | 0.008721% | 0.007861% | 0.008721% | 0.007793% | 0.006484% | 0.007793% | 0.005522% | 0.007041% | 0.006484% | 0.007793% | 0.01231% | 0.008043% | 0.008721% | 0.007861% | 0.007861% | 0.008721% | 0.007793% | 0.006484% | 0.007793% | 0.005522% | 0.007041% | 0.005556% | 0.005556%
2521 | 0.007044% | 0.007838% | 0.006715% | 0.005977% | 0.008354% | 0.01142% | 0.008896% | 0.007535% | 0.008372% | 0.007535% | 0.008354% | 0.005977% | 0.008354% | 0.004912% | 0.00708% | 0.005977% | 0.008354% | 0.01142% | 0.008896% | 0.007535% | 0.008372% | 0.008372% | 0.007535% | 0.008354% | 0.005977% | 0.008354% | 0.004912% | 0.00708% | 0.007044% | 0.007044%
2522 | 0.007111% | 0.007802% | 0.006752% | 0.005844% | 0.00837% | 0.01156% | 0.008947% | 0.00653% | 0.00855% | 0.00653% | 0.00837% | 0.005844% | 0.00837% | 0.004962% | 0.00716% | 0.005844% | 0.00837% | 0.01156% | 0.008947% | 0.00653% | 0.00855% | 0.00855% | 0.00653% | 0.00837% | 0.005844% | 0.00837% | 0.004962% | 0.00716% | 0.007111% | 0.007111%
2523 | 0.007467% | 0.007781% | 0.006742% | 0.005828% | 0.008475% | 0.01165% | 0.009013% | 0.005789% | 0.009017% | 0.005789% | 0.008475% | 0.005828% | 0.008475% | 0.005219% | 0.007437% | 0.005828% | 0.008475% | 0.01165% | 0.009013% | 0.005789% | 0.009017% | 0.009017% | 0.005789% | 0.008475% | 0.005828% | 0.008475% | 0.005219% | 0.007437% | 0.007467% | 0.007467%
2524 | 0.008492% | 0.007745% | 0.0067% | 0.005989% | 0.008979% | 0.01173% | 0.009343% | 0.005743% | 0.009651% | 0.005743% | 0.008979% | 0.005989% | 0.008979% | 0.005661% | 0.008173% | 0.005989% | 0.008979% | 0.01173% | 0.009343% | 0.005743% | 0.009651% | 0.009651% | 0.005743% | 0.008979% | 0.005989% | 0.008979% | 0.005661% | 0.008173% | 0.008492% | 0.008492%
2525 | 0.01063% | 0.008392% | 0.006877% | 0.006812% | 0.009889% | 0.01159% | 0.01017% | 0.006792% | 0.01041% | 0.006792% | 0.009889% | 0.006812% | 0.009889% | 0.006261% | 0.009596% | 0.006812% | 0.009889% | 0.01159% | 0.01017% | 0.006792% | 0.01041% | 0.01041% | 0.006792% | 0.009889% | 0.006812% | 0.009889% | 0.006261% | 0.009596% | 0.01063% | 0.01063%
2526 | 0.01472% | 0.008191% | 0.01122% | 0.006758% | 0.01082% | 0.01116% | 0.01011% | 0.008267% | 0.01169% | 0.008267% | 0.01082% | 0.006758% | 0.01082% | 0.006759% | 0.01019% | 0.006758% | 0.01082% | 0.01116% | 0.01011% | 0.008267% | 0.01169% | 0.01169% | 0.008267% | 0.01082% | 0.006758% | 0.01082% | 0.006759% | 0.01019% | 0.01472% | 0.01472%
2527 | 0.01599% | 0.009323% | 0.01398% | 0.008053% | 0.01219% | 0.01078% | 0.01113% | 0.01064% | 0.0128% | 0.01064% | 0.01219% | 0.008053% | 0.01219% | 0.008698% | 0.01241% | 0.008053% | 0.01219% | 0.01078% | 0.01113% | 0.01064% | 0.0128% | 0.0128% | 0.01064% | 0.01219% | 0.008053% | 0.01219% | 0.008698% | 0.01241% | 0.01599% | 0.01599%
2528 | 0.01795% | 0.01237% | 0.01607% | 0.01033% | 0.0139% | 0.0107% | 0.01273% | 0.01316% | 0.01397% | 0.01316% | 0.0139% | 0.01033% | 0.0139% | 0.01167% | 0.0152% | 0.01033% | 0.0139% | 0.0107% | 0.01273% | 0.01316% | 0.01397% | 0.01397% | 0.01316% | 0.0139% | 0.01033% | 0.0139% | 0.01167% | 0.0152% | 0.01795% | 0.01795%
2529 | 0.01953% | 0.01577% | 0.0173% | 0.01198% | 0.01523% | 0.01106% | 0.01421% | 0.01348% | 0.01495% | 0.01348% | 0.01523% | 0.01198% | 0.01523% | 0.01334% | 0.01735% | 0.01198% | 0.01523% | 0.01106% | 0.01421% | 0.01348% | 0.01495% | 0.01495% | 0.01348% | 0.01523% | 0.01198% | 0.01523% | 0.01334% | 0.01735% | 0.01953% | 0.01953%
2530 | 0.02072% | 0.0184% | 0.01853% | 0.01311% | 0.01589% | 0.0115% | 0.0154% | 0.01373% | 0.01524% | 0.01373% | 0.01589% | 0.01311% | 0.01589% | 0.01426% | 0.01885% | 0.01311% | 0.01589% | 0.0115% | 0.0154% | 0.01373% | 0.01524% | 0.01524% | 0.01373% | 0.01589% | 0.01311% | 0.01589% | 0.01426% | 0.01885% | 0.02072% | 0.02072%
2531 | 0.02113% | 0.01933% | 0.01923% | 0.01397% | 0.01584% | 0.01145% | 0.01598% | 0.01342% | 0.01508% | 0.01342% | 0.01584% | 0.01397% | 0.01584% | 0.01493% | 0.01981% | 0.01397% | 0.01584% | 0.01145% | 0.01598% | 0.01342% | 0.01508% | 0.01508% | 0.01342% | 0.01584% | 0.01397% | 0.01584% | 0.01493% | 0.01981% | 0.02113% | 0.02113%
2532 | 0.02086% | 0.01915% | 0.0199% | 0.01462% | 0.01536% | 0.01082% | 0.01602% | 0.0125% | 0.01476% | 0.0125% | 0.01536% | 0.01462% | 0.01536% | 0.01545% | 0.02019% | 0.01462% | 0.01536% | 0.01082% | 0.01602% | 0.0125% | 0.01476% | 0.01476% | 0.0125% | 0.01536% | 0.01462% | 0.01536% | 0.01545% | 0.02019% | 0.02086% | 0.02086%
2533 | 0.01964% | 0.01846% | 0.02025% | 0.01507% | 0.01442% | 0.009665% | 0.01568% | 0.01165% | 0.01416% | 0.01165% | 0.01442% | 0.01507% | 0.01442% | 0.01589% | 0.02016% | 0.01507% | 0.01442% | 0.009665% | 0.01568% | 0.01165% | 0.01416% | 0.01416% | 0.01165% | 0.01442% | 0.01507% | 0.01442% | 0.01589% | 0.02016% | 0.01964% | 0.01964%
2534 | 0.01753% | 0.01582% | 0.01923% | 0.01527% | 0.01329% | 0.00879% | 0.0148% | 0.01132% | 0.01333% | 0.01132% | 0.01329% | 0.01527% | 0.01329% | 0.0159% | 0.01982% | 0.01527% | 0.01329% | 0.00879% | 0.0148% | 0.01132% | 0.01333% | 0.01333% | 0.01132% | 0.01329% | 0.01527% | 0.01329% | 0.0159% | 0.01982% | 0.01753% | 0.01753%
2535 | 0.01564% | 0.01327% | 0.01851% | 0.01528% | 0.01243% | 0.008234% | 0.01349% | 0.01173% | 0.01281% | 0.01173% | 0.01243% | 0.01528% | 0.01243% | 0.0156% | 0.01876% | 0.01528% | 0.01243% | 0.008234% | 0.01349% | 0.01173% | 0.01281% | 0.01281% | 0.01173% | 0.01243% | 0.01528% | 0.01243% | 0.0156% | 0.01876% | 0.01564% | 0.01564%
2536 | 0.01362% | 0.01176% | 0.01666% | 0.01516% | 0.01164% | 0.008148% | 0.01204% | 0.01005% | 0.01241% | 0.01005% | 0.01164% | 0.01516% | 0.01164% | 0.01501% | 0.01663% | 0.01516% | 0.01164% | 0.008148% | 0.01204% | 0.01005% | 0.01241% | 0.01241% | 0.01005% | 0.01164% | 0.01516% | 0.01164% | 0.01501% | 0.01663% | 0.01362% | 0.01362%
2537 | 0.01156% | 0.009851% | 0.01558% | 0.01472% | 0.01068% | 0.008293% | 0.01075% | 0.009952% | 0.01168% | 0.009952% | 0.01068% | 0.01472% | 0.01068% | 0.01403% | 0.01385% | 0.01472% | 0.01068% | 0.008293% | 0.01075% | 0.009952% | 0.01168% | 0.01168% | 0.009952% | 0.01068% | 0.01472% | 0.01068% | 0.01403% | 0.01385% | 0.01156% | 0.01156%
2538 | 0.009484% | 0.008916% | 0.01464% | 0.01392% | 0.009573% | 0.009026% | 0.009811% | 0.009695% | 0.01049% | 0.009695% | 0.009573% | 0.01392% | 0.009573% | 0.01292% | 0.011% | 0.01392% | 0.009573% | 0.009026% | 0.009811% | 0.009695% | 0.01049% | 0.01049% | 0.009695% | 0.009573% | 0.01392% | 0.009573% | 0.01292% | 0.011% | 0.009484% | 0.009484%
2539 | 0.009108% | 0.008532% | 0.01268% | 0.01348% | 0.009137% | 0.01045% | 0.01018% | 0.009665% | 0.009578% | 0.009665% | 0.009137% | 0.01348% | 0.009137% | 0.01275% | 0.01028% | 0.01348% | 0.009137% | 0.01045% | 0.01018% | 0.009665% | 0.009578% | 0.009578% | 0.009665% | 0.009137% | 0.01348% | 0.009137% | 0.01275% | 0.01028% | 0.009108% | 0.009108%
2540 | 0.009447% | 0.008339% | 0.009642% | 0.01292% | 0.008986% | 0.01127% | 0.01049% | 0.009921% | 0.009012% | 0.009921% | 0.008986% | 0.01292% | 0.008986% | 0.01247% | 0.01016% | 0.01292% | 0.008986% | 0.01127% | 0.01049% | 0.009921% | 0.009012% | 0.009012% | 0.009921% | 0.008986% | 0.01292% | 0.008986% | 0.01247% | 0.01016% | 0.009447% | 0.009447%
2541 | 0.007515% | 0.008135% | 0.007238% | 0.01124% | 0.00862% | 0.01139% | 0.009828% | 0.01021% | 0.008639% | 0.01021% | 0.00862% | 0.01124% | 0.00862% | 0.01057% | 0.009241% | 0.01124% | 0.00862% | 0.01139% | 0.009828% | 0.01021% | 0.008639% | 0.008639% | 0.01021% | 0.00862% | 0.01124% | 0.00862% | 0.01057% | 0.009241% | 0.007515% | 0.007515%
2542 | 0.007259% | 0.008071% | 0.006615% | 0.008903% | 0.008476% | 0.01153% | 0.009216% | 0.01047% | 0.008502% | 0.01047% | 0.008476% | 0.008903% | 0.008476% | 0.007451% | 0.008523% | 0.008903% | 0.008476% | 0.01153% | 0.009216% | 0.01047% | 0.008502% | 0.008502% | 0.01047% | 0.008476% | 0.008903% | 0.008476% | 0.007451% | 0.008523% | 0.007259% | 0.007259%
2543 | 0.007166% | 0.007988% | 0.00663% | 0.007354% | 0.008391% | 0.01162% | 0.008863% | 0.01047% | 0.008434% | 0.01047% | 0.008391% | 0.007354% | 0.008391% | 0.00545% | 0.007964% | 0.007354% | 0.008391% | 0.01162% | 0.008863% | 0.01047% | 0.008434% | 0.008434% | 0.01047% | 0.008391% | 0.007354% | 0.008391% | 0.00545% | 0.007964% | 0.007166% | 0.007166%
2544 | 0.006768% | 0.007832% | 0.006283% | 0.006495% | 0.008145% | 0.01184% | 0.008459% | 0.008976% | 0.0082% | 0.008976% | 0.008145% | 0.006495% | 0.008145% | 0.005077% | 0.007304% | 0.006495% | 0.008145% | 0.01184% | 0.008459% | 0.008976% | 0.0082% | 0.0082% | 0.008976% | 0.008145% | 0.006495% | 0.008145% | 0.005077% | 0.007304% | 0.006768% | 0.006768%
2545 | 0.007276% | 0.007903% | 0.006708% | 0.006007% | 0.008316% | 0.01181% | 0.008668% | 0.007531% | 0.008352% | 0.007531% | 0.008316% | 0.006007% | 0.008316% | 0.004945% | 0.007165% | 0.006007% | 0.008316% | 0.01181% | 0.008668% | 0.007531% | 0.008352% | 0.008352% | 0.007531% | 0.008316% | 0.006007% | 0.008316% | 0.004945% | 0.007165% | 0.007276% | 0.007276%
2546 | 0.007347% | 0.007821% | 0.006716% | 0.005861% | 0.008313% | 0.01193% | 0.008702% | 0.006537% | 0.0085% | 0.006537% | 0.008313% | 0.005861% | 0.008313% | 0.004985% | 0.007229% | 0.005861% | 0.008313% | 0.01193% | 0.008702% | 0.006537% | 0.0085% | 0.0085% | 0.006537% | 0.008313% | 0.005861% | 0.008313% | 0.004985% | 0.007229% | 0.007347% | 0.007347%
2547 | 0.007646% | 0.007727% | 0.006704% | 0.005848% | 0.008394% | 0.01206% | 0.008797% | 0.005816% | 0.008919% | 0.005816% | 0.008394% | 0.005848% | 0.008394% | 0.005251% | 0.007492% | 0.005848% | 0.008394% | 0.01206% | 0.008797% | 0.005816% | 0.008919% | 0.008919% | 0.005816% | 0.008394% | 0.005848% | 0.008394% | 0.005251% | 0.007492% | 0.007646% | 0.007646%
2548 | 0.008611% | 0.007723% | 0.006813% | 0.006016% | 0.008878% | 0.01214% | 0.009115% | 0.005799% | 0.009555% | 0.005799% | 0.008878% | 0.006016% | 0.008878% | 0.005673% | 0.008177% | 0.006016% | 0.008878% | 0.01214% | 0.009115% | 0.005799% | 0.009555% | 0.009555% | 0.005799% | 0.008878% | 0.006016% | 0.008878% | 0.005673% | 0.008177% | 0.008611% | 0.008611%
2549 | 0.01075% | 0.008402% | 0.006945% | 0.006887% | 0.009776% | 0.01206% | 0.009978% | 0.006855% | 0.0104% | 0.006855% | 0.009776% | 0.006887% | 0.009776% | 0.006339% | 0.009606% | 0.006887% | 0.009776% | 0.01206% | 0.009978% | 0.006855% | 0.0104% | 0.0104% | 0.006855% | 0.009776% | 0.006887% | 0.009776% | 0.006339% | 0.009606% | 0.01075% | 0.01075%
2550 | 0.01471% | 0.008214% | 0.01102% | 0.006849% | 0.01068% | 0.01154% | 0.009975% | 0.008345% | 0.0117% | 0.008345% | 0.01068% | 0.006849% | 0.01068% | 0.006871% | 0.01023% | 0.006849% | 0.01068% | 0.01154% | 0.009975% | 0.008345% | 0.0117% | 0.0117% | 0.008345% | 0.01068% | 0.006849% | 0.01068% | 0.006871% | 0.01023% | 0.01471% | 0.01471%
2551 | 0.01607% | 0.009359% | 0.01397% | 0.008162% | 0.0121% | 0.01104% | 0.01107% | 0.01067% | 0.01286% | 0.01067% | 0.0121% | 0.008162% | 0.0121% | 0.008882% | 0.01241% | 0.008162% | 0.0121% | 0.01104% | 0.01107% | 0.01067% | 0.01286% | 0.01286% | 0.01067% | 0.0121% | 0.008162% | 0.0121% | 0.008882% | 0.01241% | 0.01607% | 0.01607%
2552 | 0.018% | 0.01241% | 0.01626% | 0.01045% | 0.01376% | 0.01084% | 0.01272% | 0.01307% | 0.01392% | 0.01307% | 0.01376% | 0.01045% | 0.01376% | 0.01192% | 0.01514% | 0.01045% | 0.01376% | 0.01084% | 0.01272% | 0.01307% | 0.01392% | 0.01392% | 0.01307% | 0.01376% | 0.01045% | 0.01376% | 0.01192% | 0.01514% | 0.018% | 0.018%
2553 | 0.01952% | 0.01584% | 0.01741% | 0.01203% | 0.01511% | 0.01085% | 0.01425% | 0.01332% | 0.01492% | 0.01332% | 0.01511% | 0.01203% | 0.01511% | 0.01351% | 0.01725% | 0.01203% | 0.01511% | 0.01085% | 0.01425% | 0.01332% | 0.01492% | 0.01492% | 0.01332% | 0.01511% | 0.01203% | 0.01511% | 0.01351% | 0.01725% | 0.01952% | 0.01952%
2554 | 0.02048% | 0.01844% | 0.01858% | 0.01313% | 0.01586% | 0.01098% | 0.01548% | 0.0136% | 0.01531% | 0.0136% | 0.01586% | 0.01313% | 0.01586% | 0.01434% | 0.01875% | 0.01313% | 0.01586% | 0.01098% | 0.01548% | 0.0136% | 0.01531% | 0.01531% | 0.0136% | 0.01586% | 0.01313% | 0.01586% | 0.01434% | 0.01875% | 0.02048% | 0.02048%
2555 | 0.02082% | 0.01938% | 0.01925% | 0.014% | 0.01582% | 0.01085% | 0.01607% | 0.01333% | 0.01517% | 0.01333% | 0.01582% | 0.014% | 0.01582% | 0.01493% | 0.01971% | 0.014% | 0.01582% | 0.01085% | 0.01607% | 0.01333% | 0.01517% | 0.01517% | 0.01333% | 0.01582% | 0.014% | 0.01582% | 0.01493% | 0.01971% | 0.02082% | 0.02082%
2556 | 0.02032% | 0.01915% | 0.01976% | 0.0146% | 0.01529% | 0.01016% | 0.01604% | 0.01243% | 0.01484% | 0.01243% | 0.01529% | 0.0146% | 0.01529% | 0.01525% | 0.0201% | 0.0146% | 0.01529% | 0.01016% | 0.01604% | 0.01243% | 0.01484% | 0.01484% | 0.01243% | 0.01529% | 0.0146% | 0.01529% | 0.01525% | 0.0201% | 0.02032% | 0.02032%
2557 | 0.01874% | 0.01837% | 0.01975% | 0.01487% | 0.01426% | 0.009112% | 0.01558% | 0.01148% | 0.01416% | 0.01148% | 0.01426% | 0.01487% | 0.01426% | 0.01542% | 0.02006% | 0.01487% | 0.01426% | 0.009112% | 0.01558% | 0.01148% | 0.01416% | 0.01416% | 0.01148% | 0.01426% | 0.01487% | 0.01426% | 0.01542% | 0.02006% | 0.01874% | 0.01874%
2558 | 0.01626% | 0.0156% | 0.01843% | 0.01475% | 0.01274% | 0.008134% | 0.01451% | 0.01093% | 0.01271% | 0.01093% | 0.01274% | 0.01475% | 0.01274% | 0.01527% | 0.01967% | 0.01475% | 0.01274% | 0.008134% | 0.01451% | 0.01093% | 0.01271% | 0.01271% | 0.01093% | 0.01274% | 0.01475% | 0.01274% | 0.01527% | 0.01967% | 0.01626% | 0.01626%
2559 | 0.01383% | 0.01279% | 0.01747% | 0.01452% | 0.0116% | 0.007512% | 0.01303% | 0.01125% | 0.01166% | 0.01125% | 0.0116% | 0.01452% | 0.0116% | 0.0148% | 0.01858% | 0.01452% | 0.0116% | 0.007512% | 0.01303% | 0.01125% | 0.01166% | 0.01166% | 0.01125% | 0.0116% | 0.01452% | 0.0116% | 0.0148% | 0.01858% | 0.01383% | 0.01383%
2560 | 0.01186% | 0.01114% | 0.01562% | 0.01435% | 0.01078% | 0.007469% | 0.01157% | 0.009536% | 0.01109% | 0.009536% | 0.01078% | 0.01435% | 0.01078% | 0.01421% | 0.01645% | 0.01435% | 0.01078% | 0.007469% | 0.01157% | 0.009536% | 0.01109% | 0.01109% | 0.009536% | 0.01078% | 0.01435% | 0.01078% | 0.01421% | 0.01645% | 0.01186% | 0.01186%
2561 | 0.01024% | 0.009235% | 0.01497% | 0.01404% | 0.01009% | 0.007759% | 0.01045% | 0.009542% | 0.01065% | 0.009542% | 0.01009% | 0.01404% | 0.01009% | 0.01343% | 0.01373% | 0.01404% | 0.01009% | 0.007759% | 0.01045% | 0.009542% | 0.01065% | 0.01065% | 0.009542% | 0.01009% | 0.01404% | 0.01009% | 0.01343% | 0.01373% | 0.01024% | 0.01024%
2562 | 0.008884% | 0.008443% | 0.01456% | 0.0135% | 0.009367% | 0.008697% | 0.009729% | 0.009546% | 0.01007% | 0.009546% | 0.009367% | 0.0135% | 0.009367% | 0.01262% | 0.01094% | 0.0135% | 0.009367% | 0.008697% | 0.009729% | 0.009546% | 0.01007% | 0.01007% | 0.009546% | 0.009367% | 0.0135% | 0.009367% | 0.01262% | 0.01094% | 0.008884% | 0.008884%
2563 | 0.008972% | 0.008211% | 0.01283% | 0.01326% | 0.009111% | 0.01035% | 0.01022% | 0.009673% | 0.009529% | 0.009673% | 0.009111% | 0.01326% | 0.009111% | 0.01261% | 0.01021% | 0.01326% | 0.009111% | 0.01035% | 0.01022% | 0.009673% | 0.009529% | 0.009529% | 0.009673% | 0.009111% | 0.01326% | 0.009111% | 0.01261% | 0.01021% | 0.008972% | 0.008972%
2564 | 0.009483% | 0.008167% | 0.01006% | 0.01285% | 0.009078% | 0.01135% | 0.01061% | 0.01002% | 0.009106% | 0.01002% | 0.009078% | 0.01285% | 0.009078% | 0.01248% | 0.01015% | 0.01285% | 0.009078% | 0.01135% | 0.01061% | 0.01002% | 0.009106% | 0.009106% | 0.01002% | 0.009078% | 0.01285% | 0.009078% | 0.01248% | 0.01015% | 0.009483% | 0.009483%
2565 | 0.007354% | 0.008072% | 0.007281% | 0.01124% | 0.008754% | 0.01155% | 0.009972% | 0.01036% | 0.008828% | 0.01036% | 0.008754% | 0.01124% | 0.008754% | 0.01066% | 0.009243% | 0.01124% | 0.008754% | 0.01155% | 0.009972% | 0.01036% | 0.008828% | 0.008828% | 0.01036% | 0.008754% | 0.01124% | 0.008754% | 0.01066% | 0.009243% | 0.007354% | 0.007354%
2566 | 0.007184% | 0.008002% | 0.006625% | 0.008938% | 0.008658% | 0.01172% | 0.009355% | 0.01062% | 0.008779% | 0.01062% | 0.008658% | 0.008938% | 0.008658% | 0.007547% | 0.008512% | 0.008938% | 0.008658% | 0.01172% | 0.009355% | 0.01062% | 0.008779% | 0.008779% | 0.01062% | 0.008658% | 0.008938% | 0.008658% | 0.007547% | 0.008512% | 0.007184% | 0.007184%
2567 | 0.007151% | 0.007931% | 0.006731% | 0.007425% | 0.008623% | 0.01183% | 0.00906% | 0.01065% | 0.008782% | 0.01065% | 0.008623% | 0.007425% | 0.008623% | 0.005588% | 0.007974% | 0.007425% | 0.008623% | 0.01183% | 0.00906% | 0.01065% | 0.008782% | 0.008782% | 0.01065% | 0.008623% | 0.007425% | 0.008623% | 0.005588% | 0.007974% | 0.007151% | 0.007151%
2568 | 0.007232% | 0.00791% | 0.006608% | 0.006526% | 0.008533% | 0.01185% | 0.008861% | 0.009047% | 0.008662% | 0.009047% | 0.008533% | 0.006526% | 0.008533% | 0.005101% | 0.007374% | 0.006526% | 0.008533% | 0.01185% | 0.008861% | 0.009047% | 0.008662% | 0.008662% | 0.009047% | 0.008533% | 0.006526% | 0.008533% | 0.005101% | 0.007374% | 0.007232% | 0.007232%
2569 | 0.007339% | 0.007827% | 0.006862% | 0.006085% | 0.008562% | 0.01191% | 0.008861% | 0.007795% | 0.008843% | 0.007795% | 0.008562% | 0.006085% | 0.008562% | 0.005089% | 0.007167% | 0.006085% | 0.008562% | 0.01191% | 0.008861% | 0.007795% | 0.008843% | 0.008843% | 0.007795% | 0.008562% | 0.006085% | 0.008562% | 0.005089% | 0.007167% | 0.007339% | 0.007339%
2570 | 0.007421% | 0.007807% | 0.006857% | 0.005972% | 0.008581% | 0.01194% | 0.008898% | 0.00683% | 0.009087% | 0.00683% | 0.008581% | 0.005972% | 0.008581% | 0.005148% | 0.007217% | 0.005972% | 0.008581% | 0.01194% | 0.008898% | 0.00683% | 0.009087% | 0.009087% | 0.00683% | 0.008581% | 0.005972% | 0.008581% | 0.005148% | 0.007217% | 0.007421% | 0.007421%
2571 | 0.007739% | 0.00776% | 0.006825% | 0.005973% | 0.008675% | 0.01199% | 0.008996% | 0.006078% | 0.009421% | 0.006078% | 0.008675% | 0.005973% | 0.008675% | 0.005413% | 0.007473% | 0.005973% | 0.008675% | 0.01199% | 0.008996% | 0.006078% | 0.009421% | 0.009421% | 0.006078% | 0.008675% | 0.005973% | 0.008675% | 0.005413% | 0.007473% | 0.007739% | 0.007739%
2572 | 0.008715% | 0.00778% | 0.006952% | 0.006163% | 0.009195% | 0.01205% | 0.009333% | 0.006078% | 0.01001% | 0.006078% | 0.009195% | 0.006163% | 0.009195% | 0.005839% | 0.008189% | 0.006163% | 0.009195% | 0.01205% | 0.009333% | 0.006078% | 0.01001% | 0.01001% | 0.006078% | 0.009195% | 0.006163% | 0.009195% | 0.005839% | 0.008189% | 0.008715% | 0.008715%
2573 | 0.0109% | 0.008336% | 0.007136% | 0.007041% | 0.01007% | 0.01187% | 0.01017% | 0.007095% | 0.01072% | 0.007095% | 0.01007% | 0.007041% | 0.01007% | 0.006458% | 0.009628% | 0.007041% | 0.01007% | 0.01187% | 0.01017% | 0.007095% | 0.01072% | 0.01072% | 0.007095% | 0.01007% | 0.007041% | 0.01007% | 0.006458% | 0.009628% | 0.0109% | 0.0109%
2574 | 0.01503% | 0.008243% | 0.01145% | 0.006975% | 0.01099% | 0.01141% | 0.0101% | 0.008611% | 0.0121% | 0.008611% | 0.01099% | 0.006975% | 0.01099% | 0.006979% | 0.01016% | 0.006975% | 0.01099% | 0.01141% | 0.0101% | 0.008611% | 0.0121% | 0.0121% | 0.008611% | 0.01099% | 0.006975% | 0.01099% | 0.006979% | 0.01016% | 0.01503% | 0.01503%
2575 | 0.01631% | 0.009298% | 0.0145% | 0.008272% | 0.01233% | 0.01117% | 0.01134% | 0.01106% | 0.01303% | 0.01106% | 0.01233% | 0.008272% | 0.01233% | 0.008973% | 0.01244% | 0.008272% | 0.01233% | 0.01117% | 0.01134% | 0.01106% | 0.01303% | 0.01303% | 0.01106% | 0.01233% | 0.008272% | 0.01233% | 0.008973% | 0.01244% | 0.01631% | 0.01631%
2576 | 0.01803% | 0.01222% | 0.01663% | 0.01052% | 0.01391% | 0.01104% | 0.01295% | 0.01332% | 0.01401% | 0.01332% | 0.01391% | 0.01052% | 0.01391% | 0.01195% | 0.01519% | 0.01052% | 0.01391% | 0.01104% | 0.01295% | 0.01332% | 0.01401% | 0.01401% | 0.01332% | 0.01391% | 0.01052% | 0.01391% | 0.01195% | 0.01519% | 0.01803% | 0.01803%
2577 | 0.01928% | 0.01544% | 0.01751% | 0.01212% | 0.01512% | 0.01098% | 0.01436% | 0.01351% | 0.01479% | 0.01351% | 0.01512% | 0.01212% | 0.01512% | 0.01352% | 0.01728% | 0.01212% | 0.01512% | 0.01098% | 0.01436% | 0.01351% | 0.01479% | 0.01479% | 0.01351% | 0.01512% | 0.01212% | 0.01512% | 0.01352% | 0.01728% | 0.01928% | 0.01928%
2578 | 0.02006% | 0.01799% | 0.01847% | 0.01315% | 0.01575% | 0.0111% | 0.01551% | 0.01369% | 0.01495% | 0.01369% | 0.01575% | 0.01315% | 0.01575% | 0.01428% | 0.01876% | 0.01315% | 0.01575% | 0.0111% | 0.01551% | 0.01369% | 0.01495% | 0.01495% | 0.01369% | 0.01575% | 0.01315% | 0.01575% | 0.01428% | 0.01876% | 0.02006% | 0.02006%
2579 | 0.02017% | 0.01892% | 0.01885% | 0.01383% | 0.01559% | 0.01094% | 0.01602% | 0.01335% | 0.01458% | 0.01335% | 0.01559% | 0.01383% | 0.01559% | 0.01472% | 0.01971% | 0.01383% | 0.01559% | 0.01094% | 0.01602% | 0.01335% | 0.01458% | 0.01458% | 0.01335% | 0.01559% | 0.01383% | 0.01559% | 0.01472% | 0.01971% | 0.02017% | 0.02017%
2580 | 0.01955% | 0.01865% | 0.01929% | 0.01434% | 0.01504% | 0.0103% | 0.01598% | 0.01251% | 0.01412% | 0.01251% | 0.01504% | 0.01434% | 0.01504% | 0.01499% | 0.02009% | 0.01434% | 0.01504% | 0.0103% | 0.01598% | 0.01251% | 0.01412% | 0.01412% | 0.01251% | 0.01504% | 0.01434% | 0.01504% | 0.01499% | 0.02009% | 0.01955% | 0.01955%
2581 | 0.01817% | 0.01795% | 0.01949% | 0.01465% | 0.01407% | 0.009223% | 0.01557% | 0.01163% | 0.01347% | 0.01163% | 0.01407% | 0.01465% | 0.01407% | 0.01521% | 0.02006% | 0.01465% | 0.01407% | 0.009223% | 0.01557% | 0.01163% | 0.01347% | 0.01347% | 0.01163% | 0.01407% | 0.01465% | 0.01407% | 0.01521% | 0.02006% | 0.01817% | 0.01817%
2582 | 0.01601% | 0.01542% | 0.01846% | 0.01472% | 0.0128% | 0.00823% | 0.0146% | 0.01115% | 0.01241% | 0.01115% | 0.0128% | 0.01472% | 0.0128% | 0.01519% | 0.0197% | 0.01472% | 0.0128% | 0.00823% | 0.0146% | 0.01115% | 0.01241% | 0.01241% | 0.01115% | 0.0128% | 0.01472% | 0.0128% | 0.01519% | 0.0197% | 0.01601% | 0.01601%
2583 | 0.01398% | 0.01281% | 0.01768% | 0.01459% | 0.01181% | 0.007623% | 0.01319% | 0.01138% | 0.01169% | 0.01138% | 0.01181% | 0.01459% | 0.01181% | 0.01485% | 0.01862% | 0.01459% | 0.01181% | 0.007623% | 0.01319% | 0.01138% | 0.01169% | 0.01169% | 0.01138% | 0.01181% | 0.01459% | 0.01181% | 0.01485% | 0.01862% | 0.01398% | 0.01398%
2584 | 0.012% | 0.01125% | 0.01577% | 0.01438% | 0.011% | 0.007573% | 0.0117% | 0.009568% | 0.01129% | 0.009568% | 0.011% | 0.01438% | 0.011% | 0.01423% | 0.01648% | 0.01438% | 0.011% | 0.007573% | 0.0117% | 0.009568% | 0.01129% | 0.01129% | 0.009568% | 0.011% | 0.01438% | 0.011% | 0.01423% | 0.01648% | 0.012% | 0.012%
2585 | 0.01038% | 0.009388% | 0.01502% | 0.01405% | 0.01023% | 0.007844% | 0.01055% | 0.009514% | 0.01086% | 0.009514% | 0.01023% | 0.01405% | 0.01023% | 0.01343% | 0.01375% | 0.01405% | 0.01023% | 0.007844% | 0.01055% | 0.009514% | 0.01086% | 0.01086% | 0.009514% | 0.01023% | 0.01405% | 0.01023% | 0.01343% | 0.01375% | 0.01038% | 0.01038%
2586 | 0.00893% | 0.00866% | 0.0145% | 0.01349% | 0.009468% | 0.008713% | 0.009812% | 0.009511% | 0.01015% | 0.009511% | 0.009468% | 0.01349% | 0.009468% | 0.01261% | 0.01095% | 0.01349% | 0.009468% | 0.008713% | 0.009812% | 0.009511% | 0.01015% | 0.01015% | 0.009511% | 0.009468% | 0.01349% | 0.009468% | 0.01261% | 0.01095% | 0.00893% | 0.00893%
2587 | 0.008841% | 0.008323% | 0.01271% | 0.01322% | 0.009108% | 0.01029% | 0.01019% | 0.00968% | 0.009498% | 0.00968% | 0.009108% | 0.01322% | 0.009108% | 0.01256% | 0.01014% | 0.01322% | 0.009108% | 0.01029% | 0.01019% | 0.00968% | 0.009498% | 0.009498% | 0.00968% | 0.009108% | 0.01322% | 0.009108% | 0.01256% | 0.01014% | 0.008841% | 0.008841%
2588 | 0.009288% | 0.008256% | 0.009899% | 0.01286% | 0.009026% | 0.01132% | 0.0106% | 0.009999% | 0.00904% | 0.009999% | 0.009026% | 0.01286% | 0.009026% | 0.01249% | 0.01012% | 0.01286% | 0.009026% | 0.01132% | 0.0106% | 0.009999% | 0.00904% | 0.00904% | 0.009999% | 0.009026% | 0.01286% | 0.009026% | 0.01249% | 0.01012% | 0.009288% | 0.009288%
2589 | 0.007276% | 0.008085% | 0.007209% | 0.01131% | 0.00867% | 0.01154% | 0.009959% | 0.01032% | 0.008733% | 0.01032% | 0.00867% | 0.01131% | 0.00867% | 0.01079% | 0.009218% | 0.01131% | 0.00867% | 0.01154% | 0.009959% | 0.01032% | 0.008733% | 0.008733% | 0.01032% | 0.00867% | 0.01131% | 0.00867% | 0.01079% | 0.009218% | 0.007276% | 0.007276%
2590 | 0.007085% | 0.008038% | 0.006583% | 0.009017% | 0.008534% | 0.0117% | 0.009351% | 0.01055% | 0.008607% | 0.01055% | 0.008534% | 0.009017% | 0.008534% | 0.007733% | 0.008484% | 0.009017% | 0.008534% | 0.0117% | 0.009351% | 0.01055% | 0.008607% | 0.008607% | 0.01055% | 0.008534% | 0.009017% | 0.008534% | 0.007733% | 0.008484% | 0.007085% | 0.007085%
2591 | 0.007001% | 0.007954% | 0.006645% | 0.007409% | 0.008436% | 0.0118% | 0.008988% | 0.01052% | 0.008519% | 0.01052% | 0.008436% | 0.007409% | 0.008436% | 0.00563% | 0.007914% | 0.007409% | 0.008436% | 0.0118% | 0.008988% | 0.01052% | 0.008519% | 0.008519% | 0.01052% | 0.008436% | 0.007409% | 0.008436% | 0.00563% | 0.007914% | 0.007001% | 0.007001%
2592 | 0.007149% | 0.007887% | 0.006687% | 0.006491% | 0.008423% | 0.01186% | 0.008843% | 0.008962% | 0.008531% | 0.008962% | 0.008423% | 0.006491% | 0.008423% | 0.005108% | 0.00732% | 0.006491% | 0.008423% | 0.01186% | 0.008843% | 0.008962% | 0.008531% | 0.008531% | 0.008962% | 0.008423% | 0.006491% | 0.008423% | 0.005108% | 0.00732% | 0.007149% | 0.007149%
2593 | 0.007182% | 0.007834% | 0.00679% | 0.005966% | 0.008344% | 0.01191% | 0.008809% | 0.007537% | 0.008386% | 0.007537% | 0.008344% | 0.005966% | 0.008344% | 0.004988% | 0.007103% | 0.005966% | 0.008344% | 0.01191% | 0.008809% | 0.007537% | 0.008386% | 0.008386% | 0.007537% | 0.008344% | 0.005966% | 0.008344% | 0.004988% | 0.007103% | 0.007182% | 0.007182%
2594 | 0.007253% | 0.007807% | 0.006858% | 0.005843% | 0.008418% | 0.01199% | 0.00891% | 0.00659% | 0.00863% | 0.00659% | 0.008418% | 0.005843% | 0.008418% | 0.005093% | 0.007179% | 0.005843% | 0.008418% | 0.01199% | 0.00891% | 0.00659% | 0.00863% | 0.00863% | 0.00659% | 0.008418% | 0.005843% | 0.008418% | 0.005093% | 0.007179% | 0.007253% | 0.007253%
2595 | 0.007652% | 0.007739% | 0.006883% | 0.005828% | 0.008506% | 0.0121% | 0.008986% | 0.005875% | 0.009068% | 0.005875% | 0.008506% | 0.005828% | 0.008506% | 0.005335% | 0.007423% | 0.005828% | 0.008506% | 0.0121% | 0.008986% | 0.005875% | 0.009068% | 0.009068% | 0.005875% | 0.008506% | 0.005828% | 0.008506% | 0.005335% | 0.007423% | 0.007652% | 0.007652%
2596 | 0.008674% | 0.007695% | 0.006934% | 0.006005% | 0.008997% | 0.01224% | 0.009287% | 0.005858% | 0.009643% | 0.005858% | 0.008997% | 0.006005% | 0.008997% | 0.005751% | 0.008114% | 0.006005% | 0.008997% | 0.01224% | 0.009287% | 0.005858% | 0.009643% | 0.009643% | 0.005858% | 0.008997% | 0.006005% | 0.008997% | 0.005751% | 0.008114% | 0.008674% | 0.008674%
2597 | 0.01085% | 0.008164% | 0.007163% | 0.006874% | 0.009891% | 0.0121% | 0.01015% | 0.006927% | 0.01038% | 0.006927% | 0.009891% | 0.006874% | 0.009891% | 0.006482% | 0.009558% | 0.006874% | 0.009891% | 0.0121% | 0.01015% | 0.006927% | 0.01038% | 0.01038% | 0.006927% | 0.009891% | 0.006874% | 0.009891% | 0.006482% | 0.009558% | 0.01085% | 0.01085%
2598 | 0.01496% | 0.008103% | 0.0115% | 0.006778% | 0.01078% | 0.01152% | 0.00991% | 0.008389% | 0.01169% | 0.008389% | 0.01078% | 0.006778% | 0.01078% | 0.006857% | 0.009881% | 0.006778% | 0.01078% | 0.01152% | 0.00991% | 0.008389% | 0.01169% | 0.01169% | 0.008389% | 0.01078% | 0.006778% | 0.01078% | 0.006857% | 0.009881% | 0.01496% | 0.01496%
2599 | 0.01612% | 0.009301% | 0.01456% | 0.008199% | 0.01225% | 0.0111% | 0.01119% | 0.01075% | 0.01284% | 0.01075% | 0.01225% | 0.008199% | 0.01225% | 0.008949% | 0.01232% | 0.008199% | 0.01225% | 0.0111% | 0.01119% | 0.01075% | 0.01284% | 0.01284% | 0.01075% | 0.01225% | 0.008199% | 0.01225% | 0.008949% | 0.01232% | 0.01612% | 0.01612%
2600 | 0.01777% | 0.01238% | 0.01647% | 0.01037% | 0.01388% | 0.01073% | 0.0127% | 0.01304% | 0.01402% | 0.01304% | 0.01388% | 0.01037% | 0.01388% | 0.01174% | 0.01506% | 0.01037% | 0.01388% | 0.01073% | 0.0127% | 0.01304% | 0.01402% | 0.01402% | 0.01304% | 0.01388% | 0.01037% | 0.01388% | 0.01174% | 0.01506% | 0.01777% | 0.01777%
2601 | 0.0192% | 0.0158% | 0.01745% | 0.01189% | 0.0152% | 0.01056% | 0.01413% | 0.01329% | 0.01498% | 0.01329% | 0.0152% | 0.01189% | 0.0152% | 0.01305% | 0.0172% | 0.01189% | 0.0152% | 0.01056% | 0.01413% | 0.01329% | 0.01498% | 0.01498% | 0.01329% | 0.0152% | 0.01189% | 0.0152% | 0.01305% | 0.0172% | 0.0192% | 0.0192%
2602 | 0.02043% | 0.01837% | 0.019% | 0.01305% | 0.01602% | 0.01092% | 0.01544% | 0.01354% | 0.01527% | 0.01354% | 0.01602% | 0.01305% | 0.01602% | 0.01371% | 0.01874% | 0.01305% | 0.01602% | 0.01092% | 0.01544% | 0.01354% | 0.01527% | 0.01527% | 0.01354% | 0.01602% | 0.01305% | 0.01602% | 0.01371% | 0.01874% | 0.02043% | 0.02043%
2603 | 0.02119% | 0.01947% | 0.02021% | 0.01401% | 0.01607% | 0.01104% | 0.01616% | 0.01323% | 0.01505% | 0.01323% | 0.01607% | 0.01401% | 0.01607% | 0.01422% | 0.01976% | 0.01401% | 0.01607% | 0.01104% | 0.01616% | 0.01323% | 0.01505% | 0.01505% | 0.01323% | 0.01607% | 0.01401% | 0.01607% | 0.01422% | 0.01976% | 0.02119% | 0.02119%
2604 | 0.0211% | 0.01932% | 0.02115% | 0.0147% | 0.01555% | 0.01036% | 0.01621% | 0.01233% | 0.01463% | 0.01233% | 0.01555% | 0.0147% | 0.01555% | 0.01456% | 0.02018% | 0.0147% | 0.01555% | 0.01036% | 0.01621% | 0.01233% | 0.01463% | 0.01463% | 0.01233% | 0.01555% | 0.0147% | 0.01555% | 0.01456% | 0.02018% | 0.0211% | 0.0211%
2605 | 0.01977% | 0.01855% | 0.02128% | 0.01501% | 0.01446% | 0.009124% | 0.01572% | 0.01147% | 0.0139% | 0.01147% | 0.01446% | 0.01501% | 0.01446% | 0.01474% | 0.02013% | 0.01501% | 0.01446% | 0.009124% | 0.01572% | 0.01147% | 0.0139% | 0.0139% | 0.01147% | 0.01446% | 0.01501% | 0.01446% | 0.01474% | 0.02013% | 0.01977% | 0.01977%
2606 | 0.01758% | 0.0159% | 0.02021% | 0.01511% | 0.01317% | 0.008179% | 0.01478% | 0.011% | 0.01283% | 0.011% | 0.01317% | 0.01511% | 0.01317% | 0.01479% | 0.01978% | 0.01511% | 0.01317% | 0.008179% | 0.01478% | 0.011% | 0.01283% | 0.01283% | 0.011% | 0.01317% | 0.01511% | 0.01317% | 0.01479% | 0.01978% | 0.01758% | 0.01758%
2607 | 0.01545% | 0.01327% | 0.01938% | 0.01508% | 0.01215% | 0.007656% | 0.01339% | 0.01131% | 0.01206% | 0.01131% | 0.01215% | 0.01508% | 0.01215% | 0.0147% | 0.01869% | 0.01508% | 0.01215% | 0.007656% | 0.01339% | 0.01131% | 0.01206% | 0.01206% | 0.01131% | 0.01215% | 0.01508% | 0.01215% | 0.0147% | 0.01869% | 0.01545% | 0.01545%
2608 | 0.01328% | 0.01176% | 0.01744% | 0.01496% | 0.01131% | 0.007587% | 0.0119% | 0.009612% | 0.01157% | 0.009612% | 0.01131% | 0.01496% | 0.01131% | 0.01429% | 0.01655% | 0.01496% | 0.01131% | 0.007587% | 0.0119% | 0.009612% | 0.01157% | 0.01157% | 0.009612% | 0.01131% | 0.01496% | 0.01131% | 0.01429% | 0.01655% | 0.01328% | 0.01328%
2609 | 0.011% | 0.009891% | 0.01592% | 0.01449% | 0.01035% | 0.007786% | 0.01056% | 0.009469% | 0.01099% | 0.009469% | 0.01035% | 0.01449% | 0.01035% | 0.01353% | 0.01375% | 0.01449% | 0.01035% | 0.007786% | 0.01056% | 0.009469% | 0.01099% | 0.01099% | 0.009469% | 0.01035% | 0.01449% | 0.01035% | 0.01353% | 0.01375% | 0.011% | 0.011%
2610 | 0.008977% | 0.008909% | 0.01462% | 0.01372% | 0.009431% | 0.00851% | 0.009634% | 0.009435% | 0.01012% | 0.009435% | 0.009431% | 0.01372% | 0.009431% | 0.01266% | 0.01092% | 0.01372% | 0.009431% | 0.00851% | 0.009634% | 0.009435% | 0.01012% | 0.01012% | 0.009435% | 0.009431% | 0.01372% | 0.009431% | 0.01266% | 0.01092% | 0.008977% | 0.008977%
2611 | 0.00854% | 0.008516% | 0.01245% | 0.01327% | 0.00902% | 0.00983% | 0.00987% | 0.009579% | 0.009482% | 0.009579% | 0.00902% | 0.01327% | 0.00902% | 0.01254% | 0.009982% | 0.01327% | 0.00902% | 0.00983% | 0.00987% | 0.009579% | 0.009482% | 0.009482% | 0.009579% | 0.00902% | 0.01327% | 0.00902% | 0.01254% | 0.009982% | 0.00854% | 0.00854%
2612 | 0.008945% | 0.008439% | 0.009675% | 0.01289% | 0.008966% | 0.01085% | 0.01039% | 0.009922% | 0.009011% | 0.009922% | 0.008966% | 0.01289% | 0.008966% | 0.01255% | 0.01009% | 0.01289% | 0.008966% | 0.01085% | 0.01039% | 0.009922% | 0.009011% | 0.009011% | 0.009922% | 0.008966% | 0.01289% | 0.008966% | 0.01255% | 0.01009% | 0.008945% | 0.008945%
2613 | 0.007164% | 0.008297% | 0.007172% | 0.01126% | 0.008623% | 0.01113% | 0.009765% | 0.01024% | 0.008691% | 0.01024% | 0.008623% | 0.01126% | 0.008623% | 0.01071% | 0.009166% | 0.01126% | 0.008623% | 0.01113% | 0.009765% | 0.01024% | 0.008691% | 0.008691% | 0.01024% | 0.008623% | 0.01126% | 0.008623% | 0.01071% | 0.009166% | 0.007164% | 0.007164%
2614 | 0.006863% | 0.008261% | 0.006588% | 0.008917% | 0.008516% | 0.01134% | 0.009166% | 0.01047% | 0.008568% | 0.01047% | 0.008516% | 0.008917% | 0.008516% | 0.007531% | 0.008424% | 0.008917% | 0.008516% | 0.01134% | 0.009166% | 0.01047% | 0.008568% | 0.008568% | 0.01047% | 0.008516% | 0.008917% | 0.008516% | 0.007531% | 0.008424% | 0.006863% | 0.006863%
2615 | 0.006753% | 0.008138% | 0.006611% | 0.007309% | 0.008412% | 0.01146% | 0.008832% | 0.01042% | 0.008517% | 0.01042% | 0.008412% | 0.007309% | 0.008412% | 0.005411% | 0.007856% | 0.007309% | 0.008412% | 0.01146% | 0.008832% | 0.01042% | 0.008517% | 0.008517% | 0.01042% | 0.008412% | 0.007309% | 0.008412% | 0.005411% | 0.007856% | 0.006753% | 0.006753%
2616 | 0.006944% | 0.008001% | 0.006671% | 0.006393% | 0.008348% | 0.01166% | 0.008723% | 0.008882% | 0.008437% | 0.008882% | 0.008348% | 0.006393% | 0.008348% | 0.00494% | 0.007262% | 0.006393% | 0.008348% | 0.01166% | 0.008723% | 0.008882% | 0.008437% | 0.008437% | 0.008882% | 0.008348% | 0.006393% | 0.008348% | 0.00494% | 0.007262% | 0.006944% | 0.006944%
2617 | 0.006936% | 0.007913% | 0.00679% | 0.005957% | 0.008312% | 0.01176% | 0.008645% | 0.007533% | 0.008421% | 0.007533% | 0.008312% | 0.005957% | 0.008312% | 0.004954% | 0.007031% | 0.005957% | 0.008312% | 0.01176% | 0.008645% | 0.007533% | 0.008421% | 0.008421% | 0.007533% | 0.008312% | 0.005957% | 0.008312% | 0.004954% | 0.007031% | 0.006936% | 0.006936%
2618 | 0.006997% | 0.007842% | 0.006744% | 0.005812% | 0.008316% | 0.01183% | 0.008665% | 0.006576% | 0.008639% | 0.006576% | 0.008316% | 0.005812% | 0.008316% | 0.004986% | 0.007061% | 0.005812% | 0.008316% | 0.01183% | 0.008665% | 0.006576% | 0.008639% | 0.008639% | 0.006576% | 0.008316% | 0.005812% | 0.008316% | 0.004986% | 0.007061% | 0.006997% | 0.006997%
2619 | 0.007374% | 0.0078% | 0.006713% | 0.005792% | 0.008413% | 0.01187% | 0.00874% | 0.005827% | 0.009046% | 0.005827% | 0.008413% | 0.005792% | 0.008413% | 0.005229% | 0.007307% | 0.005792% | 0.008413% | 0.01187% | 0.00874% | 0.005827% | 0.009046% | 0.009046% | 0.005827% | 0.008413% | 0.005792% | 0.008413% | 0.005229% | 0.007307% | 0.007374% | 0.007374%
2620 | 0.008335% | 0.007796% | 0.006793% | 0.005935% | 0.00888% | 0.01193% | 0.009025% | 0.00576% | 0.009608% | 0.00576% | 0.00888% | 0.005935% | 0.00888% | 0.005674% | 0.008004% | 0.005935% | 0.00888% | 0.01193% | 0.009025% | 0.00576% | 0.009608% | 0.009608% | 0.00576% | 0.00888% | 0.005935% | 0.00888% | 0.005674% | 0.008004% | 0.008335% | 0.008335%
2621 | 0.01045% | 0.00843% | 0.006983% | 0.006738% | 0.009806% | 0.01173% | 0.009857% | 0.006847% | 0.01044% | 0.006847% | 0.009806% | 0.006738% | 0.009806% | 0.006299% | 0.009441% | 0.006738% | 0.009806% | 0.01173% | 0.009857% | 0.006847% | 0.01044% | 0.01044% | 0.006847% | 0.009806% | 0.006738% | 0.009806% | 0.006299% | 0.009441% | 0.01045% | 0.01045%
2622 | 0.01427% | 0.008223% | 0.01109% | 0.006577% | 0.01064% | 0.0111% | 0.009544% | 0.008316% | 0.01178% | 0.008316% | 0.01064% | 0.006577% | 0.01064% | 0.006645% | 0.009726% | 0.006577% | 0.01064% | 0.0111% | 0.009544% | 0.008316% | 0.01178% | 0.01178% | 0.008316% | 0.01064% | 0.006577% | 0.01064% | 0.006645% | 0.009726% | 0.01427% | 0.01427%
2623 | 0.0158% | 0.009344% | 0.01439% | 0.008025% | 0.01211% | 0.0109% | 0.01093% | 0.01059% | 0.01284% | 0.01059% | 0.01211% | 0.008025% | 0.01211% | 0.008856% | 0.0123% | 0.008025% | 0.01211% | 0.0109% | 0.01093% | 0.01059% | 0.01284% | 0.01284% | 0.01059% | 0.01211% | 0.008025% | 0.01211% | 0.008856% | 0.0123% | 0.0158% | 0.0158%
2624 | 0.01745% | 0.01229% | 0.01645% | 0.01024% | 0.01369% | 0.01074% | 0.01253% | 0.01293% | 0.01382% | 0.01293% | 0.01369% | 0.01024% | 0.01369% | 0.01183% | 0.01508% | 0.01024% | 0.01369% | 0.01074% | 0.01253% | 0.01293% | 0.01382% | 0.01382% | 0.01293% | 0.01369% | 0.01024% | 0.01369% | 0.01183% | 0.01508% | 0.01745% | 0.01745%
2625 | 0.01872% | 0.01551% | 0.01722% | 0.01176% | 0.01488% | 0.01061% | 0.01391% | 0.01316% | 0.01463% | 0.01316% | 0.01488% | 0.01176% | 0.01488% | 0.0132% | 0.01719% | 0.01176% | 0.01488% | 0.01061% | 0.01391% | 0.01316% | 0.01463% | 0.01463% | 0.01316% | 0.01488% | 0.01176% | 0.01488% | 0.0132% | 0.01719% | 0.01872% | 0.01872%
2626 | 0.01956% | 0.01809% | 0.01824% | 0.0128% | 0.01556% | 0.01058% | 0.01504% | 0.01338% | 0.01489% | 0.01338% | 0.01556% | 0.0128% | 0.01556% | 0.01385% | 0.01868% | 0.0128% | 0.01556% | 0.01058% | 0.01504% | 0.01338% | 0.01489% | 0.01489% | 0.01338% | 0.01556% | 0.0128% | 0.01556% | 0.01385% | 0.01868% | 0.01956% | 0.01956%
2627 | 0.01978% | 0.01913% | 0.0187% | 0.01359% | 0.01555% | 0.01037% | 0.01561% | 0.01304% | 0.01481% | 0.01304% | 0.01555% | 0.01359% | 0.01555% | 0.0143% | 0.01964% | 0.01359% | 0.01555% | 0.01037% | 0.01561% | 0.01304% | 0.01481% | 0.01481% | 0.01304% | 0.01555% | 0.01359% | 0.01555% | 0.0143% | 0.01964% | 0.01978% | 0.01978%
2628 | 0.01936% | 0.01893% | 0.01918% | 0.01419% | 0.0151% | 0.009705% | 0.01563% | 0.01216% | 0.01459% | 0.01216% | 0.0151% | 0.01419% | 0.0151% | 0.01463% | 0.02003% | 0.01419% | 0.0151% | 0.009705% | 0.01563% | 0.01216% | 0.01459% | 0.01459% | 0.01216% | 0.0151% | 0.01419% | 0.0151% | 0.01463% | 0.02003% | 0.01936% | 0.01936%
2629 | 0.01797% | 0.0182% | 0.01924% | 0.01454% | 0.01414% | 0.008586% | 0.01519% | 0.01133% | 0.01403% | 0.01133% | 0.01414% | 0.01454% | 0.01414% | 0.01481% | 0.02% | 0.01454% | 0.01414% | 0.008586% | 0.01519% | 0.01133% | 0.01403% | 0.01403% | 0.01133% | 0.01414% | 0.01454% | 0.01414% | 0.01481% | 0.02% | 0.01797% | 0.01797%
2630 | 0.0158% | 0.01563% | 0.0181% | 0.01461% | 0.01286% | 0.007659% | 0.01426% | 0.01086% | 0.01291% | 0.01086% | 0.01286% | 0.01461% | 0.01286% | 0.01478% | 0.01964% | 0.01461% | 0.01286% | 0.007659% | 0.01426% | 0.01086% | 0.01291% | 0.01291% | 0.01086% | 0.01286% | 0.01461% | 0.01286% | 0.01478% | 0.01964% | 0.0158% | 0.0158%
2631 | 0.01376% | 0.01304% | 0.01723% | 0.01452% | 0.01179% | 0.007092% | 0.01286% | 0.01111% | 0.01206% | 0.01111% | 0.01179% | 0.01452% | 0.01179% | 0.0145% | 0.01856% | 0.01452% | 0.01179% | 0.007092% | 0.01286% | 0.01111% | 0.01206% | 0.01206% | 0.01111% | 0.01179% | 0.01452% | 0.01179% | 0.0145% | 0.01856% | 0.01376% | 0.01376%
2632 | 0.01189% | 0.01153% | 0.01537% | 0.01435% | 0.011% | 0.007162% | 0.0114% | 0.009449% | 0.01167% | 0.009449% | 0.011% | 0.01435% | 0.011% | 0.01393% | 0.01644% | 0.01435% | 0.011% | 0.007162% | 0.0114% | 0.009449% | 0.01167% | 0.01167% | 0.009449% | 0.011% | 0.01435% | 0.011% | 0.01393% | 0.01644% | 0.01189% | 0.01189%
2633 | 0.01018% | 0.009669% | 0.01456% | 0.01401% | 0.01021% | 0.007516% | 0.01024% | 0.009373% | 0.01116% | 0.009373% | 0.01021% | 0.01401% | 0.01021% | 0.01315% | 0.0137% | 0.01401% | 0.01021% | 0.007516% | 0.01024% | 0.009373% | 0.01116% | 0.01116% | 0.009373% | 0.01021% | 0.01401% | 0.01021% | 0.01315% | 0.0137% | 0.01018% | 0.01018%
2634 | 0.008773% | 0.00881% | 0.01398% | 0.01341% | 0.009377% | 0.008435% | 0.009473% | 0.009368% | 0.01029% | 0.009368% | 0.009377% | 0.01341% | 0.009377% | 0.01232% | 0.01091% | 0.01341% | 0.009377% | 0.008435% | 0.009473% | 0.009368% | 0.01029% | 0.01029% | 0.009368% | 0.009377% | 0.01341% | 0.009377% | 0.01232% | 0.01091% | 0.008773% | 0.008773%
2635 | 0.008615% | 0.008402% | 0.0122% | 0.01306% | 0.008981% | 0.009975% | 0.009824% | 0.009463% | 0.0096% | 0.009463% | 0.008981% | 0.01306% | 0.008981% | 0.01227% | 0.009986% | 0.01306% | 0.008981% | 0.009975% | 0.009824% | 0.009463% | 0.0096% | 0.0096% | 0.009463% | 0.008981% | 0.01306% | 0.008981% | 0.01227% | 0.009986% | 0.008615% | 0.008615%
2636 | 0.009327% | 0.008279% | 0.009639% | 0.01274% | 0.008929% | 0.01107% | 0.01039% | 0.009785% | 0.009087% | 0.009785% | 0.008929% | 0.01274% | 0.008929% | 0.01229% | 0.0101% | 0.01274% | 0.008929% | 0.01107% | 0.01039% | 0.009785% | 0.009087% | 0.009087% | 0.009785% | 0.008929% | 0.01274% | 0.008929% | 0.01229% | 0.0101% | 0.009327% | 0.009327%
2637 | 0.007338% | 0.008125% | 0.007217% | 0.01117% | 0.008595% | 0.01137% | 0.009777% | 0.01013% | 0.008722% | 0.01013% | 0.008595% | 0.01117% | 0.008595% | 0.01052% | 0.009189% | 0.01117% | 0.008595% | 0.01137% | 0.009777% | 0.01013% | 0.008722% | 0.008722% | 0.01013% | 0.008595% | 0.01117% | 0.008595% | 0.01052% | 0.009189% | 0.007338% | 0.007338%
2638 | 0.007083% | 0.008144% | 0.006616% | 0.008867% | 0.008472% | 0.01156% | 0.00919% | 0.01039% | 0.008582% | 0.01039% | 0.008472% | 0.008867% | 0.008472% | 0.007448% | 0.008449% | 0.008867% | 0.008472% | 0.01156% | 0.00919% | 0.01039% | 0.008582% | 0.008582% | 0.01039% | 0.008472% | 0.008867% | 0.008472% | 0.007448% | 0.008449% | 0.007083% | 0.007083%
2639 | 0.007% | 0.008219% | 0.006608% | 0.00733% | 0.008386% | 0.01168% | 0.008863% | 0.01039% | 0.008498% | 0.01039% | 0.008386% | 0.00733% | 0.008386% | 0.005471% | 0.007873% | 0.00733% | 0.008386% | 0.01168% | 0.008863% | 0.01039% | 0.008498% | 0.008498% | 0.01039% | 0.008386% | 0.00733% | 0.008386% | 0.005471% | 0.007873% | 0.007% | 0.007%
2640 | 0.007055% | 0.008149% | 0.006639% | 0.006433% | 0.008352% | 0.01174% | 0.008725% | 0.008839% | 0.008423% | 0.008839% | 0.008352% | 0.006433% | 0.008352% | 0.005001% | 0.007266% | 0.006433% | 0.008352% | 0.01174% | 0.008725% | 0.008839% | 0.008423% | 0.008423% | 0.008839% | 0.008352% | 0.006433% | 0.008352% | 0.005001% | 0.007266% | 0.007055% | 0.007055%
2641 | 0.006038% | 0.009927% | 0.005825% | 0.005877% | 0.00864% | 0.01278% | 0.009007% | 0.007521% | 0.008437% | 0.007521% | 0.00864% | 0.005877% | 0.00864% | 0.005308% | 0.007144% | 0.005877% | 0.00864% | 0.01278% | 0.009007% | 0.007521% | 0.008437% | 0.008437% | 0.007521% | 0.00864% | 0.005877% | 0.00864% | 0.005308% | 0.007144% | 0.006038% | 0.006038%
2642 | 0.005956% | 0.009998% | 0.005733% | 0.005806% | 0.008575% | 0.01298% | 0.008972% | 0.006887% | 0.008534% | 0.006887% | 0.008575% | 0.005806% | 0.008575% | 0.004906% | 0.007145% | 0.005806% | 0.008575% | 0.01298% | 0.008972% | 0.006887% | 0.008534% | 0.008534% | 0.006887% | 0.008575% | 0.005806% | 0.008575% | 0.004906% | 0.007145% | 0.005956% | 0.005956%
2643 | 0.005891% | 0.009981% | 0.005674% | 0.005815% | 0.008795% | 0.01305% | 0.008934% | 0.006688% | 0.008884% | 0.006688% | 0.008795% | 0.005815% | 0.008795% | 0.005004% | 0.007158% | 0.005815% | 0.008795% | 0.01305% | 0.008934% | 0.006688% | 0.008884% | 0.008884% | 0.006688% | 0.008795% | 0.005815% | 0.008795% | 0.005004% | 0.007158% | 0.005891% | 0.005891%
2644 | 0.005831% | 0.009944% | 0.005696% | 0.005936% | 0.009008% | 0.0131% | 0.008852% | 0.006835% | 0.009021% | 0.006835% | 0.009008% | 0.005936% | 0.009008% | 0.005387% | 0.007163% | 0.005936% | 0.009008% | 0.0131% | 0.008852% | 0.006835% | 0.009021% | 0.009021% | 0.006835% | 0.009008% | 0.005936% | 0.009008% | 0.005387% | 0.007163% | 0.005831% | 0.005831%
2645 | 0.005784% | 0.01052% | 0.005572% | 0.006456% | 0.008952% | 0.013% | 0.0088% | 0.007553% | 0.008976% | 0.007553% | 0.008952% | 0.006456% | 0.008952% | 0.005991% | 0.007176% | 0.006456% | 0.008952% | 0.013% | 0.0088% | 0.007553% | 0.008976% | 0.008976% | 0.007553% | 0.008952% | 0.006456% | 0.008952% | 0.005991% | 0.007176% | 0.005784% | 0.005784%
2646 | 0.007629% | 0.009945% | 0.00704% | 0.006083% | 0.008323% | 0.01224% | 0.007031% | 0.008553% | 0.009116% | 0.008553% | 0.008323% | 0.006083% | 0.008323% | 0.006119% | 0.004806% | 0.006083% | 0.008323% | 0.01224% | 0.007031% | 0.008553% | 0.009116% | 0.009116% | 0.008553% | 0.008323% | 0.006083% | 0.008323% | 0.006119% | 0.004806% | 0.007629% | 0.007629%
2647 | 0.006443% | 0.01008% | 0.005839% | 0.007576% | 0.008498% | 0.01181% | 0.006916% | 0.01018% | 0.009307% | 0.01018% | 0.008498% | 0.007576% | 0.008498% | 0.008387% | 0.004514% | 0.007576% | 0.008498% | 0.01181% | 0.006916% | 0.01018% | 0.009307% | 0.009307% | 0.01018% | 0.008498% | 0.007576% | 0.008498% | 0.008387% | 0.004514% | 0.006443% | 0.006443%
2648 | 0.0058% | 0.01081% | 0.005314% | 0.009721% | 0.00866% | 0.01151% | 0.007058% | 0.01238% | 0.009333% | 0.01238% | 0.00866% | 0.009721% | 0.00866% | 0.01127% | 0.00446% | 0.009721% | 0.00866% | 0.01151% | 0.007058% | 0.01238% | 0.009333% | 0.009333% | 0.01238% | 0.00866% | 0.009721% | 0.00866% | 0.01127% | 0.00446% | 0.0058% | 0.0058%
2649 | 0.005499% | 0.01208% | 0.005051% | 0.01115% | 0.009053% | 0.01141% | 0.007294% | 0.01288% | 0.009486% | 0.01288% | 0.009053% | 0.01115% | 0.009053% | 0.01273% | 0.004419% | 0.01115% | 0.009053% | 0.01141% | 0.007294% | 0.01288% | 0.009486% | 0.009486% | 0.01288% | 0.009053% | 0.01115% | 0.009053% | 0.01273% | 0.004419% | 0.005499% | 0.005499%
2650 | 0.005397% | 0.01351% | 0.004966% | 0.01208% | 0.009332% | 0.01142% | 0.007603% | 0.01376% | 0.009635% | 0.01376% | 0.009332% | 0.01208% | 0.009332% | 0.01321% | 0.004391% | 0.01208% | 0.009332% | 0.01142% | 0.007603% | 0.01376% | 0.009635% | 0.009635% | 0.01376% | 0.009332% | 0.01208% | 0.009332% | 0.01321% | 0.004391% | 0.005397% | 0.005397%
2651 | 0.005194% | 0.01449% | 0.004985% | 0.0128% | 0.009255% | 0.01121% | 0.007924% | 0.01409% | 0.009604% | 0.01409% | 0.009255% | 0.0128% | 0.009255% | 0.01337% | 0.004365% | 0.0128% | 0.009255% | 0.01121% | 0.007924% | 0.01409% | 0.009604% | 0.009604% | 0.01409% | 0.009255% | 0.0128% | 0.009255% | 0.01337% | 0.004365% | 0.005194% | 0.005194%
2652 | 0.005111% | 0.0144% | 0.004766% | 0.01353% | 0.009214% | 0.01097% | 0.008115% | 0.01408% | 0.009674% | 0.01408% | 0.009214% | 0.01353% | 0.009214% | 0.01364% | 0.004363% | 0.01353% | 0.009214% | 0.01097% | 0.008115% | 0.01408% | 0.009674% | 0.009674% | 0.01408% | 0.009214% | 0.01353% | 0.009214% | 0.01364% | 0.004363% | 0.005111% | 0.005111%
2653 | 0.005066% | 0.01383% | 0.004755% | 0.01407% | 0.009388% | 0.01022% | 0.008115% | 0.0141% | 0.009913% | 0.0141% | 0.009388% | 0.01407% | 0.009388% | 0.014% | 0.004369% | 0.01407% | 0.009388% | 0.01022% | 0.008115% | 0.0141% | 0.009913% | 0.009913% | 0.0141% | 0.009388% | 0.01407% | 0.009388% | 0.014% | 0.004369% | 0.005066% | 0.005066%
2654 | 0.00492% | 0.01271% | 0.004569% | 0.01421% | 0.009495% | 0.009211% | 0.007805% | 0.01412% | 0.01016% | 0.01412% | 0.009495% | 0.01421% | 0.009495% | 0.0143% | 0.004358% | 0.01421% | 0.009495% | 0.009211% | 0.007805% | 0.01412% | 0.01016% | 0.01016% | 0.01412% | 0.009495% | 0.01421% | 0.009495% | 0.0143% | 0.004358% | 0.00492% | 0.00492%
2655 | 0.005155% | 0.01156% | 0.004665% | 0.01417% | 0.009549% | 0.008588% | 0.007393% | 0.01447% | 0.01026% | 0.01447% | 0.009549% | 0.01417% | 0.009549% | 0.01457% | 0.004363% | 0.01417% | 0.009549% | 0.008588% | 0.007393% | 0.01447% | 0.01026% | 0.01026% | 0.01447% | 0.009549% | 0.01417% | 0.009549% | 0.01457% | 0.004363% | 0.005155% | 0.005155%
2656 | 0.005201% | 0.01078% | 0.004551% | 0.01401% | 0.009411% | 0.008519% | 0.006992% | 0.01258% | 0.01001% | 0.01258% | 0.009411% | 0.01401% | 0.009411% | 0.01469% | 0.00438% | 0.01401% | 0.009411% | 0.008519% | 0.006992% | 0.01258% | 0.01001% | 0.01001% | 0.01258% | 0.009411% | 0.01401% | 0.009411% | 0.01469% | 0.00438% | 0.005201% | 0.005201%
2657 | 0.00533% | 0.009973% | 0.004919% | 0.01364% | 0.009126% | 0.008841% | 0.006644% | 0.01203% | 0.009652% | 0.01203% | 0.009126% | 0.01364% | 0.009126% | 0.0146% | 0.004391% | 0.01364% | 0.009126% | 0.008841% | 0.006644% | 0.01203% | 0.009652% | 0.009652% | 0.01203% | 0.009126% | 0.01364% | 0.009126% | 0.0146% | 0.004391% | 0.00533% | 0.00533%
2658 | 0.00572% | 0.009615% | 0.005096% | 0.01308% | 0.008779% | 0.009792% | 0.006421% | 0.01161% | 0.009322% | 0.01161% | 0.008779% | 0.01308% | 0.008779% | 0.01436% | 0.004416% | 0.01308% | 0.008779% | 0.009792% | 0.006421% | 0.01161% | 0.009322% | 0.009322% | 0.01161% | 0.008779% | 0.01308% | 0.008779% | 0.01436% | 0.004416% | 0.00572% | 0.00572%
2659 | 0.00694% | 0.009548% | 0.006303% | 0.01277% | 0.008809% | 0.01132% | 0.007272% | 0.01135% | 0.009203% | 0.01135% | 0.008809% | 0.01277% | 0.008809% | 0.01453% | 0.005562% | 0.01277% | 0.008809% | 0.01132% | 0.007272% | 0.01135% | 0.009203% | 0.009203% | 0.01135% | 0.008809% | 0.01277% | 0.008809% | 0.01453% | 0.005562% | 0.00694% | 0.00694%
2660 | 0.008379% | 0.009628% | 0.007625% | 0.01242% | 0.009048% | 0.01232% | 0.008555% | 0.01101% | 0.00911% | 0.01101% | 0.009048% | 0.01242% | 0.009048% | 0.01456% | 0.007115% | 0.01242% | 0.009048% | 0.01232% | 0.008555% | 0.01101% | 0.00911% | 0.00911% | 0.01101% | 0.009048% | 0.01242% | 0.009048% | 0.01456% | 0.007115% | 0.008379% | 0.008379%
2661 | 0.006661% | 0.00963% | 0.006456% | 0.01082% | 0.008708% | 0.01254% | 0.008707% | 0.01058% | 0.008782% | 0.01058% | 0.008708% | 0.01082% | 0.008708% | 0.01263% | 0.007152% | 0.01082% | 0.008708% | 0.01254% | 0.008707% | 0.01058% | 0.008782% | 0.008782% | 0.01058% | 0.008708% | 0.01082% | 0.008708% | 0.01263% | 0.007152% | 0.006661% | 0.006661%
2662 | 0.006577% | 0.009582% | 0.006367% | 0.00853% | 0.008582% | 0.01274% | 0.008874% | 0.01011% | 0.008478% | 0.01011% | 0.008582% | 0.00853% | 0.008582% | 0.009265% | 0.007188% | 0.00853% | 0.008582% | 0.01274% | 0.008874% | 0.01011% | 0.008478% | 0.008478% | 0.01011% | 0.008582% | 0.00853% | 0.008582% | 0.009265% | 0.007188% | 0.006577% | 0.006577%
2663 | 0.006493% | 0.009649% | 0.006231% | 0.006946% | 0.008556% | 0.01278% | 0.009026% | 0.009029% | 0.008385% | 0.009029% | 0.008556% | 0.006946% | 0.008556% | 0.006847% | 0.007219% | 0.006946% | 0.008556% | 0.01278% | 0.009026% | 0.009029% | 0.008385% | 0.008385% | 0.009029% | 0.008556% | 0.006946% | 0.008556% | 0.006847% | 0.007219% | 0.006493% | 0.006493%
2664 | 0.006435% | 0.009165% | 0.00608% | 0.006314% | 0.008499% | 0.01255% | 0.008981% | 0.008234% | 0.008379% | 0.008234% | 0.008499% | 0.006314% | 0.008499% | 0.005647% | 0.007175% | 0.006314% | 0.008499% | 0.01255% | 0.008981% | 0.008234% | 0.008379% | 0.008379% | 0.008234% | 0.008499% | 0.006314% | 0.008499% | 0.005647% | 0.007175% | 0.006435% | 0.006435%
2665 | 0.005652% | 0.00751% | 0.005418% | 0.006257% | 0.007651% | 0.01283% | 0.007891% | 0.008409% | 0.007735% | 0.008409% | 0.007651% | 0.006257% | 0.007651% | 0.005136% | 0.00711% | 0.006257% | 0.007651% | 0.01283% | 0.007891% | 0.008409% | 0.007735% | 0.007735% | 0.008409% | 0.007651% | 0.006257% | 0.007651% | 0.005136% | 0.00711% | 0.005652% | 0.005652%
2666 | 0.005723% | 0.007477% | 0.00552% | 0.006173% | 0.007818% | 0.01284% | 0.008033% | 0.007908% | 0.00785% | 0.007908% | 0.007818% | 0.006173% | 0.007818% | 0.004903% | 0.007167% | 0.006173% | 0.007818% | 0.01284% | 0.008033% | 0.007908% | 0.00785% | 0.00785% | 0.007908% | 0.007818% | 0.006173% | 0.007818% | 0.004903% | 0.007167% | 0.005723% | 0.005723%
2667 | 0.005602% | 0.007428% | 0.005359% | 0.00616% | 0.007775% | 0.01291% | 0.008115% | 0.007566% | 0.007654% | 0.007566% | 0.007775% | 0.00616% | 0.007775% | 0.004954% | 0.007213% | 0.00616% | 0.007775% | 0.01291% | 0.008115% | 0.007566% | 0.007654% | 0.007654% | 0.007566% | 0.007775% | 0.00616% | 0.007775% | 0.004954% | 0.007213% | 0.005602% | 0.005602%
2668 | 0.005672% | 0.007414% | 0.005431% | 0.006232% | 0.007902% | 0.01299% | 0.008247% | 0.007756% | 0.007785% | 0.007756% | 0.007902% | 0.006232% | 0.007902% | 0.005385% | 0.007243% | 0.006232% | 0.007902% | 0.01299% | 0.008247% | 0.007756% | 0.007785% | 0.007785% | 0.007756% | 0.007902% | 0.006232% | 0.007902% | 0.005385% | 0.007243% | 0.005672% | 0.005672%
2669 | 0.005691% | 0.007394% | 0.005483% | 0.00692% | 0.008082% | 0.01308% | 0.008445% | 0.008433% | 0.007909% | 0.008433% | 0.008082% | 0.00692% | 0.008082% | 0.006316% | 0.007272% | 0.00692% | 0.008082% | 0.01308% | 0.008445% | 0.008433% | 0.007909% | 0.007909% | 0.008433% | 0.008082% | 0.00692% | 0.008082% | 0.006316% | 0.007272% | 0.005691% | 0.005691%
2670 | 0.00796% | 0.007228% | 0.007317% | 0.006173% | 0.007111% | 0.01205% | 0.006546% | 0.008528% | 0.007395% | 0.008528% | 0.007111% | 0.006173% | 0.007111% | 0.006476% | 0.004888% | 0.006173% | 0.007111% | 0.01205% | 0.006546% | 0.008528% | 0.007395% | 0.007395% | 0.008528% | 0.007111% | 0.006173% | 0.007111% | 0.006476% | 0.004888% | 0.00796% | 0.00796%
2671 | 0.005348% | 0.008102% | 0.005158% | 0.006752% | 0.007114% | 0.01153% | 0.006463% | 0.009442% | 0.007318% | 0.009442% | 0.007114% | 0.006752% | 0.007114% | 0.007915% | 0.004598% | 0.006752% | 0.007114% | 0.01153% | 0.006463% | 0.009442% | 0.007318% | 0.007318% | 0.009442% | 0.007114% | 0.006752% | 0.007114% | 0.007915% | 0.004598% | 0.005348% | 0.005348%
2672 | 0.005762% | 0.008354% | 0.005356% | 0.007821% | 0.007569% | 0.01134% | 0.006801% | 0.01178% | 0.007907% | 0.01178% | 0.007569% | 0.007821% | 0.007569% | 0.00999% | 0.004493% | 0.007821% | 0.007569% | 0.01134% | 0.006801% | 0.01178% | 0.007907% | 0.007907% | 0.01178% | 0.007569% | 0.007821% | 0.007569% | 0.00999% | 0.004493% | 0.005762% | 0.005762%
2673 | 0.005443% | 0.008955% | 0.005015% | 0.009039% | 0.007539% | 0.01126% | 0.006635% | 0.01275% | 0.007975% | 0.01275% | 0.007539% | 0.009039% | 0.007539% | 0.01158% | 0.00443% | 0.009039% | 0.007539% | 0.01126% | 0.006635% | 0.01275% | 0.007975% | 0.007975% | 0.01275% | 0.007539% | 0.009039% | 0.007539% | 0.01158% | 0.00443% | 0.005443% | 0.005443%
2674 | 0.005185% | 0.009808% | 0.004704% | 0.01035% | 0.007275% | 0.01145% | 0.006311% | 0.0133% | 0.00776% | 0.0133% | 0.007275% | 0.01035% | 0.007275% | 0.01274% | 0.004388% | 0.01035% | 0.007275% | 0.01145% | 0.006311% | 0.0133% | 0.00776% | 0.00776% | 0.0133% | 0.007275% | 0.01035% | 0.007275% | 0.01274% | 0.004388% | 0.005185% | 0.005185%
2675 | 0.004902% | 0.01088% | 0.004527% | 0.01157% | 0.007066% | 0.01133% | 0.006049% | 0.01366% | 0.007549% | 0.01366% | 0.007066% | 0.01157% | 0.007066% | 0.01341% | 0.004364% | 0.01157% | 0.007066% | 0.01133% | 0.006049% | 0.01366% | 0.007549% | 0.007549% | 0.01366% | 0.007066% | 0.01157% | 0.007066% | 0.01341% | 0.004364% | 0.004902% | 0.004902%
2676 | 0.004871% | 0.01136% | 0.004466% | 0.01265% | 0.007031% | 0.01073% | 0.006026% | 0.01387% | 0.007518% | 0.01387% | 0.007031% | 0.01265% | 0.007031% | 0.01374% | 0.004374% | 0.01265% | 0.007031% | 0.01073% | 0.006026% | 0.01387% | 0.007518% | 0.007518% | 0.01387% | 0.007031% | 0.01265% | 0.007031% | 0.01374% | 0.004374% | 0.004871% | 0.004871%
2677 | 0.004818% | 0.01143% | 0.004398% | 0.01335% | 0.007035% | 0.009746% | 0.006025% | 0.01423% | 0.007624% | 0.01423% | 0.007035% | 0.01335% | 0.007035% | 0.01397% | 0.004387% | 0.01335% | 0.007035% | 0.009746% | 0.006025% | 0.01423% | 0.007624% | 0.007624% | 0.01423% | 0.007035% | 0.01335% | 0.007035% | 0.01397% | 0.004387% | 0.004818% | 0.004818%
2678 | 0.004813% | 0.01085% | 0.004394% | 0.01363% | 0.007109% | 0.008835% | 0.006053% | 0.01455% | 0.007785% | 0.01455% | 0.007109% | 0.01363% | 0.007109% | 0.01416% | 0.004364% | 0.01363% | 0.007109% | 0.008835% | 0.006053% | 0.01455% | 0.007785% | 0.007785% | 0.01455% | 0.007109% | 0.01363% | 0.007109% | 0.01416% | 0.004364% | 0.004813% | 0.004813%
2679 | 0.005098% | 0.009876% | 0.00447% | 0.01353% | 0.007187% | 0.008197% | 0.006038% | 0.01489% | 0.007961% | 0.01489% | 0.007187% | 0.01353% | 0.007187% | 0.01422% | 0.004332% | 0.01353% | 0.007187% | 0.008197% | 0.006038% | 0.01489% | 0.007961% | 0.007961% | 0.01489% | 0.007187% | 0.01353% | 0.007187% | 0.01422% | 0.004332% | 0.005098% | 0.005098%
2680 | 0.005252% | 0.009025% | 0.004645% | 0.01314% | 0.007148% | 0.008155% | 0.005935% | 0.0129% | 0.008107% | 0.0129% | 0.007148% | 0.01314% | 0.007148% | 0.01408% | 0.004349% | 0.01314% | 0.007148% | 0.008155% | 0.005935% | 0.0129% | 0.008107% | 0.008107% | 0.0129% | 0.007148% | 0.01314% | 0.007148% | 0.01408% | 0.004349% | 0.005252% | 0.005252%
2681 | 0.005398% | 0.008262% | 0.004767% | 0.01247% | 0.007017% | 0.008546% | 0.005727% | 0.01231% | 0.008177% | 0.01231% | 0.007017% | 0.01247% | 0.007017% | 0.01357% | 0.004367% | 0.01247% | 0.007017% | 0.008546% | 0.005727% | 0.01231% | 0.008177% | 0.008177% | 0.01231% | 0.007017% | 0.01247% | 0.007017% | 0.01357% | 0.004367% | 0.005398% | 0.005398%
2682 | 0.005497% | 0.007778% | 0.004739% | 0.01133% | 0.006535% | 0.009505% | 0.005444% | 0.01158% | 0.007667% | 0.01158% | 0.006535% | 0.01133% | 0.006535% | 0.01254% | 0.00434% | 0.01133% | 0.006535% | 0.009505% | 0.005444% | 0.01158% | 0.007667% | 0.007667% | 0.01158% | 0.006535% | 0.01133% | 0.006535% | 0.01254% | 0.00434% | 0.005497% | 0.005497%
2683 | 0.006156% | 0.007661% | 0.005502% | 0.0105% | 0.006559% | 0.01117% | 0.006105% | 0.011% | 0.007181% | 0.011% | 0.006559% | 0.0105% | 0.006559% | 0.01182% | 0.005431% | 0.0105% | 0.006559% | 0.01117% | 0.006105% | 0.011% | 0.007181% | 0.007181% | 0.011% | 0.006559% | 0.0105% | 0.006559% | 0.01182% | 0.005431% | 0.006156% | 0.006156%
2684 | 0.007304% | 0.007708% | 0.006673% | 0.01005% | 0.007043% | 0.01212% | 0.00727% | 0.01076% | 0.007161% | 0.01076% | 0.007043% | 0.01005% | 0.007043% | 0.01127% | 0.006997% | 0.01005% | 0.007043% | 0.01212% | 0.00727% | 0.01076% | 0.007161% | 0.007161% | 0.01076% | 0.007043% | 0.01005% | 0.007043% | 0.01127% | 0.006997% | 0.007304% | 0.007304%
2685 | 0.005545% | 0.007634% | 0.005393% | 0.00903% | 0.007087% | 0.01234% | 0.007329% | 0.01041% | 0.007192% | 0.01041% | 0.007087% | 0.00903% | 0.007087% | 0.009735% | 0.007024% | 0.00903% | 0.007087% | 0.01234% | 0.007329% | 0.01041% | 0.007192% | 0.007192% | 0.01041% | 0.007087% | 0.00903% | 0.007087% | 0.009735% | 0.007024% | 0.005545% | 0.005545%
2686 | 0.005598% | 0.007604% | 0.005508% | 0.008109% | 0.007222% | 0.01257% | 0.007475% | 0.0101% | 0.007292% | 0.0101% | 0.007222% | 0.008109% | 0.007222% | 0.008192% | 0.007059% | 0.008109% | 0.007222% | 0.01257% | 0.007475% | 0.0101% | 0.007292% | 0.007292% | 0.0101% | 0.007222% | 0.008109% | 0.007222% | 0.008192% | 0.007059% | 0.005598% | 0.005598%
2687 | 0.005676% | 0.007597% | 0.005527% | 0.007391% | 0.007378% | 0.0126% | 0.007633% | 0.009323% | 0.007483% | 0.009323% | 0.007378% | 0.007391% | 0.007378% | 0.00667% | 0.007088% | 0.007391% | 0.007378% | 0.0126% | 0.007633% | 0.009323% | 0.007483% | 0.007483% | 0.009323% | 0.007378% | 0.007391% | 0.007378% | 0.00667% | 0.007088% | 0.005676% | 0.005676%
2688 | 0.005718% | 0.008091% | 0.005499% | 0.006517% | 0.007823% | 0.01268% | 0.008132% | 0.008736% | 0.00778% | 0.008736% | 0.007823% | 0.006517% | 0.007823% | 0.005637% | 0.007104% | 0.006517% | 0.007823% | 0.01268% | 0.008132% | 0.008736% | 0.00778% | 0.00778% | 0.008736% | 0.007823% | 0.006517% | 0.007823% | 0.005637% | 0.007104% | 0.005718% | 0.005718%
2689 | 0.007228% | 0.007936% | 0.00683% | 0.006015% | 0.008444% | 0.01196% | 0.00903% | 0.007646% | 0.008385% | 0.007646% | 0.008444% | 0.006015% | 0.008444% | 0.00505% | 0.007161% | 0.006015% | 0.008444% | 0.01196% | 0.00903% | 0.007646% | 0.008385% | 0.008385% | 0.007646% | 0.008444% | 0.006015% | 0.008444% | 0.00505% | 0.007161% | 0.007228% | 0.007228%
2690 | 0.007306% | 0.007935% | 0.006878% | 0.005871% | 0.008472% | 0.01203% | 0.009056% | 0.006604% | 0.008583% | 0.006604% | 0.008472% | 0.005871% | 0.008472% | 0.005121% | 0.007224% | 0.005871% | 0.008472% | 0.01203% | 0.009056% | 0.006604% | 0.008583% | 0.008583% | 0.006604% | 0.008472% | 0.005871% | 0.008472% | 0.005121% | 0.007224% | 0.007306% | 0.007306%
2691 | 0.007679% | 0.007854% | 0.006904% | 0.005852% | 0.008566% | 0.0121% | 0.009112% | 0.005836% | 0.009059% | 0.005836% | 0.008566% | 0.005852% | 0.008566% | 0.005422% | 0.007486% | 0.005852% | 0.008566% | 0.0121% | 0.009112% | 0.005836% | 0.009059% | 0.009059% | 0.005836% | 0.008566% | 0.005852% | 0.008566% | 0.005422% | 0.007486% | 0.007679% | 0.007679%
2692 | 0.008665% | 0.007843% | 0.006876% | 0.006019% | 0.009106% | 0.01221% | 0.00945% | 0.005761% | 0.009726% | 0.005761% | 0.009106% | 0.006019% | 0.009106% | 0.005872% | 0.008215% | 0.006019% | 0.009106% | 0.01221% | 0.00945% | 0.005761% | 0.009726% | 0.009726% | 0.005761% | 0.009106% | 0.006019% | 0.009106% | 0.005872% | 0.008215% | 0.008665% | 0.008665%
2693 | 0.01079% | 0.008462% | 0.007082% | 0.006883% | 0.01017% | 0.01221% | 0.01029% | 0.006785% | 0.0106% | 0.006785% | 0.01017% | 0.006883% | 0.01017% | 0.006595% | 0.009677% | 0.006883% | 0.01017% | 0.01221% | 0.01029% | 0.006785% | 0.0106% | 0.0106% | 0.006785% | 0.01017% | 0.006883% | 0.01017% | 0.006595% | 0.009677% | 0.01079% | 0.01079%
2694 | 0.01459% | 0.008299% | 0.01121% | 0.00654% | 0.01083% | 0.01139% | 0.009758% | 0.008172% | 0.0119% | 0.008172% | 0.01083% | 0.00654% | 0.01083% | 0.006747% | 0.009628% | 0.00654% | 0.01083% | 0.01139% | 0.009758% | 0.008172% | 0.0119% | 0.0119% | 0.008172% | 0.01083% | 0.00654% | 0.01083% | 0.006747% | 0.009628% | 0.01459% | 0.01459%
2695 | 0.016% | 0.009505% | 0.01432% | 0.008096% | 0.01242% | 0.01093% | 0.01117% | 0.01055% | 0.0133% | 0.01055% | 0.01242% | 0.008096% | 0.01242% | 0.008932% | 0.01233% | 0.008096% | 0.01242% | 0.01093% | 0.01117% | 0.01055% | 0.0133% | 0.0133% | 0.01055% | 0.01242% | 0.008096% | 0.01242% | 0.008932% | 0.01233% | 0.016% | 0.016%
2696 | 0.01763% | 0.01254% | 0.01624% | 0.01028% | 0.01415% | 0.01053% | 0.0127% | 0.01312% | 0.01474% | 0.01312% | 0.01415% | 0.01028% | 0.01415% | 0.01177% | 0.01507% | 0.01028% | 0.01415% | 0.01053% | 0.0127% | 0.01312% | 0.01474% | 0.01474% | 0.01312% | 0.01415% | 0.01028% | 0.01415% | 0.01177% | 0.01507% | 0.01763% | 0.01763%
2697 | 0.01893% | 0.0158% | 0.01711% | 0.01184% | 0.01554% | 0.01058% | 0.01412% | 0.01365% | 0.01592% | 0.01365% | 0.01554% | 0.01184% | 0.01554% | 0.01318% | 0.01721% | 0.01184% | 0.01554% | 0.01058% | 0.01412% | 0.01365% | 0.01592% | 0.01592% | 0.01365% | 0.01554% | 0.01184% | 0.01554% | 0.01318% | 0.01721% | 0.01893% | 0.01893%
2698 | 0.02009% | 0.01838% | 0.01831% | 0.01304% | 0.01631% | 0.01136% | 0.0153% | 0.01411% | 0.01632% | 0.01411% | 0.01631% | 0.01304% | 0.01631% | 0.01395% | 0.01875% | 0.01304% | 0.01631% | 0.01136% | 0.0153% | 0.01411% | 0.01632% | 0.01632% | 0.01411% | 0.01631% | 0.01304% | 0.01631% | 0.01395% | 0.01875% | 0.02009% | 0.02009%
2699 | 0.02062% | 0.01936% | 0.01901% | 0.01395% | 0.0163% | 0.01175% | 0.01585% | 0.01387% | 0.01612% | 0.01387% | 0.0163% | 0.01395% | 0.0163% | 0.01452% | 0.01974% | 0.01395% | 0.0163% | 0.01175% | 0.01585% | 0.01387% | 0.01612% | 0.01612% | 0.01387% | 0.0163% | 0.01395% | 0.0163% | 0.01452% | 0.01974% | 0.02062% | 0.02062%
2700 | 0.02058% | 0.01931% | 0.01969% | 0.01463% | 0.01587% | 0.01128% | 0.01588% | 0.01316% | 0.01583% | 0.01316% | 0.01587% | 0.01463% | 0.01587% | 0.01496% | 0.02014% | 0.01463% | 0.01587% | 0.01128% | 0.01588% | 0.01316% | 0.01583% | 0.01583% | 0.01316% | 0.01587% | 0.01463% | 0.01587% | 0.01496% | 0.02014% | 0.02058% | 0.02058%
2701 | 0.01981% | 0.01861% | 0.02015% | 0.01516% | 0.01505% | 0.01027% | 0.01557% | 0.01257% | 0.0154% | 0.01257% | 0.01505% | 0.01516% | 0.01505% | 0.01535% | 0.02014% | 0.01516% | 0.01505% | 0.01027% | 0.01557% | 0.01257% | 0.0154% | 0.0154% | 0.01257% | 0.01505% | 0.01516% | 0.01505% | 0.01535% | 0.02014% | 0.01981% | 0.01981%
2702 | 0.01817% | 0.01602% | 0.01935% | 0.01543% | 0.01394% | 0.009219% | 0.01477% | 0.01235% | 0.01457% | 0.01235% | 0.01394% | 0.01543% | 0.01394% | 0.0155% | 0.0198% | 0.01543% | 0.01394% | 0.009219% | 0.01477% | 0.01235% | 0.01457% | 0.01457% | 0.01235% | 0.01394% | 0.01543% | 0.01394% | 0.0155% | 0.0198% | 0.01817% | 0.01817%
2703 | 0.01636% | 0.01349% | 0.01859% | 0.01548% | 0.01306% | 0.008624% | 0.01348% | 0.01284% | 0.01406% | 0.01284% | 0.01306% | 0.01548% | 0.01306% | 0.01529% | 0.01873% | 0.01548% | 0.01306% | 0.008624% | 0.01348% | 0.01284% | 0.01406% | 0.01406% | 0.01284% | 0.01306% | 0.01548% | 0.01306% | 0.01529% | 0.01873% | 0.01636% | 0.01636%
2704 | 0.01423% | 0.01188% | 0.01662% | 0.01534% | 0.01234% | 0.008415% | 0.01204% | 0.01132% | 0.01369% | 0.01132% | 0.01234% | 0.01534% | 0.01234% | 0.0147% | 0.0166% | 0.01534% | 0.01234% | 0.008415% | 0.01204% | 0.01132% | 0.01369% | 0.01369% | 0.01132% | 0.01234% | 0.01534% | 0.01234% | 0.0147% | 0.0166% | 0.01423% | 0.01423%
2705 | 0.0121% | 0.009938% | 0.01563% | 0.01493% | 0.01141% | 0.008492% | 0.01083% | 0.01133% | 0.01306% | 0.01133% | 0.01141% | 0.01493% | 0.01141% | 0.01379% | 0.01383% | 0.01493% | 0.01141% | 0.008492% | 0.01083% | 0.01133% | 0.01306% | 0.01306% | 0.01133% | 0.01141% | 0.01493% | 0.01141% | 0.01379% | 0.01383% | 0.0121% | 0.0121%
2706 | 0.01005% | 0.009107% | 0.01485% | 0.01418% | 0.01032% | 0.009042% | 0.009934% | 0.01111% | 0.01184% | 0.01111% | 0.01032% | 0.01418% | 0.01032% | 0.01282% | 0.01098% | 0.01418% | 0.01032% | 0.009042% | 0.009934% | 0.01111% | 0.01184% | 0.01184% | 0.01111% | 0.01032% | 0.01418% | 0.01032% | 0.01282% | 0.01098% | 0.01005% | 0.01005%
2707 | 0.00938% | 0.00865% | 0.01269% | 0.01356% | 0.009551% | 0.01008% | 0.01001% | 0.01087% | 0.01057% | 0.01087% | 0.009551% | 0.01356% | 0.009551% | 0.0125% | 0.009911% | 0.01356% | 0.009551% | 0.01008% | 0.01001% | 0.01087% | 0.01057% | 0.01057% | 0.01087% | 0.009551% | 0.01356% | 0.009551% | 0.0125% | 0.009911% | 0.00938% | 0.00938%
2708 | 0.009612% | 0.008515% | 0.009725% | 0.01303% | 0.009312% | 0.01085% | 0.01053% | 0.01086% | 0.009652% | 0.01086% | 0.009312% | 0.01303% | 0.009312% | 0.01243% | 0.01008% | 0.01303% | 0.009312% | 0.01085% | 0.01053% | 0.01086% | 0.009652% | 0.009652% | 0.01086% | 0.009312% | 0.01303% | 0.009312% | 0.01243% | 0.01008% | 0.009612% | 0.009612%
2709 | 0.00731% | 0.008359% | 0.007305% | 0.01128% | 0.008823% | 0.011% | 0.009815% | 0.011% | 0.00912% | 0.011% | 0.008823% | 0.01128% | 0.008823% | 0.01051% | 0.009152% | 0.01128% | 0.008823% | 0.011% | 0.009815% | 0.011% | 0.00912% | 0.00912% | 0.011% | 0.008823% | 0.01128% | 0.008823% | 0.01051% | 0.009152% | 0.00731% | 0.00731%
2710 | 0.007014% | 0.008159% | 0.006615% | 0.008864% | 0.00851% | 0.0113% | 0.00915% | 0.01062% | 0.008653% | 0.01062% | 0.00851% | 0.008864% | 0.00851% | 0.007369% | 0.008407% | 0.008864% | 0.00851% | 0.0113% | 0.00915% | 0.01062% | 0.008653% | 0.008653% | 0.01062% | 0.00851% | 0.008864% | 0.00851% | 0.007369% | 0.008407% | 0.007014% | 0.007014%
2711 | 0.006933% | 0.008045% | 0.00661% | 0.007301% | 0.008385% | 0.01148% | 0.008792% | 0.0105% | 0.008474% | 0.0105% | 0.008385% | 0.007301% | 0.008385% | 0.005385% | 0.007838% | 0.007301% | 0.008385% | 0.01148% | 0.008792% | 0.0105% | 0.008474% | 0.008474% | 0.0105% | 0.008385% | 0.007301% | 0.008385% | 0.005385% | 0.007838% | 0.006933% | 0.006933%
2712 | 0.006667% | 0.007856% | 0.00635% | 0.006463% | 0.008151% | 0.01187% | 0.008435% | 0.009023% | 0.008232% | 0.009023% | 0.008151% | 0.006463% | 0.008151% | 0.005056% | 0.007224% | 0.006463% | 0.008151% | 0.01187% | 0.008435% | 0.009023% | 0.008232% | 0.008232% | 0.009023% | 0.008151% | 0.006463% | 0.008151% | 0.005056% | 0.007224% | 0.006667% | 0.006667%
2713 | 0.007095% | 0.007891% | 0.006778% | 0.00595% | 0.008276% | 0.01173% | 0.008605% | 0.007522% | 0.008366% | 0.007522% | 0.008276% | 0.00595% | 0.008276% | 0.004868% | 0.00701% | 0.00595% | 0.008276% | 0.01173% | 0.008605% | 0.007522% | 0.008366% | 0.008366% | 0.007522% | 0.008276% | 0.00595% | 0.008276% | 0.004868% | 0.00701% | 0.007095% | 0.007095%
2714 | 0.007109% | 0.007842% | 0.006738% | 0.005803% | 0.008296% | 0.01181% | 0.008629% | 0.006523% | 0.008517% | 0.006523% | 0.008296% | 0.005803% | 0.008296% | 0.004929% | 0.007056% | 0.005803% | 0.008296% | 0.01181% | 0.008629% | 0.006523% | 0.008517% | 0.008517% | 0.006523% | 0.008296% | 0.005803% | 0.008296% | 0.004929% | 0.007056% | 0.007109% | 0.007109%
2715 | 0.007446% | 0.007767% | 0.006729% | 0.005774% | 0.008377% | 0.0119% | 0.008721% | 0.005743% | 0.008939% | 0.005743% | 0.008377% | 0.005774% | 0.008377% | 0.005221% | 0.007306% | 0.005774% | 0.008377% | 0.0119% | 0.008721% | 0.005743% | 0.008939% | 0.008939% | 0.005743% | 0.008377% | 0.005774% | 0.008377% | 0.005221% | 0.007306% | 0.007446% | 0.007446%
2716 | 0.008418% | 0.007713% | 0.006827% | 0.005918% | 0.008868% | 0.01201% | 0.009033% | 0.005723% | 0.00956% | 0.005723% | 0.008868% | 0.005918% | 0.008868% | 0.005676% | 0.008025% | 0.005918% | 0.008868% | 0.01201% | 0.009033% | 0.005723% | 0.00956% | 0.00956% | 0.005723% | 0.008868% | 0.005918% | 0.008868% | 0.005676% | 0.008025% | 0.008418% | 0.008418%
2717 | 0.01053% | 0.008397% | 0.006994% | 0.006762% | 0.009859% | 0.01192% | 0.00984% | 0.006773% | 0.01043% | 0.006773% | 0.009859% | 0.006762% | 0.009859% | 0.006337% | 0.009482% | 0.006762% | 0.009859% | 0.01192% | 0.00984% | 0.006773% | 0.01043% | 0.01043% | 0.006773% | 0.009859% | 0.006762% | 0.009859% | 0.006337% | 0.009482% | 0.01053% | 0.01053%
2718 | 0.01398% | 0.008156% | 0.01088% | 0.006432% | 0.01053% | 0.01112% | 0.009286% | 0.008116% | 0.01167% | 0.008116% | 0.01053% | 0.006432% | 0.01053% | 0.006473% | 0.009446% | 0.006432% | 0.01053% | 0.01112% | 0.009286% | 0.008116% | 0.01167% | 0.01167% | 0.008116% | 0.01053% | 0.006432% | 0.01053% | 0.006473% | 0.009446% | 0.01398% | 0.01398%
2719 | 0.0156% | 0.009366% | 0.01417% | 0.007998% | 0.01211% | 0.01078% | 0.01079% | 0.01045% | 0.013% | 0.01045% | 0.01211% | 0.007998% | 0.01211% | 0.008704% | 0.01226% | 0.007998% | 0.01211% | 0.01078% | 0.01079% | 0.01045% | 0.013% | 0.013% | 0.01045% | 0.01211% | 0.007998% | 0.01211% | 0.008704% | 0.01226% | 0.0156% | 0.0156%
2720 | 0.01731% | 0.01234% | 0.0161% | 0.01015% | 0.01376% | 0.01043% | 0.01239% | 0.01291% | 0.01425% | 0.01291% | 0.01376% | 0.01015% | 0.01376% | 0.01156% | 0.01502% | 0.01015% | 0.01376% | 0.01043% | 0.01239% | 0.01291% | 0.01425% | 0.01425% | 0.01291% | 0.01376% | 0.01015% | 0.01376% | 0.01156% | 0.01502% | 0.01731% | 0.01731%
2721 | 0.01859% | 0.01565% | 0.01686% | 0.01161% | 0.01511% | 0.01043% | 0.01382% | 0.01329% | 0.01534% | 0.01329% | 0.01511% | 0.01161% | 0.01511% | 0.01292% | 0.01716% | 0.01161% | 0.01511% | 0.01043% | 0.01382% | 0.01329% | 0.01534% | 0.01534% | 0.01329% | 0.01511% | 0.01161% | 0.01511% | 0.01292% | 0.01716% | 0.01859% | 0.01859%
2722 | 0.01946% | 0.01825% | 0.0179% | 0.01263% | 0.01587% | 0.01081% | 0.01498% | 0.01357% | 0.01568% | 0.01357% | 0.01587% | 0.01263% | 0.01587% | 0.01354% | 0.01869% | 0.01263% | 0.01587% | 0.01081% | 0.01498% | 0.01357% | 0.01568% | 0.01568% | 0.01357% | 0.01587% | 0.01263% | 0.01587% | 0.01354% | 0.01869% | 0.01946% | 0.01946%
2723 | 0.02004% | 0.01921% | 0.01874% | 0.01354% | 0.01592% | 0.01097% | 0.01563% | 0.01326% | 0.01554% | 0.01326% | 0.01592% | 0.01354% | 0.01592% | 0.01412% | 0.01969% | 0.01354% | 0.01592% | 0.01097% | 0.01563% | 0.01326% | 0.01554% | 0.01554% | 0.01326% | 0.01592% | 0.01354% | 0.01592% | 0.01412% | 0.01969% | 0.02004% | 0.02004%
2724 | 0.02016% | 0.01913% | 0.01973% | 0.01435% | 0.01555% | 0.01051% | 0.01572% | 0.01248% | 0.01529% | 0.01248% | 0.01555% | 0.01435% | 0.01555% | 0.01466% | 0.02011% | 0.01435% | 0.01555% | 0.01051% | 0.01572% | 0.01248% | 0.01529% | 0.01529% | 0.01248% | 0.01555% | 0.01435% | 0.01555% | 0.01466% | 0.02011% | 0.02016% | 0.02016%
2725 | 0.01913% | 0.01837% | 0.02013% | 0.01485% | 0.01461% | 0.009713% | 0.01537% | 0.01171% | 0.0147% | 0.01171% | 0.01461% | 0.01485% | 0.01461% | 0.01503% | 0.02009% | 0.01485% | 0.01461% | 0.009713% | 0.01537% | 0.01171% | 0.0147% | 0.0147% | 0.01171% | 0.01461% | 0.01485% | 0.01461% | 0.01503% | 0.02009% | 0.01913% | 0.01913%
2726 | 0.01723% | 0.01568% | 0.01928% | 0.01509% | 0.01341% | 0.008986% | 0.01455% | 0.01135% | 0.01372% | 0.01135% | 0.01341% | 0.01509% | 0.01341% | 0.01516% | 0.01976% | 0.01509% | 0.01341% | 0.008986% | 0.01455% | 0.01135% | 0.01372% | 0.01372% | 0.01135% | 0.01341% | 0.01509% | 0.01341% | 0.01516% | 0.01976% | 0.01723% | 0.01723%
2727 | 0.01521% | 0.01314% | 0.01857% | 0.01507% | 0.0123% | 0.008355% | 0.01315% | 0.01159% | 0.01281% | 0.01159% | 0.0123% | 0.01507% | 0.0123% | 0.0149% | 0.01868% | 0.01507% | 0.0123% | 0.008355% | 0.01315% | 0.01159% | 0.01281% | 0.01281% | 0.01159% | 0.0123% | 0.01507% | 0.0123% | 0.0149% | 0.01868% | 0.01521% | 0.01521%
2728 | 0.01302% | 0.01162% | 0.01664% | 0.01487% | 0.01144% | 0.008251% | 0.01164% | 0.009883% | 0.01218% | 0.009883% | 0.01144% | 0.01487% | 0.01144% | 0.0143% | 0.01653% | 0.01487% | 0.01144% | 0.008251% | 0.01164% | 0.009883% | 0.01218% | 0.01218% | 0.009883% | 0.01144% | 0.01487% | 0.01144% | 0.0143% | 0.01653% | 0.01302% | 0.01302%
2729 | 0.01113% | 0.009821% | 0.01573% | 0.01446% | 0.01042% | 0.00825% | 0.01037% | 0.009679% | 0.01135% | 0.009679% | 0.01042% | 0.01446% | 0.01042% | 0.01347% | 0.01376% | 0.01446% | 0.01042% | 0.00825% | 0.01037% | 0.009679% | 0.01135% | 0.01135% | 0.009679% | 0.01042% | 0.01446% | 0.01042% | 0.01347% | 0.01376% | 0.01113% | 0.01113%
2730 | 0.009305% | 0.009034% | 0.01496% | 0.01376% | 0.009457% | 0.008797% | 0.009499% | 0.009566% | 0.0103% | 0.009566% | 0.009457% | 0.01376% | 0.009457% | 0.01256% | 0.01093% | 0.01376% | 0.009457% | 0.008797% | 0.009499% | 0.009566% | 0.0103% | 0.0103% | 0.009566% | 0.009457% | 0.01376% | 0.009457% | 0.01256% | 0.01093% | 0.009305% | 0.009305%
2731 | 0.008731% | 0.008576% | 0.01266% | 0.01323% | 0.009021% | 0.009919% | 0.00969% | 0.009571% | 0.009558% | 0.009571% | 0.009021% | 0.01323% | 0.009021% | 0.01231% | 0.009891% | 0.01323% | 0.009021% | 0.009919% | 0.00969% | 0.009571% | 0.009558% | 0.009558% | 0.009571% | 0.009021% | 0.01323% | 0.009021% | 0.01231% | 0.009891% | 0.008731% | 0.008731%
2732 | 0.009026% | 0.008477% | 0.009724% | 0.01284% | 0.008952% | 0.01077% | 0.0103% | 0.009848% | 0.009017% | 0.009848% | 0.008952% | 0.01284% | 0.008952% | 0.01234% | 0.01007% | 0.01284% | 0.008952% | 0.01077% | 0.0103% | 0.009848% | 0.009017% | 0.009017% | 0.009848% | 0.008952% | 0.01284% | 0.008952% | 0.01234% | 0.01007% | 0.009026% | 0.009026%
2733 | 0.007183% | 0.00832% | 0.007192% | 0.01119% | 0.008585% | 0.01089% | 0.009653% | 0.01016% | 0.008651% | 0.01016% | 0.008585% | 0.01119% | 0.008585% | 0.01047% | 0.009135% | 0.01119% | 0.008585% | 0.01089% | 0.009653% | 0.01016% | 0.008651% | 0.008651% | 0.01016% | 0.008585% | 0.01119% | 0.008585% | 0.01047% | 0.009135% | 0.007183% | 0.007183%
2734 | 0.00688% | 0.008267% | 0.00656% | 0.008863% | 0.008463% | 0.01102% | 0.009057% | 0.01042% | 0.008498% | 0.01042% | 0.008463% | 0.008863% | 0.008463% | 0.007365% | 0.008381% | 0.008863% | 0.008463% | 0.01102% | 0.009057% | 0.01042% | 0.008498% | 0.008498% | 0.01042% | 0.008463% | 0.008863% | 0.008463% | 0.007365% | 0.008381% | 0.00688% | 0.00688%
2735 | 0.006756% | 0.008221% | 0.006512% | 0.007312% | 0.008368% | 0.01112% | 0.008703% | 0.01043% | 0.008431% | 0.01043% | 0.008368% | 0.007312% | 0.008368% | 0.00537% | 0.007796% | 0.007312% | 0.008368% | 0.01112% | 0.008703% | 0.01043% | 0.008431% | 0.008431% | 0.01043% | 0.008368% | 0.007312% | 0.008368% | 0.00537% | 0.007796% | 0.006756% | 0.006756%
2736 | 0.006834% | 0.00807% | 0.006526% | 0.006399% | 0.008306% | 0.01129% | 0.008571% | 0.008881% | 0.008382% | 0.008881% | 0.008306% | 0.006399% | 0.008306% | 0.004899% | 0.007182% | 0.006399% | 0.008306% | 0.01129% | 0.008571% | 0.008881% | 0.008382% | 0.008382% | 0.008881% | 0.008306% | 0.006399% | 0.008306% | 0.004899% | 0.007182% | 0.006834% | 0.006834%
2737 | 0.006806% | 0.008099% | 0.006648% | 0.00594% | 0.008279% | 0.01119% | 0.008523% | 0.007519% | 0.008388% | 0.007519% | 0.008279% | 0.00594% | 0.008279% | 0.004816% | 0.006942% | 0.00594% | 0.008279% | 0.01119% | 0.008523% | 0.007519% | 0.008388% | 0.008388% | 0.007519% | 0.008279% | 0.00594% | 0.008279% | 0.004816% | 0.006942% | 0.006806% | 0.006806%
2738 | 0.006841% | 0.008041% | 0.006562% | 0.005795% | 0.008268% | 0.01122% | 0.008527% | 0.006511% | 0.008552% | 0.006511% | 0.008268% | 0.005795% | 0.008268% | 0.00483% | 0.006966% | 0.005795% | 0.008268% | 0.01122% | 0.008527% | 0.006511% | 0.008552% | 0.008552% | 0.006511% | 0.008268% | 0.005795% | 0.008268% | 0.00483% | 0.006966% | 0.006841% | 0.006841%
2739 | 0.00713% | 0.007965% | 0.006552% | 0.005756% | 0.008338% | 0.01127% | 0.008599% | 0.005742% | 0.00897% | 0.005742% | 0.008338% | 0.005756% | 0.008338% | 0.005029% | 0.007207% | 0.005756% | 0.008338% | 0.01127% | 0.008599% | 0.005742% | 0.00897% | 0.00897% | 0.005742% | 0.008338% | 0.005756% | 0.008338% | 0.005029% | 0.007207% | 0.00713% | 0.00713%
2740 | 0.008091% | 0.007906% | 0.006609% | 0.005878% | 0.008778% | 0.01133% | 0.008874% | 0.005695% | 0.009598% | 0.005695% | 0.008778% | 0.005878% | 0.008778% | 0.00543% | 0.007902% | 0.005878% | 0.008778% | 0.01133% | 0.008874% | 0.005695% | 0.009598% | 0.009598% | 0.005695% | 0.008778% | 0.005878% | 0.008778% | 0.00543% | 0.007902% | 0.008091% | 0.008091%
2741 | 0.01035% | 0.008498% | 0.00684% | 0.00666% | 0.009699% | 0.01117% | 0.009678% | 0.006745% | 0.01043% | 0.006745% | 0.009699% | 0.00666% | 0.009699% | 0.006004% | 0.009331% | 0.00666% | 0.009699% | 0.01117% | 0.009678% | 0.006745% | 0.01043% | 0.01043% | 0.006745% | 0.009699% | 0.00666% | 0.009699% | 0.006004% | 0.009331% | 0.01035% | 0.01035%
2742 | 0.01338% | 0.008321% | 0.01043% | 0.006275% | 0.01047% | 0.0104% | 0.009139% | 0.008142% | 0.01173% | 0.008142% | 0.01047% | 0.006275% | 0.01047% | 0.006086% | 0.009306% | 0.006275% | 0.01047% | 0.0104% | 0.009139% | 0.008142% | 0.01173% | 0.01173% | 0.008142% | 0.01047% | 0.006275% | 0.01047% | 0.006086% | 0.009306% | 0.01338% | 0.01338%
2743 | 0.01548% | 0.009561% | 0.01407% | 0.007841% | 0.01214% | 0.01038% | 0.01075% | 0.01049% | 0.01299% | 0.01049% | 0.01214% | 0.007841% | 0.01214% | 0.008367% | 0.0122% | 0.007841% | 0.01214% | 0.01038% | 0.01075% | 0.01049% | 0.01299% | 0.01299% | 0.01049% | 0.01214% | 0.007841% | 0.01214% | 0.008367% | 0.0122% | 0.01548% | 0.01548%
2744 | 0.01757% | 0.01262% | 0.01648% | 0.01013% | 0.0138% | 0.01037% | 0.01246% | 0.01295% | 0.01403% | 0.01295% | 0.0138% | 0.01013% | 0.0138% | 0.01136% | 0.01502% | 0.01013% | 0.0138% | 0.01037% | 0.01246% | 0.01295% | 0.01403% | 0.01403% | 0.01295% | 0.0138% | 0.01013% | 0.0138% | 0.01136% | 0.01502% | 0.01757% | 0.01757%
2745 | 0.01921% | 0.01601% | 0.01782% | 0.01184% | 0.01505% | 0.01051% | 0.01393% | 0.01328% | 0.01486% | 0.01328% | 0.01505% | 0.01184% | 0.01505% | 0.01303% | 0.01718% | 0.01184% | 0.01505% | 0.01051% | 0.01393% | 0.01328% | 0.01486% | 0.01486% | 0.01328% | 0.01505% | 0.01184% | 0.01505% | 0.01303% | 0.01718% | 0.01921% | 0.01921%
2746 | 0.02011% | 0.01841% | 0.01895% | 0.01292% | 0.01568% | 0.0108% | 0.01511% | 0.01354% | 0.01503% | 0.01354% | 0.01568% | 0.01292% | 0.01568% | 0.01377% | 0.01871% | 0.01292% | 0.01568% | 0.0108% | 0.01511% | 0.01354% | 0.01503% | 0.01503% | 0.01354% | 0.01568% | 0.01292% | 0.01568% | 0.01377% | 0.01871% | 0.02011% | 0.02011%
2747 | 0.02048% | 0.01933% | 0.01953% | 0.01369% | 0.01555% | 0.01077% | 0.01569% | 0.01319% | 0.01469% | 0.01319% | 0.01555% | 0.01369% | 0.01555% | 0.01427% | 0.01968% | 0.01369% | 0.01555% | 0.01077% | 0.01569% | 0.01319% | 0.01469% | 0.01469% | 0.01319% | 0.01555% | 0.01369% | 0.01555% | 0.01427% | 0.01968% | 0.02048% | 0.02048%
2748 | 0.01949% | 0.01902% | 0.01915% | 0.01394% | 0.01492% | 0.01026% | 0.01561% | 0.01226% | 0.01421% | 0.01226% | 0.01492% | 0.01394% | 0.01492% | 0.01451% | 0.02005% | 0.01394% | 0.01492% | 0.01026% | 0.01561% | 0.01226% | 0.01421% | 0.01421% | 0.01226% | 0.01492% | 0.01394% | 0.01492% | 0.01451% | 0.02005% | 0.01949% | 0.01949%
2749 | 0.01793% | 0.01826% | 0.01882% | 0.01415% | 0.01398% | 0.009263% | 0.01519% | 0.01141% | 0.01364% | 0.01141% | 0.01398% | 0.01415% | 0.01398% | 0.01477% | 0.02% | 0.01415% | 0.01398% | 0.009263% | 0.01519% | 0.01141% | 0.01364% | 0.01364% | 0.01141% | 0.01398% | 0.01415% | 0.01398% | 0.01477% | 0.02% | 0.01793% | 0.01793%
2750 | 0.01611% | 0.01569% | 0.01793% | 0.01433% | 0.01284% | 0.008253% | 0.01434% | 0.01096% | 0.01277% | 0.01096% | 0.01284% | 0.01433% | 0.01284% | 0.01491% | 0.01966% | 0.01433% | 0.01284% | 0.008253% | 0.01434% | 0.01096% | 0.01277% | 0.01277% | 0.01096% | 0.01284% | 0.01433% | 0.01284% | 0.01491% | 0.01966% | 0.01611% | 0.01611%
2751 | 0.01431% | 0.01314% | 0.01723% | 0.01436% | 0.01194% | 0.007636% | 0.01303% | 0.01128% | 0.01226% | 0.01128% | 0.01194% | 0.01436% | 0.01194% | 0.01471% | 0.01859% | 0.01436% | 0.01194% | 0.007636% | 0.01303% | 0.01128% | 0.01226% | 0.01226% | 0.01128% | 0.01194% | 0.01436% | 0.01194% | 0.01471% | 0.01859% | 0.01431% | 0.01431%
2752 | 0.01249% | 0.0116% | 0.01546% | 0.01433% | 0.01127% | 0.007601% | 0.01161% | 0.00972% | 0.01207% | 0.00972% | 0.01127% | 0.01433% | 0.01127% | 0.0142% | 0.01647% | 0.01433% | 0.01127% | 0.007601% | 0.01161% | 0.00972% | 0.01207% | 0.01207% | 0.00972% | 0.01127% | 0.01433% | 0.01127% | 0.0142% | 0.01647% | 0.01249% | 0.01249%
2753 | 0.0107% | 0.009725% | 0.01463% | 0.01406% | 0.01046% | 0.007775% | 0.0104% | 0.009748% | 0.01161% | 0.009748% | 0.01046% | 0.01406% | 0.01046% | 0.01341% | 0.01373% | 0.01406% | 0.01046% | 0.007775% | 0.0104% | 0.009748% | 0.01161% | 0.01161% | 0.009748% | 0.01046% | 0.01406% | 0.01046% | 0.01341% | 0.01373% | 0.0107% | 0.0107%
2754 | 0.00913% | 0.008966% | 0.01402% | 0.01351% | 0.009525% | 0.008456% | 0.009548% | 0.009667% | 0.01059% | 0.009667% | 0.009525% | 0.01351% | 0.009525% | 0.01254% | 0.01092% | 0.01351% | 0.009525% | 0.008456% | 0.009548% | 0.009667% | 0.01059% | 0.01059% | 0.009667% | 0.009525% | 0.01351% | 0.009525% | 0.01254% | 0.01092% | 0.00913% | 0.00913%
2755 | 0.008695% | 0.008532% | 0.01207% | 0.01305% | 0.009018% | 0.009677% | 0.009682% | 0.009647% | 0.009714% | 0.009647% | 0.009018% | 0.01305% | 0.009018% | 0.01226% | 0.009892% | 0.01305% | 0.009018% | 0.009677% | 0.009682% | 0.009647% | 0.009714% | 0.009714% | 0.009647% | 0.009018% | 0.01305% | 0.009018% | 0.01226% | 0.009892% | 0.008695% | 0.008695%
2756 | 0.009269% | 0.008322% | 0.009387% | 0.01273% | 0.008932% | 0.0106% | 0.01029% | 0.00987% | 0.009066% | 0.00987% | 0.008932% | 0.01273% | 0.008932% | 0.0123% | 0.01008% | 0.01273% | 0.008932% | 0.0106% | 0.01029% | 0.00987% | 0.009066% | 0.009066% | 0.00987% | 0.008932% | 0.01273% | 0.008932% | 0.0123% | 0.01008% | 0.009269% | 0.009269%
2757 | 0.007253% | 0.008088% | 0.00719% | 0.01119% | 0.00856% | 0.01086% | 0.009658% | 0.01019% | 0.008657% | 0.01019% | 0.00856% | 0.01119% | 0.00856% | 0.01059% | 0.009169% | 0.01119% | 0.00856% | 0.01086% | 0.009658% | 0.01019% | 0.008657% | 0.008657% | 0.01019% | 0.00856% | 0.01119% | 0.00856% | 0.01059% | 0.009169% | 0.007253% | 0.007253%
2758 | 0.006943% | 0.008022% | 0.006573% | 0.008933% | 0.008419% | 0.01116% | 0.00906% | 0.01047% | 0.008499% | 0.01047% | 0.008419% | 0.008933% | 0.008419% | 0.007565% | 0.008416% | 0.008933% | 0.008419% | 0.01116% | 0.00906% | 0.01047% | 0.008499% | 0.008499% | 0.01047% | 0.008419% | 0.008933% | 0.008419% | 0.007565% | 0.008416% | 0.006943% | 0.006943%
2759 | 0.006854% | 0.007938% | 0.006554% | 0.007348% | 0.008311% | 0.01135% | 0.00871% | 0.01045% | 0.008415% | 0.01045% | 0.008311% | 0.007348% | 0.008311% | 0.005479% | 0.007835% | 0.007348% | 0.008311% | 0.01135% | 0.00871% | 0.01045% | 0.008415% | 0.008415% | 0.01045% | 0.008311% | 0.007348% | 0.008311% | 0.005479% | 0.007835% | 0.006854% | 0.006854%
2760 | 0.006903% | 0.007887% | 0.006542% | 0.00641% | 0.008278% | 0.01143% | 0.008566% | 0.008849% | 0.008372% | 0.008849% | 0.008278% | 0.00641% | 0.008278% | 0.004941% | 0.007208% | 0.00641% | 0.008278% | 0.01143% | 0.008566% | 0.008849% | 0.008372% | 0.008372% | 0.008849% | 0.008278% | 0.00641% | 0.008278% | 0.004941% | 0.007208% | 0.006903% | 0.006903%
2761 | 0.007039% | 0.007816% | 0.006723% | 0.005921% | 0.008268% | 0.01169% | 0.008562% | 0.007494% | 0.008373% | 0.007494% | 0.008268% | 0.005921% | 0.008268% | 0.004817% | 0.007012% | 0.005921% | 0.008268% | 0.01169% | 0.008562% | 0.007494% | 0.008373% | 0.008373% | 0.007494% | 0.008268% | 0.005921% | 0.008268% | 0.004817% | 0.007012% | 0.007039% | 0.007039%
2762 | 0.007092% | 0.007765% | 0.006673% | 0.005781% | 0.008288% | 0.01181% | 0.008605% | 0.006502% | 0.008548% | 0.006502% | 0.008288% | 0.005781% | 0.008288% | 0.004857% | 0.00706% | 0.005781% | 0.008288% | 0.01181% | 0.008605% | 0.006502% | 0.008548% | 0.008548% | 0.006502% | 0.008288% | 0.005781% | 0.008288% | 0.004857% | 0.00706% | 0.007092% | 0.007092%
2763 | 0.007406% | 0.007694% | 0.006693% | 0.005741% | 0.008372% | 0.01193% | 0.008691% | 0.005753% | 0.008963% | 0.005753% | 0.008372% | 0.005741% | 0.008372% | 0.005133% | 0.007316% | 0.005741% | 0.008372% | 0.01193% | 0.008691% | 0.005753% | 0.008963% | 0.008963% | 0.005753% | 0.008372% | 0.005741% | 0.008372% | 0.005133% | 0.007316% | 0.007406% | 0.007406%
2764 | 0.008393% | 0.007715% | 0.006771% | 0.005883% | 0.008811% | 0.01203% | 0.008965% | 0.005721% | 0.009563% | 0.005721% | 0.008811% | 0.005883% | 0.008811% | 0.005558% | 0.008013% | 0.005883% | 0.008811% | 0.01203% | 0.008965% | 0.005721% | 0.009563% | 0.009563% | 0.005721% | 0.008811% | 0.005883% | 0.008811% | 0.005558% | 0.008013% | 0.008393% | 0.008393%
2765 | 0.01057% | 0.008459% | 0.006954% | 0.006701% | 0.009727% | 0.01185% | 0.009754% | 0.006805% | 0.01039% | 0.006805% | 0.009727% | 0.006701% | 0.009727% | 0.006159% | 0.009439% | 0.006701% | 0.009727% | 0.01185% | 0.009754% | 0.006805% | 0.01039% | 0.01039% | 0.006805% | 0.009727% | 0.006701% | 0.009727% | 0.006159% | 0.009439% | 0.01057% | 0.01057%
2766 | 0.01419% | 0.00815% | 0.01108% | 0.006397% | 0.01048% | 0.01114% | 0.00922% | 0.008186% | 0.01168% | 0.008186% | 0.01048% | 0.006397% | 0.01048% | 0.006372% | 0.009403% | 0.006397% | 0.01048% | 0.01114% | 0.00922% | 0.008186% | 0.01168% | 0.01168% | 0.008186% | 0.01048% | 0.006397% | 0.01048% | 0.006372% | 0.009403% | 0.01419% | 0.01419%
2767 | 0.01579% | 0.009437% | 0.01437% | 0.008008% | 0.01212% | 0.01081% | 0.01079% | 0.01059% | 0.01304% | 0.01059% | 0.01212% | 0.008008% | 0.01212% | 0.008649% | 0.01227% | 0.008008% | 0.01212% | 0.01081% | 0.01079% | 0.01059% | 0.01304% | 0.01304% | 0.01059% | 0.01212% | 0.008008% | 0.01212% | 0.008649% | 0.01227% | 0.01579% | 0.01579%
2768 | 0.01758% | 0.01254% | 0.01619% | 0.01018% | 0.01387% | 0.01046% | 0.01245% | 0.01305% | 0.01441% | 0.01305% | 0.01387% | 0.01018% | 0.01387% | 0.01148% | 0.01505% | 0.01018% | 0.01387% | 0.01046% | 0.01245% | 0.01305% | 0.01441% | 0.01441% | 0.01305% | 0.01387% | 0.01018% | 0.01387% | 0.01148% | 0.01505% | 0.01758% | 0.01758%
2769 | 0.01905% | 0.01589% | 0.01712% | 0.01172% | 0.01542% | 0.01057% | 0.01405% | 0.0135% | 0.01566% | 0.0135% | 0.01542% | 0.01172% | 0.01542% | 0.01292% | 0.01722% | 0.01172% | 0.01542% | 0.01057% | 0.01405% | 0.0135% | 0.01566% | 0.01566% | 0.0135% | 0.01542% | 0.01172% | 0.01542% | 0.01292% | 0.01722% | 0.01905% | 0.01905%
2770 | 0.02033% | 0.01858% | 0.01837% | 0.01285% | 0.01633% | 0.01089% | 0.01537% | 0.01389% | 0.01622% | 0.01389% | 0.01633% | 0.01285% | 0.01633% | 0.01361% | 0.01876% | 0.01285% | 0.01633% | 0.01089% | 0.01537% | 0.01389% | 0.01622% | 0.01622% | 0.01389% | 0.01633% | 0.01285% | 0.01633% | 0.01361% | 0.01876% | 0.02033% | 0.02033%
2771 | 0.02113% | 0.01953% | 0.01914% | 0.01373% | 0.01636% | 0.01085% | 0.01599% | 0.01367% | 0.01614% | 0.01367% | 0.01636% | 0.01373% | 0.01636% | 0.01403% | 0.01973% | 0.01373% | 0.01636% | 0.01085% | 0.01599% | 0.01367% | 0.01614% | 0.01614% | 0.01367% | 0.01636% | 0.01373% | 0.01636% | 0.01403% | 0.01973% | 0.02113% | 0.02113%
2772 | 0.02136% | 0.01936% | 0.01993% | 0.01448% | 0.01601% | 0.01043% | 0.01606% | 0.013% | 0.01594% | 0.013% | 0.01601% | 0.01448% | 0.01601% | 0.01443% | 0.02013% | 0.01448% | 0.01601% | 0.01043% | 0.01606% | 0.013% | 0.01594% | 0.01594% | 0.013% | 0.01601% | 0.01448% | 0.01601% | 0.01443% | 0.02013% | 0.02136% | 0.02136%
2773 | 0.02029% | 0.0186% | 0.02014% | 0.01492% | 0.01515% | 0.009503% | 0.01572% | 0.01227% | 0.01543% | 0.01227% | 0.01515% | 0.01492% | 0.01515% | 0.01477% | 0.0201% | 0.01492% | 0.01515% | 0.009503% | 0.01572% | 0.01227% | 0.01543% | 0.01543% | 0.01227% | 0.01515% | 0.01492% | 0.01515% | 0.01477% | 0.0201% | 0.02029% | 0.02029%
2774 | 0.0181% | 0.01597% | 0.01908% | 0.01509% | 0.01393% | 0.008421% | 0.01486% | 0.01188% | 0.01444% | 0.01188% | 0.01393% | 0.01509% | 0.01393% | 0.01492% | 0.01976% | 0.01509% | 0.01393% | 0.008421% | 0.01486% | 0.01188% | 0.01444% | 0.01444% | 0.01188% | 0.01393% | 0.01509% | 0.01393% | 0.01492% | 0.01976% | 0.0181% | 0.0181%
2775 | 0.01576% | 0.01344% | 0.01813% | 0.01503% | 0.01286% | 0.007915% | 0.01348% | 0.01212% | 0.01362% | 0.01212% | 0.01286% | 0.01503% | 0.01286% | 0.01484% | 0.01868% | 0.01503% | 0.01286% | 0.007915% | 0.01348% | 0.01212% | 0.01362% | 0.01362% | 0.01212% | 0.01286% | 0.01503% | 0.01286% | 0.01484% | 0.01868% | 0.01576% | 0.01576%
2776 | 0.01347% | 0.01185% | 0.01607% | 0.01493% | 0.01202% | 0.007905% | 0.01197% | 0.01044% | 0.01306% | 0.01044% | 0.01202% | 0.01493% | 0.01202% | 0.01441% | 0.01653% | 0.01493% | 0.01202% | 0.007905% | 0.01197% | 0.01044% | 0.01306% | 0.01306% | 0.01044% | 0.01202% | 0.01493% | 0.01202% | 0.01441% | 0.01653% | 0.01347% | 0.01347%
2777 | 0.01129% | 0.009917% | 0.01493% | 0.01454% | 0.01102% | 0.008008% | 0.01067% | 0.01031% | 0.0123% | 0.01031% | 0.01102% | 0.01454% | 0.01102% | 0.01365% | 0.01376% | 0.01454% | 0.01102% | 0.008008% | 0.01067% | 0.01031% | 0.0123% | 0.0123% | 0.01031% | 0.01102% | 0.01454% | 0.01102% | 0.01365% | 0.01376% | 0.01129% | 0.01129%
2778 | 0.009338% | 0.009082% | 0.01401% | 0.01381% | 0.009831% | 0.0086% | 0.009666% | 0.01% | 0.01109% | 0.01% | 0.009831% | 0.01381% | 0.009831% | 0.01275% | 0.01093% | 0.01381% | 0.009831% | 0.0086% | 0.009666% | 0.01% | 0.01109% | 0.01109% | 0.01% | 0.009831% | 0.01381% | 0.009831% | 0.01275% | 0.01093% | 0.009338% | 0.009338%
2779 | 0.00878% | 0.008634% | 0.01194% | 0.01325% | 0.009125% | 0.009661% | 0.009702% | 0.009773% | 0.009916% | 0.009773% | 0.009125% | 0.01325% | 0.009125% | 0.0125% | 0.00988% | 0.01325% | 0.009125% | 0.009661% | 0.009702% | 0.009773% | 0.009916% | 0.009916% | 0.009773% | 0.009125% | 0.01325% | 0.009125% | 0.0125% | 0.00988% | 0.00878% | 0.00878%
2780 | 0.009169% | 0.008468% | 0.009364% | 0.01287% | 0.008998% | 0.01049% | 0.01029% | 0.009971% | 0.009185% | 0.009971% | 0.008998% | 0.01287% | 0.008998% | 0.01253% | 0.01007% | 0.01287% | 0.008998% | 0.01049% | 0.01029% | 0.009971% | 0.009185% | 0.009185% | 0.009971% | 0.008998% | 0.01287% | 0.008998% | 0.01253% | 0.01007% | 0.009169% | 0.009169%
2781 | 0.007295% | 0.008254% | 0.007172% | 0.01124% | 0.008601% | 0.01064% | 0.009659% | 0.01029% | 0.008764% | 0.01029% | 0.008601% | 0.01124% | 0.008601% | 0.01065% | 0.009145% | 0.01124% | 0.008601% | 0.01064% | 0.009659% | 0.01029% | 0.008764% | 0.008764% | 0.01029% | 0.008601% | 0.01124% | 0.008601% | 0.01065% | 0.009145% | 0.007295% | 0.007295%
2782 | 0.006982% | 0.008176% | 0.006558% | 0.008884% | 0.008467% | 0.01083% | 0.009061% | 0.01052% | 0.008572% | 0.01052% | 0.008467% | 0.008884% | 0.008467% | 0.007446% | 0.008399% | 0.008884% | 0.008467% | 0.01083% | 0.009061% | 0.01052% | 0.008572% | 0.008572% | 0.01052% | 0.008467% | 0.008884% | 0.008467% | 0.007446% | 0.008399% | 0.006982% | 0.006982%
2783 | 0.006889% | 0.008046% | 0.006552% | 0.007282% | 0.00835% | 0.01096% | 0.008711% | 0.01052% | 0.008474% | 0.01052% | 0.00835% | 0.007282% | 0.00835% | 0.005321% | 0.007824% | 0.007282% | 0.00835% | 0.01096% | 0.008711% | 0.01052% | 0.008474% | 0.008474% | 0.01052% | 0.00835% | 0.007282% | 0.00835% | 0.005321% | 0.007824% | 0.006889% | 0.006889%
2784 | 0.006943% | 0.007949% | 0.006558% | 0.006373% | 0.008284% | 0.0112% | 0.008569% | 0.00892% | 0.008394% | 0.00892% | 0.008284% | 0.006373% | 0.008284% | 0.004847% | 0.007212% | 0.006373% | 0.008284% | 0.0112% | 0.008569% | 0.00892% | 0.008394% | 0.008394% | 0.00892% | 0.008284% | 0.006373% | 0.008284% | 0.004847% | 0.007212% | 0.006943% | 0.006943%
2785 | 0.007002% | 0.007989% | 0.006714% | 0.00595% | 0.008259% | 0.01116% | 0.008544% | 0.007549% | 0.008361% | 0.007549% | 0.008259% | 0.00595% | 0.008259% | 0.004854% | 0.006992% | 0.00595% | 0.008259% | 0.01116% | 0.008544% | 0.007549% | 0.008361% | 0.008361% | 0.007549% | 0.008259% | 0.00595% | 0.008259% | 0.004854% | 0.006992% | 0.007002% | 0.007002%
2786 | 0.007066% | 0.00796% | 0.006651% | 0.005796% | 0.00827% | 0.01125% | 0.008572% | 0.006518% | 0.008523% | 0.006518% | 0.00827% | 0.005796% | 0.00827% | 0.0049% | 0.007035% | 0.005796% | 0.00827% | 0.01125% | 0.008572% | 0.006518% | 0.008523% | 0.008523% | 0.006518% | 0.00827% | 0.005796% | 0.00827% | 0.0049% | 0.007035% | 0.007066% | 0.007066%
2787 | 0.007429% | 0.007884% | 0.006631% | 0.005766% | 0.008367% | 0.01132% | 0.008648% | 0.005743% | 0.008944% | 0.005743% | 0.008367% | 0.005766% | 0.008367% | 0.005172% | 0.007285% | 0.005766% | 0.008367% | 0.01132% | 0.008648% | 0.005743% | 0.008944% | 0.008944% | 0.005743% | 0.008367% | 0.005766% | 0.008367% | 0.005172% | 0.007285% | 0.007429% | 0.007429%
2788 | 0.008352% | 0.007854% | 0.006679% | 0.005893% | 0.008815% | 0.01138% | 0.008932% | 0.005696% | 0.009581% | 0.005696% | 0.008815% | 0.005893% | 0.008815% | 0.005581% | 0.007984% | 0.005893% | 0.008815% | 0.01138% | 0.008932% | 0.005696% | 0.009581% | 0.009581% | 0.005696% | 0.008815% | 0.005893% | 0.008815% | 0.005581% | 0.007984% | 0.008352% | 0.008352%
2789 | 0.0104% | 0.008595% | 0.006877% | 0.00668% | 0.009747% | 0.01119% | 0.009684% | 0.006742% | 0.01046% | 0.006742% | 0.009747% | 0.00668% | 0.009747% | 0.006189% | 0.0094% | 0.00668% | 0.009747% | 0.01119% | 0.009684% | 0.006742% | 0.01046% | 0.01046% | 0.006742% | 0.009747% | 0.00668% | 0.009747% | 0.006189% | 0.0094% | 0.0104% | 0.0104%
2790 | 0.01374% | 0.008329% | 0.01066% | 0.006322% | 0.01042% | 0.01053% | 0.009142% | 0.008144% | 0.01179% | 0.008144% | 0.01042% | 0.006322% | 0.01042% | 0.006274% | 0.009376% | 0.006322% | 0.01042% | 0.01053% | 0.009142% | 0.008144% | 0.01179% | 0.01179% | 0.008144% | 0.01042% | 0.006322% | 0.01042% | 0.006274% | 0.009376% | 0.01374% | 0.01374%
2791 | 0.01558% | 0.009581% | 0.0141% | 0.007921% | 0.01219% | 0.01039% | 0.01079% | 0.01071% | 0.01333% | 0.01071% | 0.01219% | 0.007921% | 0.01219% | 0.008623% | 0.01225% | 0.007921% | 0.01219% | 0.01039% | 0.01079% | 0.01071% | 0.01333% | 0.01333% | 0.01071% | 0.01219% | 0.007921% | 0.01219% | 0.008623% | 0.01225% | 0.01558% | 0.01558%
2792 | 0.01746% | 0.01278% | 0.01605% | 0.01016% | 0.01422% | 0.01031% | 0.01254% | 0.01331% | 0.01496% | 0.01331% | 0.01422% | 0.01016% | 0.01422% | 0.01154% | 0.01502% | 0.01016% | 0.01422% | 0.01031% | 0.01254% | 0.01331% | 0.01496% | 0.01496% | 0.01331% | 0.01422% | 0.01016% | 0.01422% | 0.01154% | 0.01502% | 0.01746% | 0.01746%
2793 | 0.01912% | 0.01615% | 0.01712% | 0.01185% | 0.01593% | 0.01054% | 0.01422% | 0.01384% | 0.01635% | 0.01384% | 0.01593% | 0.01185% | 0.01593% | 0.01315% | 0.0172% | 0.01185% | 0.01593% | 0.01054% | 0.01422% | 0.01384% | 0.01635% | 0.01635% | 0.01384% | 0.01593% | 0.01185% | 0.01593% | 0.01315% | 0.0172% | 0.01912% | 0.01912%
2794 | 0.02168% | 0.01896% | 0.01918% | 0.0135% | 0.0172% | 0.01117% | 0.01583% | 0.01476% | 0.01722% | 0.01476% | 0.0172% | 0.0135% | 0.0172% | 0.01434% | 0.01879% | 0.0135% | 0.0172% | 0.01117% | 0.01583% | 0.01476% | 0.01722% | 0.01722% | 0.01476% | 0.0172% | 0.0135% | 0.0172% | 0.01434% | 0.01879% | 0.02168% | 0.02168%
2795 | 0.02427% | 0.02008% | 0.02142% | 0.01518% | 0.01768% | 0.01154% | 0.01681% | 0.015% | 0.01752% | 0.015% | 0.01768% | 0.01518% | 0.01768% | 0.01562% | 0.01983% | 0.01518% | 0.01768% | 0.01154% | 0.01681% | 0.015% | 0.01752% | 0.01752% | 0.015% | 0.01768% | 0.01518% | 0.01768% | 0.01562% | 0.01983% | 0.02427% | 0.02427%
2796 | 0.02581% | 0.02002% | 0.02338% | 0.01665% | 0.01778% | 0.01161% | 0.01723% | 0.01475% | 0.0177% | 0.01475% | 0.01778% | 0.01665% | 0.01778% | 0.01665% | 0.02029% | 0.01665% | 0.01778% | 0.01161% | 0.01723% | 0.01475% | 0.0177% | 0.0177% | 0.01475% | 0.01778% | 0.01665% | 0.01778% | 0.01665% | 0.02029% | 0.02581% | 0.02581%
2797 | 0.02577% | 0.01934% | 0.02462% | 0.01775% | 0.01742% | 0.01091% | 0.0173% | 0.01443% | 0.01765% | 0.01443% | 0.01742% | 0.01775% | 0.01742% | 0.01749% | 0.02033% | 0.01775% | 0.01742% | 0.01091% | 0.0173% | 0.01443% | 0.01765% | 0.01765% | 0.01443% | 0.01742% | 0.01775% | 0.01742% | 0.01749% | 0.02033% | 0.02577% | 0.02577%
2798 | 0.0238% | 0.01669% | 0.02364% | 0.01809% | 0.01645% | 0.01009% | 0.01675% | 0.01421% | 0.01679% | 0.01421% | 0.01645% | 0.01809% | 0.01645% | 0.0179% | 0.02004% | 0.01809% | 0.01645% | 0.01009% | 0.01675% | 0.01421% | 0.01679% | 0.01679% | 0.01421% | 0.01645% | 0.01809% | 0.01645% | 0.0179% | 0.02004% | 0.0238% | 0.0238%
2799 | 0.02128% | 0.01419% | 0.02253% | 0.01789% | 0.01535% | 0.008962% | 0.01524% | 0.01451% | 0.01607% | 0.01451% | 0.01535% | 0.01789% | 0.01535% | 0.01738% | 0.01896% | 0.01789% | 0.01535% | 0.008962% | 0.01524% | 0.01451% | 0.01607% | 0.01607% | 0.01451% | 0.01535% | 0.01789% | 0.01535% | 0.01738% | 0.01896% | 0.02128% | 0.02128%
2800 | 0.01812% | 0.01264% | 0.02% | 0.01731% | 0.01394% | 0.008406% | 0.01329% | 0.01246% | 0.01488% | 0.01246% | 0.01394% | 0.01731% | 0.01394% | 0.01618% | 0.01671% | 0.01731% | 0.01394% | 0.008406% | 0.01329% | 0.01246% | 0.01488% | 0.01488% | 0.01246% | 0.01394% | 0.01731% | 0.01394% | 0.01618% | 0.01671% | 0.01812% | 0.01812%
2801 | 0.01468% | 0.01069% | 0.01787% | 0.01626% | 0.01244% | 0.008555% | 0.01172% | 0.01212% | 0.01376% | 0.01212% | 0.01244% | 0.01626% | 0.01244% | 0.01483% | 0.01387% | 0.01626% | 0.01244% | 0.008555% | 0.01172% | 0.01212% | 0.01376% | 0.01376% | 0.01212% | 0.01244% | 0.01626% | 0.01244% | 0.01483% | 0.01387% | 0.01468% | 0.01468%
2802 | 0.01187% | 0.009887% | 0.01672% | 0.01522% | 0.01095% | 0.009112% | 0.01061% | 0.01185% | 0.01226% | 0.01185% | 0.01095% | 0.01522% | 0.01095% | 0.01355% | 0.01099% | 0.01522% | 0.01095% | 0.009112% | 0.01061% | 0.01185% | 0.01226% | 0.01226% | 0.01185% | 0.01095% | 0.01522% | 0.01095% | 0.01355% | 0.01099% | 0.01187% | 0.01187%
2803 | 0.01061% | 0.009511% | 0.01387% | 0.01439% | 0.01004% | 0.01004% | 0.01044% | 0.01183% | 0.01109% | 0.01183% | 0.01004% | 0.01439% | 0.01004% | 0.01297% | 0.009853% | 0.01439% | 0.01004% | 0.01004% | 0.01044% | 0.01183% | 0.01109% | 0.01109% | 0.01183% | 0.01004% | 0.01439% | 0.01004% | 0.01297% | 0.009853% | 0.01061% | 0.01061%
2804 | 0.01029% | 0.009341% | 0.01019% | 0.0137% | 0.009762% | 0.01074% | 0.01085% | 0.01207% | 0.0103% | 0.01207% | 0.009762% | 0.0137% | 0.009762% | 0.01281% | 0.01008% | 0.0137% | 0.009762% | 0.01074% | 0.01085% | 0.01207% | 0.0103% | 0.0103% | 0.01207% | 0.009762% | 0.0137% | 0.009762% | 0.01281% | 0.01008% | 0.01029% | 0.01029%
2805 | 0.007534% | 0.00916% | 0.007323% | 0.0118% | 0.009249% | 0.01081% | 0.01006% | 0.01228% | 0.009779% | 0.01228% | 0.009249% | 0.0118% | 0.009249% | 0.01077% | 0.009137% | 0.0118% | 0.009249% | 0.01081% | 0.01006% | 0.01228% | 0.009779% | 0.009779% | 0.01228% | 0.009249% | 0.0118% | 0.009249% | 0.01077% | 0.009137% | 0.007534% | 0.007534%
2806 | 0.007122% | 0.009049% | 0.006618% | 0.009259% | 0.008994% | 0.0109% | 0.009334% | 0.0124% | 0.009481% | 0.0124% | 0.008994% | 0.009259% | 0.008994% | 0.007492% | 0.008376% | 0.009259% | 0.008994% | 0.0109% | 0.009334% | 0.0124% | 0.009481% | 0.009481% | 0.0124% | 0.008994% | 0.009259% | 0.008994% | 0.007492% | 0.008376% | 0.007122% | 0.007122%
2807 | 0.006923% | 0.00893% | 0.00658% | 0.007557% | 0.008812% | 0.01096% | 0.008895% | 0.01226% | 0.009268% | 0.01226% | 0.008812% | 0.007557% | 0.008812% | 0.005398% | 0.007786% | 0.007557% | 0.008812% | 0.01096% | 0.008895% | 0.01226% | 0.009268% | 0.009268% | 0.01226% | 0.008812% | 0.007557% | 0.008812% | 0.005398% | 0.007786% | 0.006923% | 0.006923%
2808 | 0.00695% | 0.008619% | 0.006571% | 0.006526% | 0.008592% | 0.01106% | 0.008672% | 0.009647% | 0.008956% | 0.009647% | 0.008592% | 0.006526% | 0.008592% | 0.004883% | 0.007172% | 0.006526% | 0.008592% | 0.01106% | 0.008672% | 0.009647% | 0.008956% | 0.008956% | 0.009647% | 0.008592% | 0.006526% | 0.008592% | 0.004883% | 0.007172% | 0.00695% | 0.00695%
2809 | 0.005702% | 0.01051% | 0.005677% | 0.005884% | 0.009019% | 0.01211% | 0.008893% | 0.008443% | 0.009156% | 0.008443% | 0.009019% | 0.005884% | 0.009019% | 0.005036% | 0.006964% | 0.005884% | 0.009019% | 0.01211% | 0.008893% | 0.008443% | 0.009156% | 0.009156% | 0.008443% | 0.009019% | 0.005884% | 0.009019% | 0.005036% | 0.006964% | 0.005702% | 0.005702%
2810 | 0.005583% | 0.01051% | 0.005564% | 0.005788% | 0.008835% | 0.01217% | 0.008824% | 0.007676% | 0.00928% | 0.007676% | 0.008835% | 0.005788% | 0.008835% | 0.004644% | 0.006973% | 0.005788% | 0.008835% | 0.01217% | 0.008824% | 0.007676% | 0.00928% | 0.00928% | 0.007676% | 0.008835% | 0.005788% | 0.008835% | 0.004644% | 0.006973% | 0.005583% | 0.005583%
2811 | 0.005521% | 0.01044% | 0.005479% | 0.005776% | 0.008955% | 0.01224% | 0.008736% | 0.007334% | 0.009732% | 0.007334% | 0.008955% | 0.005776% | 0.008955% | 0.004726% | 0.006978% | 0.005776% | 0.008955% | 0.01224% | 0.008736% | 0.007334% | 0.009732% | 0.009732% | 0.007334% | 0.008955% | 0.005776% | 0.008955% | 0.004726% | 0.006978% | 0.005521% | 0.005521%
2812 | 0.005482% | 0.01039% | 0.005482% | 0.005876% | 0.009217% | 0.01232% | 0.008634% | 0.007459% | 0.00986% | 0.007459% | 0.009217% | 0.005876% | 0.009217% | 0.005096% | 0.006985% | 0.005876% | 0.009217% | 0.01232% | 0.008634% | 0.007459% | 0.00986% | 0.00986% | 0.007459% | 0.009217% | 0.005876% | 0.009217% | 0.005096% | 0.006985% | 0.005482% | 0.005482%
2813 | 0.005402% | 0.01096% | 0.005369% | 0.006368% | 0.009105% | 0.0122% | 0.008487% | 0.008137% | 0.009869% | 0.008137% | 0.009105% | 0.006368% | 0.009105% | 0.005523% | 0.006917% | 0.006368% | 0.009105% | 0.0122% | 0.008487% | 0.008137% | 0.009869% | 0.009869% | 0.008137% | 0.009105% | 0.006368% | 0.009105% | 0.005523% | 0.006917% | 0.005402% | 0.005402%
2814 | 0.006336% | 0.01041% | 0.005911% | 0.005974% | 0.008651% | 0.01136% | 0.006701% | 0.009259% | 0.01049% | 0.009259% | 0.008651% | 0.005974% | 0.008651% | 0.005586% | 0.004437% | 0.005974% | 0.008651% | 0.01136% | 0.006701% | 0.009259% | 0.01049% | 0.01049% | 0.009259% | 0.008651% | 0.005974% | 0.008651% | 0.005586% | 0.004437% | 0.006336% | 0.006336%
2815 | 0.005959% | 0.01065% | 0.005294% | 0.007714% | 0.00937% | 0.01115% | 0.006882% | 0.01184% | 0.01133% | 0.01184% | 0.00937% | 0.007714% | 0.00937% | 0.008116% | 0.00437% | 0.007714% | 0.00937% | 0.01115% | 0.006882% | 0.01184% | 0.01133% | 0.01133% | 0.01184% | 0.00937% | 0.007714% | 0.00937% | 0.008116% | 0.00437% | 0.005959% | 0.005959%
2816 | 0.005632% | 0.01154% | 0.004974% | 0.01023% | 0.01008% | 0.01106% | 0.007268% | 0.01416% | 0.01193% | 0.01416% | 0.01008% | 0.01023% | 0.01008% | 0.01128% | 0.004368% | 0.01023% | 0.01008% | 0.01106% | 0.007268% | 0.01416% | 0.01193% | 0.01193% | 0.01416% | 0.01008% | 0.01023% | 0.01008% | 0.01128% | 0.004368% | 0.005632% | 0.005632%
2817 | 0.005793% | 0.01293% | 0.004909% | 0.01225% | 0.01102% | 0.01109% | 0.007784% | 0.01515% | 0.01265% | 0.01515% | 0.01102% | 0.01225% | 0.01102% | 0.01316% | 0.004366% | 0.01225% | 0.01102% | 0.01109% | 0.007784% | 0.01515% | 0.01265% | 0.01265% | 0.01515% | 0.01102% | 0.01225% | 0.01102% | 0.01316% | 0.004366% | 0.005793% | 0.005793%
2818 | 0.006396% | 0.01461% | 0.005224% | 0.01404% | 0.01212% | 0.01111% | 0.008513% | 0.01707% | 0.0136% | 0.01707% | 0.01212% | 0.01404% | 0.01212% | 0.01421% | 0.004385% | 0.01404% | 0.01212% | 0.01111% | 0.008513% | 0.01707% | 0.0136% | 0.0136% | 0.01707% | 0.01212% | 0.01404% | 0.01212% | 0.01421% | 0.004385% | 0.006396% | 0.006396%
2819 | 0.006798% | 0.01565% | 0.005542% | 0.01531% | 0.01245% | 0.01083% | 0.009177% | 0.01783% | 0.01394% | 0.01783% | 0.01245% | 0.01531% | 0.01245% | 0.01474% | 0.004396% | 0.01531% | 0.01245% | 0.01083% | 0.009177% | 0.01783% | 0.01394% | 0.01394% | 0.01783% | 0.01245% | 0.01531% | 0.01245% | 0.01474% | 0.004396% | 0.006798% | 0.006798%
2820 | 0.007159% | 0.01553% | 0.00561% | 0.01608% | 0.01242% | 0.01023% | 0.009476% | 0.01777% | 0.01398% | 0.01777% | 0.01242% | 0.01608% | 0.01242% | 0.01502% | 0.004388% | 0.01608% | 0.01242% | 0.01023% | 0.009476% | 0.01777% | 0.01398% | 0.01398% | 0.01777% | 0.01242% | 0.01608% | 0.01242% | 0.01502% | 0.004388% | 0.007159% | 0.007159%
2821 | 0.007488% | 0.01491% | 0.005848% | 0.01654% | 0.01261% | 0.009165% | 0.00946% | 0.01773% | 0.01418% | 0.01773% | 0.01261% | 0.01654% | 0.01261% | 0.0153% | 0.004403% | 0.01654% | 0.01261% | 0.009165% | 0.00946% | 0.01773% | 0.01418% | 0.01418% | 0.01773% | 0.01261% | 0.01654% | 0.01261% | 0.0153% | 0.004403% | 0.007488% | 0.007488%
2822 | 0.007458% | 0.01384% | 0.005913% | 0.01659% | 0.01273% | 0.008164% | 0.009228% | 0.01752% | 0.01427% | 0.01752% | 0.01273% | 0.01659% | 0.01273% | 0.01561% | 0.004421% | 0.01659% | 0.01273% | 0.008164% | 0.009228% | 0.01752% | 0.01427% | 0.01427% | 0.01752% | 0.01273% | 0.01659% | 0.01273% | 0.01561% | 0.004421% | 0.007458% | 0.007458%
2823 | 0.007204% | 0.01271% | 0.005861% | 0.0163% | 0.01263% | 0.007616% | 0.008732% | 0.01749% | 0.01412% | 0.01749% | 0.01263% | 0.0163% | 0.01263% | 0.0158% | 0.004413% | 0.0163% | 0.01263% | 0.007616% | 0.008732% | 0.01749% | 0.01412% | 0.01412% | 0.01749% | 0.01263% | 0.0163% | 0.01263% | 0.0158% | 0.004413% | 0.007204% | 0.007204%
2824 | 0.00712% | 0.01186% | 0.005799% | 0.0159% | 0.0125% | 0.007595% | 0.008228% | 0.01556% | 0.01407% | 0.01556% | 0.0125% | 0.0159% | 0.0125% | 0.01579% | 0.004442% | 0.0159% | 0.0125% | 0.007595% | 0.008228% | 0.01556% | 0.01407% | 0.01407% | 0.01556% | 0.0125% | 0.0159% | 0.0125% | 0.01579% | 0.004442% | 0.00712% | 0.00712%
2825 | 0.006959% | 0.01102% | 0.00566% | 0.01532% | 0.01207% | 0.008072% | 0.007697% | 0.01492% | 0.01359% | 0.01492% | 0.01207% | 0.01532% | 0.01207% | 0.01559% | 0.004448% | 0.01532% | 0.01207% | 0.008072% | 0.007697% | 0.01492% | 0.01359% | 0.01359% | 0.01492% | 0.01207% | 0.01532% | 0.01207% | 0.01559% | 0.004448% | 0.006959% | 0.006959%
2826 | 0.006726% | 0.01059% | 0.005521% | 0.01432% | 0.01112% | 0.009054% | 0.007132% | 0.01403% | 0.01252% | 0.01403% | 0.01112% | 0.01432% | 0.01112% | 0.01512% | 0.004417% | 0.01432% | 0.01112% | 0.009054% | 0.007132% | 0.01403% | 0.01252% | 0.01252% | 0.01403% | 0.01112% | 0.01432% | 0.01112% | 0.01512% | 0.004417% | 0.006726% | 0.006726%
2827 | 0.00739% | 0.01036% | 0.006224% | 0.0135% | 0.01028% | 0.01058% | 0.007462% | 0.01326% | 0.01147% | 0.01326% | 0.01028% | 0.0135% | 0.01028% | 0.01493% | 0.005309% | 0.0135% | 0.01028% | 0.01058% | 0.007462% | 0.01326% | 0.01147% | 0.01147% | 0.01326% | 0.01028% | 0.0135% | 0.01028% | 0.01493% | 0.005309% | 0.00739% | 0.00739%
2828 | 0.008512% | 0.01038% | 0.00722% | 0.01294% | 0.01017% | 0.01178% | 0.008749% | 0.01274% | 0.01088% | 0.01274% | 0.01017% | 0.01294% | 0.01017% | 0.01498% | 0.007035% | 0.01294% | 0.01017% | 0.01178% | 0.008749% | 0.01274% | 0.01088% | 0.01088% | 0.01274% | 0.01017% | 0.01294% | 0.01017% | 0.01498% | 0.007035% | 0.008512% | 0.008512%
2829 | 0.006666% | 0.01022% | 0.00639% | 0.01112% | 0.009486% | 0.01202% | 0.008756% | 0.01213% | 0.01014% | 0.01213% | 0.009486% | 0.01112% | 0.009486% | 0.01285% | 0.007054% | 0.01112% | 0.009486% | 0.01202% | 0.008756% | 0.01213% | 0.01014% | 0.01014% | 0.01213% | 0.009486% | 0.01112% | 0.009486% | 0.01285% | 0.007054% | 0.006666% | 0.006666%
2830 | 0.006583% | 0.01012% | 0.006336% | 0.008669% | 0.009169% | 0.01222% | 0.008833% | 0.01148% | 0.009539% | 0.01148% | 0.009169% | 0.008669% | 0.009169% | 0.009306% | 0.007077% | 0.008669% | 0.009169% | 0.01222% | 0.008833% | 0.01148% | 0.009539% | 0.009539% | 0.01148% | 0.009169% | 0.008669% | 0.009169% | 0.009306% | 0.007077% | 0.006583% | 0.006583%
2831 | 0.006394% | 0.01014% | 0.006195% | 0.007032% | 0.008977% | 0.01227% | 0.008947% | 0.01035% | 0.009268% | 0.01035% | 0.008977% | 0.007032% | 0.008977% | 0.006796% | 0.007089% | 0.007032% | 0.008977% | 0.01227% | 0.008947% | 0.01035% | 0.009268% | 0.009268% | 0.01035% | 0.008977% | 0.007032% | 0.008977% | 0.006796% | 0.007089% | 0.006394% | 0.006394%
2832 | 0.006266% | 0.009656% | 0.006023% | 0.006365% | 0.008798% | 0.012% | 0.008893% | 0.009215% | 0.009059% | 0.009215% | 0.008798% | 0.006365% | 0.008798% | 0.005534% | 0.007051% | 0.006365% | 0.008798% | 0.012% | 0.008893% | 0.009215% | 0.009059% | 0.009059% | 0.009215% | 0.008798% | 0.006365% | 0.008798% | 0.005534% | 0.007051% | 0.006266% | 0.006266%
2833 | 0.005376% | 0.007857% | 0.005353% | 0.006221% | 0.00766% | 0.01231% | 0.007696% | 0.00894% | 0.00802% | 0.00894% | 0.00766% | 0.006221% | 0.00766% | 0.005053% | 0.007005% | 0.006221% | 0.00766% | 0.01231% | 0.007696% | 0.00894% | 0.00802% | 0.00802% | 0.00894% | 0.00766% | 0.006221% | 0.00766% | 0.005053% | 0.007005% | 0.005376% | 0.005376%
2834 | 0.005424% | 0.007705% | 0.00543% | 0.006117% | 0.007718% | 0.01237% | 0.007787% | 0.008138% | 0.007955% | 0.008138% | 0.007718% | 0.006117% | 0.007718% | 0.004796% | 0.007042% | 0.006117% | 0.007718% | 0.01237% | 0.007787% | 0.008138% | 0.007955% | 0.007955% | 0.008138% | 0.007718% | 0.006117% | 0.007718% | 0.004796% | 0.007042% | 0.005424% | 0.005424%
2835 | 0.005286% | 0.007533% | 0.005255% | 0.006101% | 0.007636% | 0.01245% | 0.007835% | 0.007666% | 0.007676% | 0.007666% | 0.007636% | 0.006101% | 0.007636% | 0.004829% | 0.007078% | 0.006101% | 0.007636% | 0.01245% | 0.007835% | 0.007666% | 0.007676% | 0.007676% | 0.007666% | 0.007636% | 0.006101% | 0.007636% | 0.004829% | 0.007078% | 0.005286% | 0.005286%
2836 | 0.005307% | 0.007472% | 0.005332% | 0.006157% | 0.007735% | 0.01251% | 0.007962% | 0.007765% | 0.007741% | 0.007765% | 0.007735% | 0.006157% | 0.007735% | 0.005287% | 0.007097% | 0.006157% | 0.007735% | 0.01251% | 0.007962% | 0.007765% | 0.007741% | 0.007741% | 0.007765% | 0.007735% | 0.006157% | 0.007735% | 0.005287% | 0.007097% | 0.005307% | 0.005307%
2837 | 0.005197% | 0.007451% | 0.005336% | 0.006773% | 0.007869% | 0.01249% | 0.008015% | 0.0084% | 0.007837% | 0.0084% | 0.007869% | 0.006773% | 0.007869% | 0.006118% | 0.006965% | 0.006773% | 0.007869% | 0.01249% | 0.008015% | 0.0084% | 0.007837% | 0.007837% | 0.0084% | 0.007869% | 0.006773% | 0.007869% | 0.006118% | 0.006965% | 0.005197% | 0.005197%
2838 | 0.007115% | 0.007277% | 0.006795% | 0.005995% | 0.006907% | 0.01147% | 0.006136% | 0.00852% | 0.007349% | 0.00852% | 0.006907% | 0.005995% | 0.006907% | 0.006165% | 0.004572% | 0.005995% | 0.006907% | 0.01147% | 0.006136% | 0.00852% | 0.007349% | 0.007349% | 0.00852% | 0.006907% | 0.005995% | 0.006907% | 0.006165% | 0.004572% | 0.007115% | 0.007115%
2839 | 0.004901% | 0.008333% | 0.005015% | 0.006632% | 0.006964% | 0.01109% | 0.006173% | 0.009533% | 0.00725% | 0.009533% | 0.006964% | 0.006632% | 0.006964% | 0.007694% | 0.004473% | 0.006632% | 0.006964% | 0.01109% | 0.006173% | 0.009533% | 0.00725% | 0.00725% | 0.009533% | 0.006964% | 0.006632% | 0.006964% | 0.007694% | 0.004473% | 0.004901% | 0.004901%
2840 | 0.005433% | 0.00838% | 0.005022% | 0.007692% | 0.007319% | 0.01111% | 0.006511% | 0.01167% | 0.007671% | 0.01167% | 0.007319% | 0.007692% | 0.007319% | 0.009679% | 0.004417% | 0.007692% | 0.007319% | 0.01111% | 0.006511% | 0.01167% | 0.007671% | 0.007671% | 0.01167% | 0.007319% | 0.007692% | 0.007319% | 0.009679% | 0.004417% | 0.005433% | 0.005433%
2841 | 0.005163% | 0.00895% | 0.00475% | 0.008886% | 0.007219% | 0.01103% | 0.006346% | 0.01261% | 0.007576% | 0.01261% | 0.007219% | 0.008886% | 0.007219% | 0.01128% | 0.004376% | 0.008886% | 0.007219% | 0.01103% | 0.006346% | 0.01261% | 0.007576% | 0.007576% | 0.01261% | 0.007219% | 0.008886% | 0.007219% | 0.01128% | 0.004376% | 0.005163% | 0.005163%
2842 | 0.005005% | 0.009858% | 0.004575% | 0.01011% | 0.006952% | 0.01092% | 0.006043% | 0.01308% | 0.00733% | 0.01308% | 0.006952% | 0.01011% | 0.006952% | 0.01233% | 0.004345% | 0.01011% | 0.006952% | 0.01092% | 0.006043% | 0.01308% | 0.00733% | 0.00733% | 0.01308% | 0.006952% | 0.01011% | 0.006952% | 0.01233% | 0.004345% | 0.005005% | 0.005005%
2843 | 0.004775% | 0.01096% | 0.004505% | 0.0112% | 0.006727% | 0.0105% | 0.005784% | 0.01338% | 0.007126% | 0.01338% | 0.006727% | 0.0112% | 0.006727% | 0.01294% | 0.004325% | 0.0112% | 0.006727% | 0.0105% | 0.005784% | 0.01338% | 0.007126% | 0.007126% | 0.01338% | 0.006727% | 0.0112% | 0.006727% | 0.01294% | 0.004325% | 0.004775% | 0.004775%
2844 | 0.004849% | 0.01142% | 0.004387% | 0.01219% | 0.006694% | 0.009778% | 0.005759% | 0.01354% | 0.00713% | 0.01354% | 0.006694% | 0.01219% | 0.006694% | 0.0132% | 0.004313% | 0.01219% | 0.006694% | 0.009778% | 0.005759% | 0.01354% | 0.00713% | 0.00713% | 0.01354% | 0.006694% | 0.01219% | 0.006694% | 0.0132% | 0.004313% | 0.004849% | 0.004849%
2845 | 0.00469% | 0.01148% | 0.00423% | 0.01274% | 0.00667% | 0.008741% | 0.005723% | 0.01374% | 0.007128% | 0.01374% | 0.00667% | 0.01274% | 0.00667% | 0.01331% | 0.004297% | 0.01274% | 0.00667% | 0.008741% | 0.005723% | 0.01374% | 0.007128% | 0.007128% | 0.01374% | 0.00667% | 0.01274% | 0.00667% | 0.01331% | 0.004297% | 0.00469% | 0.00469%
2846 | 0.00447% | 0.01086% | 0.004141% | 0.01289% | 0.006702% | 0.007869% | 0.005737% | 0.01392% | 0.007132% | 0.01392% | 0.006702% | 0.01289% | 0.006702% | 0.01341% | 0.004292% | 0.01289% | 0.006702% | 0.007869% | 0.005737% | 0.01392% | 0.007132% | 0.007132% | 0.01392% | 0.006702% | 0.01289% | 0.006702% | 0.01341% | 0.004292% | 0.00447% | 0.00447%
2847 | 0.004701% | 0.009823% | 0.004207% | 0.01274% | 0.006712% | 0.007375% | 0.005714% | 0.0141% | 0.007113% | 0.0141% | 0.006712% | 0.01274% | 0.006712% | 0.01344% | 0.004296% | 0.01274% | 0.006712% | 0.007375% | 0.005714% | 0.0141% | 0.007113% | 0.007113% | 0.0141% | 0.006712% | 0.01274% | 0.006712% | 0.01344% | 0.004296% | 0.004701% | 0.004701%
2848 | 0.004857% | 0.008939% | 0.004379% | 0.01232% | 0.006567% | 0.007419% | 0.005562% | 0.01198% | 0.007022% | 0.01198% | 0.006567% | 0.01232% | 0.006567% | 0.01329% | 0.004296% | 0.01232% | 0.006567% | 0.007419% | 0.005562% | 0.01198% | 0.007022% | 0.007022% | 0.01198% | 0.006567% | 0.01232% | 0.006567% | 0.01329% | 0.004296% | 0.004857% | 0.004857%
2849 | 0.0049% | 0.008127% | 0.004417% | 0.01167% | 0.006317% | 0.007859% | 0.005323% | 0.0112% | 0.006902% | 0.0112% | 0.006317% | 0.01167% | 0.006317% | 0.01278% | 0.004297% | 0.01167% | 0.006317% | 0.007859% | 0.005323% | 0.0112% | 0.006902% | 0.006902% | 0.0112% | 0.006317% | 0.01167% | 0.006317% | 0.01278% | 0.004297% | 0.0049% | 0.0049%
2850 | 0.005188% | 0.007691% | 0.004604% | 0.01085% | 0.00612% | 0.008886% | 0.005141% | 0.01094% | 0.006861% | 0.01094% | 0.00612% | 0.01085% | 0.00612% | 0.01198% | 0.004308% | 0.01085% | 0.00612% | 0.008886% | 0.005141% | 0.01094% | 0.006861% | 0.006861% | 0.01094% | 0.00612% | 0.01085% | 0.00612% | 0.01198% | 0.004308% | 0.005188% | 0.005188%
2851 | 0.006052% | 0.007633% | 0.005419% | 0.01022% | 0.00636% | 0.01039% | 0.005714% | 0.01083% | 0.007027% | 0.01083% | 0.00636% | 0.01022% | 0.00636% | 0.01136% | 0.005203% | 0.01022% | 0.00636% | 0.01039% | 0.005714% | 0.01083% | 0.007027% | 0.007027% | 0.01083% | 0.00636% | 0.01022% | 0.00636% | 0.01136% | 0.005203% | 0.006052% | 0.006052%
2852 | 0.007278% | 0.007735% | 0.006745% | 0.009935% | 0.006968% | 0.0117% | 0.00708% | 0.01074% | 0.007205% | 0.01074% | 0.006968% | 0.009935% | 0.006968% | 0.01105% | 0.006971% | 0.009935% | 0.006968% | 0.0117% | 0.00708% | 0.01074% | 0.007205% | 0.007205% | 0.01074% | 0.006968% | 0.009935% | 0.006968% | 0.01105% | 0.006971% | 0.007278% | 0.007278%
2853 | 0.005385% | 0.007704% | 0.005384% | 0.008958% | 0.00706% | 0.01192% | 0.007134% | 0.01041% | 0.007286% | 0.01041% | 0.00706% | 0.008958% | 0.00706% | 0.009555% | 0.006986% | 0.008958% | 0.00706% | 0.01192% | 0.007134% | 0.01041% | 0.007286% | 0.007286% | 0.01041% | 0.00706% | 0.008958% | 0.00706% | 0.009555% | 0.006986% | 0.005385% | 0.005385%
2854 | 0.005427% | 0.007663% | 0.00546% | 0.008056% | 0.007185% | 0.01209% | 0.007263% | 0.01011% | 0.007427% | 0.01011% | 0.007185% | 0.008056% | 0.007185% | 0.008028% | 0.006999% | 0.008056% | 0.007185% | 0.01209% | 0.007263% | 0.01011% | 0.007427% | 0.007427% | 0.01011% | 0.007185% | 0.008056% | 0.007185% | 0.008028% | 0.006999% | 0.005427% | 0.005427%
2855 | 0.00552% | 0.007663% | 0.005454% | 0.007338% | 0.007341% | 0.01211% | 0.007398% | 0.009327% | 0.007578% | 0.009327% | 0.007341% | 0.007338% | 0.007341% | 0.006535% | 0.007005% | 0.007338% | 0.007341% | 0.01211% | 0.007398% | 0.009327% | 0.007578% | 0.007578% | 0.009327% | 0.007341% | 0.007338% | 0.007341% | 0.006535% | 0.007005% | 0.00552% | 0.00552%
2856 | 0.005508% | 0.008235% | 0.005465% | 0.006483% | 0.007869% | 0.01216% | 0.007921% | 0.008907% | 0.008016% | 0.008907% | 0.007869% | 0.006483% | 0.007869% | 0.005508% | 0.006995% | 0.006483% | 0.007869% | 0.01216% | 0.007921% | 0.008907% | 0.008016% | 0.008016% | 0.008907% | 0.007869% | 0.006483% | 0.007869% | 0.005508% | 0.006995% | 0.005508% | 0.005508%
2857 | 0.007004% | 0.007969% | 0.00677% | 0.005954% | 0.008386% | 0.01128% | 0.008761% | 0.007559% | 0.008463% | 0.007559% | 0.008386% | 0.005954% | 0.008386% | 0.004878% | 0.007012% | 0.005954% | 0.008386% | 0.01128% | 0.008761% | 0.007559% | 0.008463% | 0.008463% | 0.007559% | 0.008386% | 0.005954% | 0.008386% | 0.004878% | 0.007012% | 0.007004% | 0.007004%
2858 | 0.007067% | 0.007971% | 0.00677% | 0.005809% | 0.008389% | 0.01136% | 0.008768% | 0.00651% | 0.008655% | 0.00651% | 0.008389% | 0.005809% | 0.008389% | 0.00491% | 0.007046% | 0.005809% | 0.008389% | 0.01136% | 0.008768% | 0.00651% | 0.008655% | 0.008655% | 0.00651% | 0.008389% | 0.005809% | 0.008389% | 0.00491% | 0.007046% | 0.007067% | 0.007067%
2859 | 0.007327% | 0.007939% | 0.006836% | 0.005782% | 0.008468% | 0.01142% | 0.00882% | 0.005774% | 0.009158% | 0.005774% | 0.008468% | 0.005782% | 0.008468% | 0.005159% | 0.007288% | 0.005782% | 0.008468% | 0.01142% | 0.00882% | 0.005774% | 0.009158% | 0.009158% | 0.005774% | 0.008468% | 0.005782% | 0.008468% | 0.005159% | 0.007288% | 0.007327% | 0.007327%
2860 | 0.008268% | 0.007899% | 0.006821% | 0.005924% | 0.008936% | 0.01151% | 0.009138% | 0.005707% | 0.009754% | 0.005707% | 0.008936% | 0.005924% | 0.008936% | 0.00558% | 0.00798% | 0.005924% | 0.008936% | 0.01151% | 0.009138% | 0.005707% | 0.009754% | 0.009754% | 0.005707% | 0.008936% | 0.005924% | 0.008936% | 0.00558% | 0.00798% | 0.008268% | 0.008268%
2861 | 0.01017% | 0.008578% | 0.006829% | 0.00661% | 0.009802% | 0.01113% | 0.009686% | 0.006715% | 0.01059% | 0.006715% | 0.009802% | 0.00661% | 0.009802% | 0.006% | 0.009163% | 0.00661% | 0.009802% | 0.01113% | 0.009686% | 0.006715% | 0.01059% | 0.01059% | 0.006715% | 0.009802% | 0.00661% | 0.009802% | 0.006% | 0.009163% | 0.01017% | 0.01017%
2862 | 0.01373% | 0.008357% | 0.01077% | 0.006371% | 0.01061% | 0.01058% | 0.009334% | 0.008157% | 0.01191% | 0.008157% | 0.01061% | 0.006371% | 0.01061% | 0.006252% | 0.009295% | 0.006371% | 0.01061% | 0.01058% | 0.009334% | 0.008157% | 0.01191% | 0.01191% | 0.008157% | 0.01061% | 0.006371% | 0.01061% | 0.006252% | 0.009295% | 0.01373% | 0.01373%
2863 | 0.01549% | 0.009563% | 0.01414% | 0.007997% | 0.01222% | 0.01056% | 0.01094% | 0.01062% | 0.01314% | 0.01062% | 0.01222% | 0.007997% | 0.01222% | 0.00862% | 0.01224% | 0.007997% | 0.01222% | 0.01056% | 0.01094% | 0.01062% | 0.01314% | 0.01314% | 0.01062% | 0.01222% | 0.007997% | 0.01222% | 0.00862% | 0.01224% | 0.01549% | 0.01549%
2864 | 0.01729% | 0.01264% | 0.01615% | 0.01015% | 0.01371% | 0.01046% | 0.01248% | 0.01296% | 0.01405% | 0.01296% | 0.01371% | 0.01015% | 0.01371% | 0.01154% | 0.01502% | 0.01015% | 0.01371% | 0.01046% | 0.01248% | 0.01296% | 0.01405% | 0.01405% | 0.01296% | 0.01371% | 0.01015% | 0.01371% | 0.01154% | 0.01502% | 0.01729% | 0.01729%
2865 | 0.0187% | 0.01597% | 0.01711% | 0.01161% | 0.01492% | 0.01047% | 0.01383% | 0.01326% | 0.01484% | 0.01326% | 0.01492% | 0.01161% | 0.01492% | 0.01296% | 0.01717% | 0.01161% | 0.01492% | 0.01047% | 0.01383% | 0.01326% | 0.01484% | 0.01484% | 0.01326% | 0.01492% | 0.01161% | 0.01492% | 0.01296% | 0.01717% | 0.0187% | 0.0187%
2866 | 0.01969% | 0.01848% | 0.01834% | 0.01261% | 0.01552% | 0.01074% | 0.01489% | 0.01349% | 0.01505% | 0.01349% | 0.01552% | 0.01261% | 0.01552% | 0.01357% | 0.01868% | 0.01261% | 0.01552% | 0.01074% | 0.01489% | 0.01349% | 0.01505% | 0.01505% | 0.01349% | 0.01552% | 0.01261% | 0.01552% | 0.01357% | 0.01868% | 0.01969% | 0.01969%
2867 | 0.02011% | 0.01941% | 0.01896% | 0.01339% | 0.01539% | 0.01081% | 0.01535% | 0.01317% | 0.01475% | 0.01317% | 0.01539% | 0.01339% | 0.01539% | 0.014% | 0.01963% | 0.01339% | 0.01539% | 0.01081% | 0.01535% | 0.01317% | 0.01475% | 0.01475% | 0.01317% | 0.01539% | 0.01339% | 0.01539% | 0.014% | 0.01963% | 0.02011% | 0.02011%
2868 | 0.01987% | 0.01929% | 0.01962% | 0.01403% | 0.01487% | 0.01049% | 0.01533% | 0.01232% | 0.0143% | 0.01232% | 0.01487% | 0.01403% | 0.01487% | 0.01442% | 0.02003% | 0.01403% | 0.01487% | 0.01049% | 0.01533% | 0.01232% | 0.0143% | 0.0143% | 0.01232% | 0.01487% | 0.01403% | 0.01487% | 0.01442% | 0.02003% | 0.01987% | 0.01987%
2869 | 0.01901% | 0.01864% | 0.02034% | 0.01459% | 0.01396% | 0.009722% | 0.01499% | 0.0115% | 0.01363% | 0.0115% | 0.01396% | 0.01459% | 0.01396% | 0.01479% | 0.02003% | 0.01459% | 0.01396% | 0.009722% | 0.01499% | 0.0115% | 0.01363% | 0.01363% | 0.0115% | 0.01396% | 0.01459% | 0.01396% | 0.01479% | 0.02003% | 0.01901% | 0.01901%
2870 | 0.01718% | 0.01596% | 0.0196% | 0.01483% | 0.01274% | 0.008923% | 0.01414% | 0.01106% | 0.01253% | 0.01106% | 0.01274% | 0.01483% | 0.01274% | 0.01491% | 0.0197% | 0.01483% | 0.01274% | 0.008923% | 0.01414% | 0.01106% | 0.01253% | 0.01253% | 0.01106% | 0.01274% | 0.01483% | 0.01274% | 0.01491% | 0.0197% | 0.01718% | 0.01718%
2871 | 0.01507% | 0.01335% | 0.0186% | 0.01476% | 0.0117% | 0.008457% | 0.01274% | 0.01133% | 0.01169% | 0.01133% | 0.0117% | 0.01476% | 0.0117% | 0.01466% | 0.0186% | 0.01476% | 0.0117% | 0.008457% | 0.01274% | 0.01133% | 0.01169% | 0.01169% | 0.01133% | 0.0117% | 0.01476% | 0.0117% | 0.01466% | 0.0186% | 0.01507% | 0.01507%
2872 | 0.01281% | 0.01181% | 0.0165% | 0.01459% | 0.01086% | 0.008354% | 0.01126% | 0.00971% | 0.01116% | 0.00971% | 0.01086% | 0.01459% | 0.01086% | 0.01408% | 0.01646% | 0.01459% | 0.01086% | 0.008354% | 0.01126% | 0.00971% | 0.01116% | 0.01116% | 0.00971% | 0.01086% | 0.01459% | 0.01086% | 0.01408% | 0.01646% | 0.01281% | 0.01281%
2873 | 0.01085% | 0.009954% | 0.01538% | 0.01421% | 0.01004% | 0.008412% | 0.0101% | 0.009598% | 0.01066% | 0.009598% | 0.01004% | 0.01421% | 0.01004% | 0.01328% | 0.01371% | 0.01421% | 0.01004% | 0.008412% | 0.0101% | 0.009598% | 0.01066% | 0.01066% | 0.009598% | 0.01004% | 0.01421% | 0.01004% | 0.01328% | 0.01371% | 0.01085% | 0.01085%
2874 | 0.009051% | 0.00912% | 0.01444% | 0.01358% | 0.009302% | 0.008859% | 0.009349% | 0.00954% | 0.01001% | 0.00954% | 0.009302% | 0.01358% | 0.009302% | 0.01241% | 0.01091% | 0.01358% | 0.009302% | 0.008859% | 0.009349% | 0.00954% | 0.01001% | 0.01001% | 0.00954% | 0.009302% | 0.01358% | 0.009302% | 0.01241% | 0.01091% | 0.009051% | 0.009051%
2875 | 0.008407% | 0.008703% | 0.01217% | 0.01303% | 0.008933% | 0.0096% | 0.009477% | 0.009586% | 0.009505% | 0.009586% | 0.008933% | 0.01303% | 0.008933% | 0.01207% | 0.009706% | 0.01303% | 0.008933% | 0.0096% | 0.009477% | 0.009586% | 0.009505% | 0.009505% | 0.009586% | 0.008933% | 0.01303% | 0.008933% | 0.01207% | 0.009706% | 0.008407% | 0.008407%
2876 | 0.009028% | 0.008597% | 0.009473% | 0.01275% | 0.008944% | 0.01047% | 0.01029% | 0.009885% | 0.009015% | 0.009885% | 0.008944% | 0.01275% | 0.008944% | 0.01223% | 0.01006% | 0.01275% | 0.008944% | 0.01047% | 0.01029% | 0.009885% | 0.009015% | 0.009015% | 0.009885% | 0.008944% | 0.01275% | 0.008944% | 0.01223% | 0.01006% | 0.009028% | 0.009028%
2877 | 0.007227% | 0.008417% | 0.007213% | 0.01112% | 0.008593% | 0.01058% | 0.009673% | 0.0102% | 0.008662% | 0.0102% | 0.008593% | 0.01112% | 0.008593% | 0.01039% | 0.009129% | 0.01112% | 0.008593% | 0.01058% | 0.009673% | 0.0102% | 0.008662% | 0.008662% | 0.0102% | 0.008593% | 0.01112% | 0.008593% | 0.01039% | 0.009129% | 0.007227% | 0.007227%
2878 | 0.006897% | 0.008308% | 0.006545% | 0.00882% | 0.00847% | 0.01074% | 0.009075% | 0.01047% | 0.008518% | 0.01047% | 0.00847% | 0.00882% | 0.00847% | 0.007307% | 0.008375% | 0.00882% | 0.00847% | 0.01074% | 0.009075% | 0.01047% | 0.008518% | 0.008518% | 0.01047% | 0.00847% | 0.00882% | 0.00847% | 0.007307% | 0.008375% | 0.006897% | 0.006897%
2879 | 0.006741% | 0.008205% | 0.006505% | 0.007277% | 0.008375% | 0.01083% | 0.008729% | 0.01047% | 0.008453% | 0.01047% | 0.008375% | 0.007277% | 0.008375% | 0.005319% | 0.007788% | 0.007277% | 0.008375% | 0.01083% | 0.008729% | 0.01047% | 0.008453% | 0.008453% | 0.01047% | 0.008375% | 0.007277% | 0.008375% | 0.005319% | 0.007788% | 0.006741% | 0.006741%
2880 | 0.00639% | 0.008002% | 0.006238% | 0.006428% | 0.008137% | 0.01124% | 0.008329% | 0.008976% | 0.008243% | 0.008976% | 0.008137% | 0.006428% | 0.008137% | 0.00496% | 0.007147% | 0.006428% | 0.008137% | 0.01124% | 0.008329% | 0.008976% | 0.008243% | 0.008243% | 0.008976% | 0.008137% | 0.006428% | 0.008137% | 0.00496% | 0.007147% | 0.00639% | 0.00639%
2881 | 0.006771% | 0.008064% | 0.006644% | 0.005924% | 0.008285% | 0.01113% | 0.008536% | 0.007533% | 0.008357% | 0.007533% | 0.008285% | 0.005924% | 0.008285% | 0.004754% | 0.00693% | 0.005924% | 0.008285% | 0.01113% | 0.008536% | 0.007533% | 0.008357% | 0.008357% | 0.007533% | 0.008285% | 0.005924% | 0.008285% | 0.004754% | 0.00693% | 0.006771% | 0.006771%
2882 | 0.006878% | 0.00802% | 0.006571% | 0.005767% | 0.008271% | 0.0113% | 0.008545% | 0.006533% | 0.008539% | 0.006533% | 0.008271% | 0.005767% | 0.008271% | 0.004755% | 0.006956% | 0.005767% | 0.008271% | 0.0113% | 0.008545% | 0.006533% | 0.008539% | 0.008539% | 0.006533% | 0.008271% | 0.005767% | 0.008271% | 0.004755% | 0.006956% | 0.006878% | 0.006878%
2883 | 0.007193% | 0.007923% | 0.006563% | 0.005733% | 0.008353% | 0.01147% | 0.008612% | 0.005772% | 0.008947% | 0.005772% | 0.008353% | 0.005733% | 0.008353% | 0.004965% | 0.007201% | 0.005733% | 0.008353% | 0.01147% | 0.008612% | 0.005772% | 0.008947% | 0.008947% | 0.005772% | 0.008353% | 0.005733% | 0.008353% | 0.004965% | 0.007201% | 0.007193% | 0.007193%
2884 | 0.008209% | 0.007896% | 0.006622% | 0.005866% | 0.008797% | 0.01162% | 0.008907% | 0.005766% | 0.009554% | 0.005766% | 0.008797% | 0.005866% | 0.008797% | 0.005363% | 0.007897% | 0.005866% | 0.008797% | 0.01162% | 0.008907% | 0.005766% | 0.009554% | 0.009554% | 0.005766% | 0.008797% | 0.005866% | 0.008797% | 0.005363% | 0.007897% | 0.008209% | 0.008209%
2885 | 0.01012% | 0.008569% | 0.006521% | 0.00652% | 0.00961% | 0.01127% | 0.009396% | 0.006798% | 0.01043% | 0.006798% | 0.00961% | 0.00652% | 0.00961% | 0.005744% | 0.008987% | 0.00652% | 0.00961% | 0.01127% | 0.009396% | 0.006798% | 0.01043% | 0.01043% | 0.006798% | 0.00961% | 0.00652% | 0.00961% | 0.005744% | 0.008987% | 0.01012% | 0.01012%
2886 | 0.01354% | 0.008338% | 0.01007% | 0.006269% | 0.01043% | 0.01062% | 0.00902% | 0.008189% | 0.01175% | 0.008189% | 0.01043% | 0.006269% | 0.01043% | 0.00595% | 0.009176% | 0.006269% | 0.01043% | 0.01062% | 0.00902% | 0.008189% | 0.01175% | 0.01175% | 0.008189% | 0.01043% | 0.006269% | 0.01043% | 0.00595% | 0.009176% | 0.01354% | 0.01354%
2887 | 0.01529% | 0.009617% | 0.01365% | 0.007888% | 0.01215% | 0.01045% | 0.01071% | 0.01067% | 0.01292% | 0.01067% | 0.01215% | 0.007888% | 0.01215% | 0.008355% | 0.0122% | 0.007888% | 0.01215% | 0.01045% | 0.01071% | 0.01067% | 0.01292% | 0.01292% | 0.01067% | 0.01215% | 0.007888% | 0.01215% | 0.008355% | 0.0122% | 0.01529% | 0.01529%
2888 | 0.01731% | 0.01268% | 0.01592% | 0.01014% | 0.01385% | 0.01034% | 0.0124% | 0.01304% | 0.01403% | 0.01304% | 0.01385% | 0.01014% | 0.01385% | 0.01141% | 0.015% | 0.01014% | 0.01385% | 0.01034% | 0.0124% | 0.01304% | 0.01403% | 0.01403% | 0.01304% | 0.01385% | 0.01014% | 0.01385% | 0.01141% | 0.015% | 0.01731% | 0.01731%
2889 | 0.01921% | 0.01605% | 0.01731% | 0.01178% | 0.01522% | 0.01056% | 0.01399% | 0.01336% | 0.01503% | 0.01336% | 0.01522% | 0.01178% | 0.01522% | 0.0131% | 0.01718% | 0.01178% | 0.01522% | 0.01056% | 0.01399% | 0.01336% | 0.01503% | 0.01503% | 0.01336% | 0.01522% | 0.01178% | 0.01522% | 0.0131% | 0.01718% | 0.01921% | 0.01921%
2890 | 0.02071% | 0.01867% | 0.01896% | 0.01301% | 0.01599% | 0.01086% | 0.01532% | 0.01361% | 0.0153% | 0.01361% | 0.01599% | 0.01301% | 0.01599% | 0.01408% | 0.01873% | 0.01301% | 0.01599% | 0.01086% | 0.01532% | 0.01361% | 0.0153% | 0.0153% | 0.01361% | 0.01599% | 0.01301% | 0.01599% | 0.01408% | 0.01873% | 0.02071% | 0.02071%
2891 | 0.02151% | 0.0195% | 0.01995% | 0.01395% | 0.01599% | 0.01105% | 0.016% | 0.01319% | 0.01503% | 0.01319% | 0.01599% | 0.01395% | 0.01599% | 0.01481% | 0.01972% | 0.01395% | 0.01599% | 0.01105% | 0.016% | 0.01319% | 0.01503% | 0.01503% | 0.01319% | 0.01599% | 0.01395% | 0.01599% | 0.01481% | 0.01972% | 0.02151% | 0.02151%
2892 | 0.02141% | 0.01919% | 0.02066% | 0.01466% | 0.01552% | 0.01049% | 0.01612% | 0.01229% | 0.01466% | 0.01229% | 0.01552% | 0.01466% | 0.01552% | 0.01538% | 0.02013% | 0.01466% | 0.01552% | 0.01049% | 0.01612% | 0.01229% | 0.01466% | 0.01466% | 0.01229% | 0.01552% | 0.01466% | 0.01552% | 0.01538% | 0.02013% | 0.02141% | 0.02141%
2893 | 0.01988% | 0.01839% | 0.02052% | 0.01492% | 0.01454% | 0.009281% | 0.01575% | 0.01142% | 0.01406% | 0.01142% | 0.01454% | 0.01492% | 0.01454% | 0.01561% | 0.02011% | 0.01492% | 0.01454% | 0.009281% | 0.01575% | 0.01142% | 0.01406% | 0.01406% | 0.01142% | 0.01454% | 0.01492% | 0.01454% | 0.01561% | 0.02011% | 0.01988% | 0.01988%
2894 | 0.01803% | 0.01589% | 0.01986% | 0.01523% | 0.01338% | 0.008259% | 0.01488% | 0.01103% | 0.01314% | 0.01103% | 0.01338% | 0.01523% | 0.01338% | 0.01571% | 0.01976% | 0.01523% | 0.01338% | 0.008259% | 0.01488% | 0.01103% | 0.01314% | 0.01314% | 0.01103% | 0.01338% | 0.01523% | 0.01338% | 0.01571% | 0.01976% | 0.01803% | 0.01803%
2895 | 0.01637% | 0.01346% | 0.01949% | 0.01538% | 0.0125% | 0.00774% | 0.01361% | 0.01137% | 0.01252% | 0.01137% | 0.0125% | 0.01538% | 0.0125% | 0.01555% | 0.01871% | 0.01538% | 0.0125% | 0.00774% | 0.01361% | 0.01137% | 0.01252% | 0.01252% | 0.01137% | 0.0125% | 0.01538% | 0.0125% | 0.01555% | 0.01871% | 0.01637% | 0.01637%
2896 | 0.01441% | 0.0121% | 0.01764% | 0.01535% | 0.0118% | 0.007837% | 0.01223% | 0.009859% | 0.01214% | 0.009859% | 0.0118% | 0.01535% | 0.0118% | 0.01505% | 0.01659% | 0.01535% | 0.0118% | 0.007837% | 0.01223% | 0.009859% | 0.01214% | 0.01214% | 0.009859% | 0.0118% | 0.01535% | 0.0118% | 0.01505% | 0.01659% | 0.01441% | 0.01441%
2897 | 0.01221% | 0.01031% | 0.01638% | 0.01489% | 0.01087% | 0.008008% | 0.01088% | 0.009822% | 0.01158% | 0.009822% | 0.01087% | 0.01489% | 0.01087% | 0.01404% | 0.01382% | 0.01489% | 0.01087% | 0.008008% | 0.01088% | 0.009822% | 0.01158% | 0.01158% | 0.009822% | 0.01087% | 0.01489% | 0.01087% | 0.01404% | 0.01382% | 0.01221% | 0.01221%
2898 | 0.009897% | 0.009315% | 0.01498% | 0.01398% | 0.009719% | 0.008548% | 0.009777% | 0.0097% | 0.01055% | 0.0097% | 0.009719% | 0.01398% | 0.009719% | 0.01282% | 0.01095% | 0.01398% | 0.009719% | 0.008548% | 0.009777% | 0.0097% | 0.01055% | 0.01055% | 0.0097% | 0.009719% | 0.01398% | 0.009719% | 0.01282% | 0.01095% | 0.009897% | 0.009897%
2899 | 0.008534% | 0.008747% | 0.012% | 0.01308% | 0.008935% | 0.009479% | 0.009475% | 0.009585% | 0.009649% | 0.009585% | 0.008935% | 0.01308% | 0.008935% | 0.01216% | 0.009479% | 0.01308% | 0.008935% | 0.009479% | 0.009475% | 0.009585% | 0.009649% | 0.009649% | 0.009585% | 0.008935% | 0.01308% | 0.008935% | 0.01216% | 0.009479% | 0.008534% | 0.008534%
2900 | 0.00909% | 0.008508% | 0.009412% | 0.0128% | 0.008967% | 0.01052% | 0.01032% | 0.009897% | 0.00911% | 0.009897% | 0.008967% | 0.0128% | 0.008967% | 0.0123% | 0.01005% | 0.0128% | 0.008967% | 0.01052% | 0.01032% | 0.009897% | 0.00911% | 0.00911% | 0.009897% | 0.008967% | 0.0128% | 0.008967% | 0.0123% | 0.01005% | 0.00909% | 0.00909%
2901 | 0.007246% | 0.008265% | 0.007198% | 0.01114% | 0.008581% | 0.01076% | 0.009676% | 0.01022% | 0.0087% | 0.01022% | 0.008581% | 0.01114% | 0.008581% | 0.01042% | 0.009125% | 0.01114% | 0.008581% | 0.01076% | 0.009676% | 0.01022% | 0.0087% | 0.0087% | 0.01022% | 0.008581% | 0.01114% | 0.008581% | 0.01042% | 0.009125% | 0.007246% | 0.007246%
2902 | 0.006915% | 0.008172% | 0.006521% | 0.008817% | 0.008441% | 0.01101% | 0.009055% | 0.01048% | 0.008533% | 0.01048% | 0.008441% | 0.008817% | 0.008441% | 0.007305% | 0.008376% | 0.008817% | 0.008441% | 0.01101% | 0.009055% | 0.01048% | 0.008533% | 0.008533% | 0.01048% | 0.008441% | 0.008817% | 0.008441% | 0.007305% | 0.008376% | 0.006915% | 0.006915%
2903 | 0.006844% | 0.008107% | 0.006527% | 0.007262% | 0.00835% | 0.01113% | 0.008706% | 0.01048% | 0.00845% | 0.01048% | 0.00835% | 0.007262% | 0.00835% | 0.005317% | 0.007804% | 0.007262% | 0.00835% | 0.01113% | 0.008706% | 0.01048% | 0.00845% | 0.00845% | 0.01048% | 0.00835% | 0.007262% | 0.00835% | 0.005317% | 0.007804% | 0.006844% | 0.006844%
2904 | 0.006872% | 0.008037% | 0.00651% | 0.006376% | 0.008319% | 0.01118% | 0.008584% | 0.008881% | 0.008381% | 0.008881% | 0.008319% | 0.006376% | 0.008319% | 0.00486% | 0.00719% | 0.006376% | 0.008319% | 0.01118% | 0.008584% | 0.008881% | 0.008381% | 0.008381% | 0.008881% | 0.008319% | 0.006376% | 0.008319% | 0.00486% | 0.00719% | 0.006872% | 0.006872%
2905 | 0.006992% | 0.007984% | 0.006676% | 0.005946% | 0.008297% | 0.01137% | 0.008563% | 0.00751% | 0.008343% | 0.00751% | 0.008297% | 0.005946% | 0.008297% | 0.004823% | 0.006995% | 0.005946% | 0.008297% | 0.01137% | 0.008563% | 0.00751% | 0.008343% | 0.008343% | 0.00751% | 0.008297% | 0.005946% | 0.008297% | 0.004823% | 0.006995% | 0.006992% | 0.006992%
2906 | 0.007082% | 0.007946% | 0.006636% | 0.005804% | 0.008318% | 0.01147% | 0.008581% | 0.006515% | 0.008494% | 0.006515% | 0.008318% | 0.005804% | 0.008318% | 0.004866% | 0.00704% | 0.005804% | 0.008318% | 0.01147% | 0.008581% | 0.006515% | 0.008494% | 0.008494% | 0.006515% | 0.008318% | 0.005804% | 0.008318% | 0.004866% | 0.00704% | 0.007082% | 0.007082%
2907 | 0.007355% | 0.007905% | 0.006603% | 0.00578% | 0.008404% | 0.01156% | 0.008663% | 0.005767% | 0.008882% | 0.005767% | 0.008404% | 0.00578% | 0.008404% | 0.00512% | 0.007293% | 0.00578% | 0.008404% | 0.01156% | 0.008663% | 0.005767% | 0.008882% | 0.008882% | 0.005767% | 0.008404% | 0.00578% | 0.008404% | 0.00512% | 0.007293% | 0.007355% | 0.007355%
2908 | 0.008329% | 0.00784% | 0.006722% | 0.005917% | 0.008831% | 0.01162% | 0.008961% | 0.005731% | 0.009517% | 0.005731% | 0.008831% | 0.005917% | 0.008831% | 0.005572% | 0.008006% | 0.005917% | 0.008831% | 0.01162% | 0.008961% | 0.005731% | 0.009517% | 0.009517% | 0.005731% | 0.008831% | 0.005917% | 0.008831% | 0.005572% | 0.008006% | 0.008329% | 0.008329%
2909 | 0.009999% | 0.008528% | 0.006604% | 0.006498% | 0.009593% | 0.01112% | 0.009391% | 0.006707% | 0.0103% | 0.006707% | 0.009593% | 0.006498% | 0.009593% | 0.005974% | 0.008987% | 0.006498% | 0.009593% | 0.01112% | 0.009391% | 0.006707% | 0.0103% | 0.0103% | 0.006707% | 0.009593% | 0.006498% | 0.009593% | 0.005974% | 0.008987% | 0.009999% | 0.009999%
2910 | 0.01361% | 0.00836% | 0.01073% | 0.006285% | 0.01041% | 0.01062% | 0.009139% | 0.008147% | 0.01166% | 0.008147% | 0.01041% | 0.006285% | 0.01041% | 0.006171% | 0.009269% | 0.006285% | 0.01041% | 0.01062% | 0.009139% | 0.008147% | 0.01166% | 0.01166% | 0.008147% | 0.01041% | 0.006285% | 0.01041% | 0.006171% | 0.009269% | 0.01361% | 0.01361%
2911 | 0.01548% | 0.009615% | 0.01419% | 0.007882% | 0.01214% | 0.01064% | 0.01086% | 0.01055% | 0.01297% | 0.01055% | 0.01214% | 0.007882% | 0.01214% | 0.008506% | 0.01227% | 0.007882% | 0.01214% | 0.01064% | 0.01086% | 0.01055% | 0.01297% | 0.01297% | 0.01055% | 0.01214% | 0.007882% | 0.01214% | 0.008506% | 0.01227% | 0.01548% | 0.01548%
2912 | 0.0176% | 0.01257% | 0.01649% | 0.01017% | 0.01387% | 0.01049% | 0.01266% | 0.01292% | 0.01405% | 0.01292% | 0.01387% | 0.01017% | 0.01387% | 0.01158% | 0.01508% | 0.01017% | 0.01387% | 0.01049% | 0.01266% | 0.01292% | 0.01405% | 0.01405% | 0.01292% | 0.01387% | 0.01017% | 0.01387% | 0.01158% | 0.01508% | 0.0176% | 0.0176%
2913 | 0.01942% | 0.01579% | 0.01778% | 0.01189% | 0.01529% | 0.01057% | 0.01434% | 0.01329% | 0.01502% | 0.01329% | 0.01529% | 0.01189% | 0.01529% | 0.01343% | 0.01725% | 0.01189% | 0.01529% | 0.01057% | 0.01434% | 0.01329% | 0.01502% | 0.01502% | 0.01329% | 0.01529% | 0.01189% | 0.01529% | 0.01343% | 0.01725% | 0.01942% | 0.01942%
2914 | 0.02079% | 0.01837% | 0.0191% | 0.01309% | 0.01612% | 0.0109% | 0.01573% | 0.01358% | 0.01535% | 0.01358% | 0.01612% | 0.01309% | 0.01612% | 0.01441% | 0.01878% | 0.01309% | 0.01612% | 0.0109% | 0.01573% | 0.01358% | 0.01535% | 0.01535% | 0.01358% | 0.01612% | 0.01309% | 0.01612% | 0.01441% | 0.01878% | 0.02079% | 0.02079%
2915 | 0.0214% | 0.0193% | 0.01976% | 0.01392% | 0.01612% | 0.01105% | 0.01647% | 0.01322% | 0.01513% | 0.01322% | 0.01612% | 0.01392% | 0.01612% | 0.01509% | 0.01975% | 0.01392% | 0.01612% | 0.01105% | 0.01647% | 0.01322% | 0.01513% | 0.01513% | 0.01322% | 0.01612% | 0.01392% | 0.01612% | 0.01509% | 0.01975% | 0.0214% | 0.0214%
2916 | 0.02085% | 0.01909% | 0.02013% | 0.01445% | 0.01553% | 0.01037% | 0.01646% | 0.0123% | 0.01463% | 0.0123% | 0.01553% | 0.01445% | 0.01553% | 0.01541% | 0.02013% | 0.01445% | 0.01553% | 0.01037% | 0.01646% | 0.0123% | 0.01463% | 0.01463% | 0.0123% | 0.01553% | 0.01445% | 0.01553% | 0.01541% | 0.02013% | 0.02085% | 0.02085%
2917 | 0.01933% | 0.01842% | 0.02008% | 0.01471% | 0.01448% | 0.009201% | 0.01601% | 0.01142% | 0.01396% | 0.01142% | 0.01448% | 0.01471% | 0.01448% | 0.01556% | 0.02008% | 0.01471% | 0.01448% | 0.009201% | 0.01601% | 0.01142% | 0.01396% | 0.01396% | 0.01142% | 0.01448% | 0.01471% | 0.01448% | 0.01556% | 0.02008% | 0.01933% | 0.01933%
2918 | 0.0173% | 0.01575% | 0.019% | 0.01484% | 0.0132% | 0.00813% | 0.0151% | 0.01097% | 0.01285% | 0.01097% | 0.0132% | 0.01484% | 0.0132% | 0.01558% | 0.01973% | 0.01484% | 0.0132% | 0.00813% | 0.0151% | 0.01097% | 0.01285% | 0.01285% | 0.01097% | 0.0132% | 0.01484% | 0.0132% | 0.01558% | 0.01973% | 0.0173% | 0.0173%
2919 | 0.01514% | 0.01314% | 0.01802% | 0.01472% | 0.01212% | 0.007434% | 0.01364% | 0.01123% | 0.01202% | 0.01123% | 0.01212% | 0.01472% | 0.01212% | 0.0152% | 0.01863% | 0.01472% | 0.01212% | 0.007434% | 0.01364% | 0.01123% | 0.01202% | 0.01202% | 0.01123% | 0.01212% | 0.01472% | 0.01212% | 0.0152% | 0.01863% | 0.01514% | 0.01514%
2920 | 0.01291% | 0.01161% | 0.01599% | 0.01455% | 0.01124% | 0.007411% | 0.01202% | 0.009606% | 0.01152% | 0.009606% | 0.01124% | 0.01455% | 0.01124% | 0.01447% | 0.01648% | 0.01455% | 0.01124% | 0.007411% | 0.01202% | 0.009606% | 0.01152% | 0.01152% | 0.009606% | 0.01124% | 0.01455% | 0.01124% | 0.01447% | 0.01648% | 0.01291% | 0.01291%
2921 | 0.01092% | 0.009742% | 0.01502% | 0.01419% | 0.01033% | 0.007682% | 0.01071% | 0.00953% | 0.01095% | 0.00953% | 0.01033% | 0.01419% | 0.01033% | 0.01352% | 0.01372% | 0.01419% | 0.01033% | 0.007682% | 0.01071% | 0.00953% | 0.01095% | 0.01095% | 0.00953% | 0.01033% | 0.01419% | 0.01033% | 0.01352% | 0.01372% | 0.01092% | 0.01092%
2922 | 0.009207% | 0.008973% | 0.01432% | 0.01357% | 0.009433% | 0.008274% | 0.009798% | 0.009573% | 0.0102% | 0.009573% | 0.009433% | 0.01357% | 0.009433% | 0.01255% | 0.01091% | 0.01357% | 0.009433% | 0.008274% | 0.009798% | 0.009573% | 0.0102% | 0.0102% | 0.009573% | 0.009433% | 0.01357% | 0.009433% | 0.01255% | 0.01091% | 0.009207% | 0.009207%
2923 | 0.008375% | 0.00858% | 0.01201% | 0.01293% | 0.008857% | 0.009399% | 0.009588% | 0.009585% | 0.009569% | 0.009585% | 0.008857% | 0.01293% | 0.008857% | 0.01207% | 0.009449% | 0.01293% | 0.008857% | 0.009399% | 0.009588% | 0.009585% | 0.009569% | 0.009569% | 0.009585% | 0.008857% | 0.01293% | 0.008857% | 0.01207% | 0.009449% | 0.008375% | 0.008375%
2924 | 0.009215% | 0.00844% | 0.009597% | 0.01281% | 0.008968% | 0.01063% | 0.01044% | 0.009901% | 0.009045% | 0.009901% | 0.008968% | 0.01281% | 0.008968% | 0.01234% | 0.01008% | 0.01281% | 0.008968% | 0.01063% | 0.01044% | 0.009901% | 0.009045% | 0.009045% | 0.009901% | 0.008968% | 0.01281% | 0.008968% | 0.01234% | 0.01008% | 0.009215% | 0.009215%
2925 | 0.007232% | 0.008227% | 0.007208% | 0.01126% | 0.008601% | 0.01095% | 0.00978% | 0.01019% | 0.00865% | 0.01019% | 0.008601% | 0.01126% | 0.008601% | 0.01062% | 0.009166% | 0.01126% | 0.008601% | 0.01095% | 0.00978% | 0.01019% | 0.00865% | 0.00865% | 0.01019% | 0.008601% | 0.01126% | 0.008601% | 0.01062% | 0.009166% | 0.007232% | 0.007232%
2926 | 0.006896% | 0.008169% | 0.006559% | 0.008972% | 0.00848% | 0.01126% | 0.009165% | 0.01045% | 0.008486% | 0.01045% | 0.00848% | 0.008972% | 0.00848% | 0.007586% | 0.008427% | 0.008972% | 0.00848% | 0.01126% | 0.009165% | 0.01045% | 0.008486% | 0.008486% | 0.01045% | 0.00848% | 0.008972% | 0.00848% | 0.007586% | 0.008427% | 0.006896% | 0.006896%
2927 | 0.006835% | 0.008078% | 0.00657% | 0.007372% | 0.008394% | 0.01143% | 0.008806% | 0.01045% | 0.0084% | 0.01045% | 0.008394% | 0.007372% | 0.008394% | 0.005491% | 0.007856% | 0.007372% | 0.008394% | 0.01143% | 0.008806% | 0.01045% | 0.0084% | 0.0084% | 0.01045% | 0.008394% | 0.007372% | 0.008394% | 0.005491% | 0.007856% | 0.006835% | 0.006835%
2928 | 0.006889% | 0.008026% | 0.006575% | 0.006423% | 0.008339% | 0.01146% | 0.008638% | 0.008878% | 0.008353% | 0.008878% | 0.008339% | 0.006423% | 0.008339% | 0.004937% | 0.007233% | 0.006423% | 0.008339% | 0.01146% | 0.008638% | 0.008878% | 0.008353% | 0.008353% | 0.008878% | 0.008339% | 0.006423% | 0.008339% | 0.004937% | 0.007233% | 0.006889% | 0.006889%
2929 | 0.006943% | 0.007983% | 0.00678% | 0.005924% | 0.008326% | 0.0116% | 0.008621% | 0.007537% | 0.008347% | 0.007537% | 0.008326% | 0.005924% | 0.008326% | 0.004809% | 0.007027% | 0.005924% | 0.008326% | 0.0116% | 0.008621% | 0.007537% | 0.008347% | 0.008347% | 0.007537% | 0.008326% | 0.005924% | 0.008326% | 0.004809% | 0.007027% | 0.006943% | 0.006943%
2930 | 0.007002% | 0.007924% | 0.006717% | 0.005778% | 0.008308% | 0.01168% | 0.00863% | 0.006534% | 0.008506% | 0.006534% | 0.008308% | 0.005778% | 0.008308% | 0.00484% | 0.007065% | 0.005778% | 0.008308% | 0.01168% | 0.00863% | 0.006534% | 0.008506% | 0.008506% | 0.006534% | 0.008308% | 0.005778% | 0.008308% | 0.00484% | 0.007065% | 0.007002% | 0.007002%
2931 | 0.007369% | 0.007841% | 0.006682% | 0.005735% | 0.008384% | 0.01175% | 0.008716% | 0.005773% | 0.008921% | 0.005773% | 0.008384% | 0.005735% | 0.008384% | 0.005109% | 0.007317% | 0.005735% | 0.008384% | 0.01175% | 0.008716% | 0.005773% | 0.008921% | 0.008921% | 0.005773% | 0.008384% | 0.005735% | 0.008384% | 0.005109% | 0.007317% | 0.007369% | 0.007369%
2932 | 0.00832% | 0.007846% | 0.006769% | 0.005876% | 0.008842% | 0.01185% | 0.009018% | 0.005727% | 0.009558% | 0.005727% | 0.008842% | 0.005876% | 0.008842% | 0.00554% | 0.008033% | 0.005876% | 0.008842% | 0.01185% | 0.009018% | 0.005727% | 0.009558% | 0.009558% | 0.005727% | 0.008842% | 0.005876% | 0.008842% | 0.00554% | 0.008033% | 0.00832% | 0.00832%
2933 | 0.009998% | 0.008439% | 0.00663% | 0.00646% | 0.009581% | 0.01155% | 0.009455% | 0.006673% | 0.01031% | 0.006673% | 0.009581% | 0.00646% | 0.009581% | 0.005902% | 0.009008% | 0.00646% | 0.009581% | 0.01155% | 0.009455% | 0.006673% | 0.01031% | 0.01031% | 0.006673% | 0.009581% | 0.00646% | 0.009581% | 0.005902% | 0.009008% | 0.009998% | 0.009998%
2934 | 0.01386% | 0.008317% | 0.01096% | 0.00632% | 0.01046% | 0.01091% | 0.009245% | 0.008129% | 0.01168% | 0.008129% | 0.01046% | 0.00632% | 0.01046% | 0.006252% | 0.009307% | 0.00632% | 0.01046% | 0.01091% | 0.009245% | 0.008129% | 0.01168% | 0.01168% | 0.008129% | 0.01046% | 0.00632% | 0.01046% | 0.006252% | 0.009307% | 0.01386% | 0.01386%
2935 | 0.01582% | 0.009523% | 0.01434% | 0.008005% | 0.0122% | 0.01067% | 0.011% | 0.0106% | 0.01297% | 0.0106% | 0.0122% | 0.008005% | 0.0122% | 0.008643% | 0.01229% | 0.008005% | 0.0122% | 0.01067% | 0.011% | 0.0106% | 0.01297% | 0.01297% | 0.0106% | 0.0122% | 0.008005% | 0.0122% | 0.008643% | 0.01229% | 0.01582% | 0.01582%
2936 | 0.01812% | 0.01246% | 0.01654% | 0.01028% | 0.01386% | 0.01045% | 0.01279% | 0.01298% | 0.014% | 0.01298% | 0.01386% | 0.01028% | 0.01386% | 0.01164% | 0.01508% | 0.01028% | 0.01386% | 0.01045% | 0.01279% | 0.01298% | 0.014% | 0.014% | 0.01298% | 0.01386% | 0.01028% | 0.01386% | 0.01164% | 0.01508% | 0.01812% | 0.01812%
2937 | 0.01997% | 0.0157% | 0.01781% | 0.01193% | 0.01519% | 0.01053% | 0.01449% | 0.01333% | 0.01484% | 0.01333% | 0.01519% | 0.01193% | 0.01519% | 0.0133% | 0.01724% | 0.01193% | 0.01519% | 0.01053% | 0.01449% | 0.01333% | 0.01484% | 0.01484% | 0.01333% | 0.01519% | 0.01193% | 0.01519% | 0.0133% | 0.01724% | 0.01997% | 0.01997%
2938 | 0.02122% | 0.0183% | 0.01912% | 0.01303% | 0.01589% | 0.0108% | 0.01585% | 0.01359% | 0.01502% | 0.01359% | 0.01589% | 0.01303% | 0.01589% | 0.01406% | 0.01876% | 0.01303% | 0.01589% | 0.0108% | 0.01585% | 0.01359% | 0.01502% | 0.01502% | 0.01359% | 0.01589% | 0.01303% | 0.01589% | 0.01406% | 0.01876% | 0.02122% | 0.02122%
2939 | 0.02162% | 0.01926% | 0.01973% | 0.01375% | 0.01583% | 0.0107% | 0.01651% | 0.01323% | 0.01472% | 0.01323% | 0.01583% | 0.01375% | 0.01583% | 0.01448% | 0.01974% | 0.01375% | 0.01583% | 0.0107% | 0.01651% | 0.01323% | 0.01472% | 0.01472% | 0.01323% | 0.01583% | 0.01375% | 0.01583% | 0.01448% | 0.01974% | 0.02162% | 0.02162%
2940 | 0.02109% | 0.01898% | 0.0202% | 0.01425% | 0.01528% | 0.01003% | 0.01652% | 0.01235% | 0.01431% | 0.01235% | 0.01528% | 0.01425% | 0.01528% | 0.01472% | 0.02013% | 0.01425% | 0.01528% | 0.01003% | 0.01652% | 0.01235% | 0.01431% | 0.01431% | 0.01235% | 0.01528% | 0.01425% | 0.01528% | 0.01472% | 0.02013% | 0.02109% | 0.02109%
2941 | 0.01961% | 0.01824% | 0.0203% | 0.01452% | 0.01426% | 0.00901% | 0.0161% | 0.01145% | 0.01364% | 0.01145% | 0.01426% | 0.01452% | 0.01426% | 0.01493% | 0.02009% | 0.01452% | 0.01426% | 0.00901% | 0.0161% | 0.01145% | 0.01364% | 0.01364% | 0.01145% | 0.01426% | 0.01452% | 0.01426% | 0.01493% | 0.02009% | 0.01961% | 0.01961%
2942 | 0.01755% | 0.01562% | 0.01926% | 0.01469% | 0.013% | 0.008039% | 0.01516% | 0.01098% | 0.0126% | 0.01098% | 0.013% | 0.01469% | 0.013% | 0.01504% | 0.01974% | 0.01469% | 0.013% | 0.008039% | 0.01516% | 0.01098% | 0.0126% | 0.0126% | 0.01098% | 0.013% | 0.01469% | 0.013% | 0.01504% | 0.01974% | 0.01755% | 0.01755%
2943 | 0.0154% | 0.01303% | 0.01833% | 0.01462% | 0.01194% | 0.00745% | 0.0137% | 0.01125% | 0.01176% | 0.01125% | 0.01194% | 0.01462% | 0.01194% | 0.01488% | 0.01865% | 0.01462% | 0.01194% | 0.00745% | 0.0137% | 0.01125% | 0.01176% | 0.01176% | 0.01125% | 0.01194% | 0.01462% | 0.01194% | 0.01488% | 0.01865% | 0.0154% | 0.0154%
2944 | 0.01317% | 0.0114% | 0.01625% | 0.0145% | 0.01104% | 0.007468% | 0.01212% | 0.009589% | 0.01118% | 0.009589% | 0.01104% | 0.0145% | 0.01104% | 0.01437% | 0.01649% | 0.0145% | 0.01104% | 0.007468% | 0.01212% | 0.009589% | 0.01118% | 0.01118% | 0.009589% | 0.01104% | 0.0145% | 0.01104% | 0.01437% | 0.01649% | 0.01317% | 0.01317%
2945 | 0.01116% | 0.009452% | 0.01517% | 0.01417% | 0.01026% | 0.007683% | 0.01085% | 0.00959% | 0.01072% | 0.00959% | 0.01026% | 0.01417% | 0.01026% | 0.01361% | 0.01373% | 0.01417% | 0.01026% | 0.007683% | 0.01085% | 0.00959% | 0.01072% | 0.01072% | 0.00959% | 0.01026% | 0.01417% | 0.01026% | 0.01361% | 0.01373% | 0.01116% | 0.01116%
2946 | 0.009398% | 0.00865% | 0.01441% | 0.01359% | 0.009418% | 0.008376% | 0.009938% | 0.009584% | 0.01008% | 0.009584% | 0.009418% | 0.01359% | 0.009418% | 0.01276% | 0.01092% | 0.01359% | 0.009418% | 0.008376% | 0.009938% | 0.009584% | 0.01008% | 0.01008% | 0.009584% | 0.009418% | 0.01359% | 0.009418% | 0.01276% | 0.01092% | 0.009398% | 0.009398%
2947 | 0.008616% | 0.008244% | 0.01197% | 0.01296% | 0.00882% | 0.009418% | 0.009641% | 0.009553% | 0.009418% | 0.009553% | 0.00882% | 0.01296% | 0.00882% | 0.0123% | 0.009404% | 0.01296% | 0.00882% | 0.009418% | 0.009641% | 0.009553% | 0.009418% | 0.009418% | 0.009553% | 0.00882% | 0.01296% | 0.00882% | 0.0123% | 0.009404% | 0.008616% | 0.008616%
2948 | 0.009479% | 0.008221% | 0.009641% | 0.0129% | 0.008959% | 0.01072% | 0.01056% | 0.009926% | 0.009004% | 0.009926% | 0.008959% | 0.0129% | 0.008959% | 0.01263% | 0.01009% | 0.0129% | 0.008959% | 0.01072% | 0.01056% | 0.009926% | 0.009004% | 0.009004% | 0.009926% | 0.008959% | 0.0129% | 0.008959% | 0.01263% | 0.01009% | 0.009479% | 0.009479%
2949 | 0.007226% | 0.00809% | 0.007219% | 0.01129% | 0.008664% | 0.01107% | 0.009907% | 0.0103% | 0.008732% | 0.0103% | 0.008664% | 0.01129% | 0.008664% | 0.01077% | 0.00918% | 0.01129% | 0.008664% | 0.01107% | 0.009907% | 0.0103% | 0.008732% | 0.008732% | 0.0103% | 0.008664% | 0.01129% | 0.008664% | 0.01077% | 0.00918% | 0.007226% | 0.007226%
2950 | 0.007002% | 0.008085% | 0.006582% | 0.00894% | 0.008585% | 0.01138% | 0.009282% | 0.01056% | 0.008639% | 0.01056% | 0.008585% | 0.00894% | 0.008585% | 0.007563% | 0.008445% | 0.00894% | 0.008585% | 0.01138% | 0.009282% | 0.01056% | 0.008639% | 0.008639% | 0.01056% | 0.008585% | 0.00894% | 0.008585% | 0.007563% | 0.008445% | 0.007002% | 0.007002%
2951 | 0.006958% | 0.008017% | 0.006596% | 0.007341% | 0.008489% | 0.01159% | 0.008918% | 0.01055% | 0.008563% | 0.01055% | 0.008489% | 0.007341% | 0.008489% | 0.00542% | 0.007876% | 0.007341% | 0.008489% | 0.01159% | 0.008918% | 0.01055% | 0.008563% | 0.008563% | 0.01055% | 0.008489% | 0.007341% | 0.008489% | 0.00542% | 0.007876% | 0.006958% | 0.006958%
2952 | 0.007003% | 0.007951% | 0.006588% | 0.006417% | 0.008417% | 0.01168% | 0.008736% | 0.008969% | 0.008491% | 0.008969% | 0.008417% | 0.006417% | 0.008417% | 0.004912% | 0.00726% | 0.006417% | 0.008417% | 0.01168% | 0.008736% | 0.008969% | 0.008491% | 0.008491% | 0.008969% | 0.008417% | 0.006417% | 0.008417% | 0.004912% | 0.00726% | 0.007003% | 0.007003%
2953 | 0.007166% | 0.007945% | 0.006822% | 0.006006% | 0.008448% | 0.01185% | 0.008734% | 0.007697% | 0.008592% | 0.007697% | 0.008448% | 0.006006% | 0.008448% | 0.004973% | 0.007067% | 0.006006% | 0.008448% | 0.01185% | 0.008734% | 0.007697% | 0.008592% | 0.008592% | 0.007697% | 0.008448% | 0.006006% | 0.008448% | 0.004973% | 0.007067% | 0.007166% | 0.007166%
2954 | 0.007242% | 0.00792% | 0.006785% | 0.005867% | 0.00847% | 0.01197% | 0.008753% | 0.006755% | 0.008831% | 0.006755% | 0.00847% | 0.005867% | 0.00847% | 0.005036% | 0.007119% | 0.005867% | 0.00847% | 0.01197% | 0.008753% | 0.006755% | 0.008831% | 0.008831% | 0.006755% | 0.00847% | 0.005867% | 0.00847% | 0.005036% | 0.007119% | 0.007242% | 0.007242%
2955 | 0.007554% | 0.007825% | 0.006767% | 0.005861% | 0.008595% | 0.01209% | 0.008855% | 0.006041% | 0.009275% | 0.006041% | 0.008595% | 0.005861% | 0.008595% | 0.005333% | 0.007383% | 0.005861% | 0.008595% | 0.01209% | 0.008855% | 0.006041% | 0.009275% | 0.009275% | 0.006041% | 0.008595% | 0.005861% | 0.008595% | 0.005333% | 0.007383% | 0.007554% | 0.007554%
2956 | 0.008577% | 0.007808% | 0.006875% | 0.006036% | 0.00906% | 0.0122% | 0.009173% | 0.006065% | 0.009882% | 0.006065% | 0.00906% | 0.006036% | 0.00906% | 0.005803% | 0.008091% | 0.006036% | 0.00906% | 0.0122% | 0.009173% | 0.006065% | 0.009882% | 0.009882% | 0.006065% | 0.00906% | 0.006036% | 0.00906% | 0.005803% | 0.008091% | 0.008577% | 0.008577%
2957 | 0.01029% | 0.008424% | 0.006734% | 0.006694% | 0.009843% | 0.01195% | 0.009643% | 0.007024% | 0.01057% | 0.007024% | 0.009843% | 0.006694% | 0.009843% | 0.006216% | 0.009027% | 0.006694% | 0.009843% | 0.01195% | 0.009643% | 0.007024% | 0.01057% | 0.01057% | 0.007024% | 0.009843% | 0.006694% | 0.009843% | 0.006216% | 0.009027% | 0.01029% | 0.01029%
2958 | 0.01428% | 0.008205% | 0.011% | 0.006498% | 0.01062% | 0.01104% | 0.009435% | 0.00846% | 0.01194% | 0.00846% | 0.01062% | 0.006498% | 0.01062% | 0.006506% | 0.009323% | 0.006498% | 0.01062% | 0.01104% | 0.009435% | 0.00846% | 0.01194% | 0.01194% | 0.00846% | 0.01062% | 0.006498% | 0.01062% | 0.006506% | 0.009323% | 0.01428% | 0.01428%
2959 | 0.01597% | 0.009412% | 0.01434% | 0.008114% | 0.0123% | 0.01056% | 0.01114% | 0.01085% | 0.01304% | 0.01085% | 0.0123% | 0.008114% | 0.0123% | 0.008812% | 0.01229% | 0.008114% | 0.0123% | 0.01056% | 0.01114% | 0.01085% | 0.01304% | 0.01304% | 0.01085% | 0.0123% | 0.008114% | 0.0123% | 0.008812% | 0.01229% | 0.01597% | 0.01597%
2960 | 0.01813% | 0.01235% | 0.01654% | 0.01035% | 0.01391% | 0.01034% | 0.01285% | 0.0131% | 0.01398% | 0.0131% | 0.01391% | 0.01035% | 0.01391% | 0.01181% | 0.01506% | 0.01035% | 0.01391% | 0.01034% | 0.01285% | 0.0131% | 0.01398% | 0.01398% | 0.0131% | 0.01391% | 0.01035% | 0.01391% | 0.01181% | 0.01506% | 0.01813% | 0.01813%
2961 | 0.01974% | 0.01564% | 0.01771% | 0.01198% | 0.01523% | 0.01055% | 0.01447% | 0.01345% | 0.01482% | 0.01345% | 0.01523% | 0.01198% | 0.01523% | 0.01347% | 0.01722% | 0.01198% | 0.01523% | 0.01055% | 0.01447% | 0.01345% | 0.01482% | 0.01482% | 0.01345% | 0.01523% | 0.01198% | 0.01523% | 0.01347% | 0.01722% | 0.01974% | 0.01974%
2962 | 0.02093% | 0.0182% | 0.01897% | 0.01312% | 0.01594% | 0.01098% | 0.01582% | 0.01377% | 0.01501% | 0.01377% | 0.01594% | 0.01312% | 0.01594% | 0.01436% | 0.01875% | 0.01312% | 0.01594% | 0.01098% | 0.01582% | 0.01377% | 0.01501% | 0.01501% | 0.01377% | 0.01594% | 0.01312% | 0.01594% | 0.01436% | 0.01875% | 0.02093% | 0.02093%
2963 | 0.02146% | 0.01912% | 0.01965% | 0.01396% | 0.01584% | 0.01106% | 0.01656% | 0.01342% | 0.01463% | 0.01342% | 0.01584% | 0.01396% | 0.01584% | 0.01503% | 0.01973% | 0.01396% | 0.01584% | 0.01106% | 0.01656% | 0.01342% | 0.01463% | 0.01463% | 0.01342% | 0.01584% | 0.01396% | 0.01584% | 0.01503% | 0.01973% | 0.02146% | 0.02146%
2964 | 0.02102% | 0.0188% | 0.02014% | 0.01453% | 0.01529% | 0.01049% | 0.01665% | 0.01256% | 0.01416% | 0.01256% | 0.01529% | 0.01453% | 0.01529% | 0.01545% | 0.02013% | 0.01453% | 0.01529% | 0.01049% | 0.01665% | 0.01256% | 0.01416% | 0.01416% | 0.01256% | 0.01529% | 0.01453% | 0.01529% | 0.01545% | 0.02013% | 0.02102% | 0.02102%
2965 | 0.01978% | 0.01808% | 0.02033% | 0.01494% | 0.01429% | 0.009493% | 0.01632% | 0.01173% | 0.01346% | 0.01173% | 0.01429% | 0.01494% | 0.01429% | 0.01577% | 0.02011% | 0.01494% | 0.01429% | 0.009493% | 0.01632% | 0.01173% | 0.01346% | 0.01346% | 0.01173% | 0.01429% | 0.01494% | 0.01429% | 0.01577% | 0.02011% | 0.01978% | 0.01978%
2966 | 0.01767% | 0.01546% | 0.01921% | 0.01501% | 0.01301% | 0.008461% | 0.01538% | 0.01125% | 0.01241% | 0.01125% | 0.01301% | 0.01501% | 0.01301% | 0.01579% | 0.01976% | 0.01501% | 0.01301% | 0.008461% | 0.01538% | 0.01125% | 0.01241% | 0.01241% | 0.01125% | 0.01301% | 0.01501% | 0.01301% | 0.01579% | 0.01976% | 0.01767% | 0.01767%
2967 | 0.01548% | 0.01281% | 0.01816% | 0.01485% | 0.01195% | 0.007862% | 0.01389% | 0.0115% | 0.01168% | 0.0115% | 0.01195% | 0.01485% | 0.01195% | 0.01535% | 0.01866% | 0.01485% | 0.01195% | 0.007862% | 0.01389% | 0.0115% | 0.01168% | 0.01168% | 0.0115% | 0.01195% | 0.01485% | 0.01195% | 0.01535% | 0.01866% | 0.01548% | 0.01548%
2968 | 0.01308% | 0.01124% | 0.01605% | 0.01457% | 0.01107% | 0.007711% | 0.0122% | 0.009781% | 0.01112% | 0.009781% | 0.01107% | 0.01457% | 0.01107% | 0.01452% | 0.01649% | 0.01457% | 0.01107% | 0.007711% | 0.0122% | 0.009781% | 0.01112% | 0.01112% | 0.009781% | 0.01107% | 0.01457% | 0.01107% | 0.01452% | 0.01649% | 0.01308% | 0.01308%
2969 | 0.01097% | 0.009359% | 0.01497% | 0.01412% | 0.01022% | 0.007836% | 0.01077% | 0.009643% | 0.01068% | 0.009643% | 0.01022% | 0.01412% | 0.01022% | 0.01346% | 0.01372% | 0.01412% | 0.01022% | 0.007836% | 0.01077% | 0.009643% | 0.01068% | 0.01068% | 0.009643% | 0.01022% | 0.01412% | 0.01022% | 0.01346% | 0.01372% | 0.01097% | 0.01097%
2970 | 0.009497% | 0.008608% | 0.01432% | 0.01355% | 0.009462% | 0.008478% | 0.0099% | 0.009705% | 0.01019% | 0.009705% | 0.009462% | 0.01355% | 0.009462% | 0.01252% | 0.01092% | 0.01355% | 0.009462% | 0.008478% | 0.0099% | 0.009705% | 0.01019% | 0.01019% | 0.009705% | 0.009462% | 0.01355% | 0.009462% | 0.01252% | 0.01092% | 0.009497% | 0.009497%
2971 | 0.008772% | 0.008245% | 0.01194% | 0.0129% | 0.008919% | 0.0094% | 0.009616% | 0.009756% | 0.009601% | 0.009756% | 0.008919% | 0.0129% | 0.008919% | 0.01199% | 0.009331% | 0.0129% | 0.008919% | 0.0094% | 0.009616% | 0.009756% | 0.009601% | 0.009601% | 0.009756% | 0.008919% | 0.0129% | 0.008919% | 0.01199% | 0.009331% | 0.008772% | 0.008772%
2972 | 0.009684% | 0.008241% | 0.00971% | 0.01285% | 0.00909% | 0.01046% | 0.01059% | 0.01011% | 0.009182% | 0.01011% | 0.00909% | 0.01285% | 0.00909% | 0.01232% | 0.0101% | 0.01285% | 0.00909% | 0.01046% | 0.01059% | 0.01011% | 0.009182% | 0.009182% | 0.01011% | 0.00909% | 0.01285% | 0.00909% | 0.01232% | 0.0101% | 0.009684% | 0.009684%
2973 | 0.007228% | 0.008112% | 0.007213% | 0.01125% | 0.008743% | 0.01061% | 0.00991% | 0.01041% | 0.008879% | 0.01041% | 0.008743% | 0.01125% | 0.008743% | 0.01048% | 0.009173% | 0.01125% | 0.008743% | 0.01061% | 0.00991% | 0.01041% | 0.008879% | 0.008879% | 0.01041% | 0.008743% | 0.01125% | 0.008743% | 0.01048% | 0.009173% | 0.007228% | 0.007228%
2974 | 0.006953% | 0.008057% | 0.006563% | 0.008928% | 0.008645% | 0.01081% | 0.009275% | 0.01067% | 0.008799% | 0.01067% | 0.008645% | 0.008928% | 0.008645% | 0.007372% | 0.008424% | 0.008928% | 0.008645% | 0.01081% | 0.009275% | 0.01067% | 0.008799% | 0.008799% | 0.01067% | 0.008645% | 0.008928% | 0.008645% | 0.007372% | 0.008424% | 0.006953% | 0.006953%
2975 | 0.006935% | 0.008% | 0.006545% | 0.007393% | 0.008554% | 0.01093% | 0.008931% | 0.01067% | 0.008756% | 0.01067% | 0.008554% | 0.007393% | 0.008554% | 0.005374% | 0.007848% | 0.007393% | 0.008554% | 0.01093% | 0.008931% | 0.01067% | 0.008756% | 0.008756% | 0.01067% | 0.008554% | 0.007393% | 0.008554% | 0.005374% | 0.007848% | 0.006935% | 0.006935%
2976 | 0.007006% | 0.007935% | 0.006547% | 0.006473% | 0.008497% | 0.01121% | 0.008775% | 0.0091% | 0.008671% | 0.0091% | 0.008497% | 0.006473% | 0.008497% | 0.004906% | 0.00724% | 0.006473% | 0.008497% | 0.01121% | 0.008775% | 0.0091% | 0.008671% | 0.008671% | 0.0091% | 0.008497% | 0.006473% | 0.008497% | 0.004906% | 0.00724% | 0.007006% | 0.007006%
2977 | 0.005859% | 0.009641% | 0.005629% | 0.005898% | 0.008768% | 0.01197% | 0.008957% | 0.007757% | 0.008718% | 0.007757% | 0.008768% | 0.005898% | 0.008768% | 0.005013% | 0.007037% | 0.005898% | 0.008768% | 0.01197% | 0.008957% | 0.007757% | 0.008718% | 0.008718% | 0.007757% | 0.008768% | 0.005898% | 0.008768% | 0.005013% | 0.007037% | 0.005859% | 0.005859%
2978 | 0.005711% | 0.00973% | 0.00551% | 0.005813% | 0.0087% | 0.012% | 0.008909% | 0.007103% | 0.008815% | 0.007103% | 0.0087% | 0.005813% | 0.0087% | 0.004616% | 0.007021% | 0.005813% | 0.0087% | 0.012% | 0.008909% | 0.007103% | 0.008815% | 0.008815% | 0.007103% | 0.0087% | 0.005813% | 0.0087% | 0.004616% | 0.007021% | 0.005711% | 0.005711%
2979 | 0.00561% | 0.009821% | 0.005405% | 0.005807% | 0.008834% | 0.01204% | 0.008828% | 0.006895% | 0.009164% | 0.006895% | 0.008834% | 0.005807% | 0.008834% | 0.004652% | 0.007004% | 0.005807% | 0.008834% | 0.01204% | 0.008828% | 0.006895% | 0.009164% | 0.009164% | 0.006895% | 0.008834% | 0.005807% | 0.008834% | 0.004652% | 0.007004% | 0.00561% | 0.00561%
2980 | 0.005542% | 0.009839% | 0.005411% | 0.005929% | 0.009053% | 0.01209% | 0.008732% | 0.00706% | 0.009355% | 0.00706% | 0.009053% | 0.005929% | 0.009053% | 0.004955% | 0.006997% | 0.005929% | 0.009053% | 0.01209% | 0.008732% | 0.00706% | 0.009355% | 0.009355% | 0.00706% | 0.009053% | 0.005929% | 0.009053% | 0.004955% | 0.006997% | 0.005542% | 0.005542%
2981 | 0.005093% | 0.01049% | 0.004928% | 0.00618% | 0.008778% | 0.01186% | 0.008267% | 0.007656% | 0.009156% | 0.007656% | 0.008778% | 0.00618% | 0.008778% | 0.005189% | 0.006477% | 0.00618% | 0.008778% | 0.01186% | 0.008267% | 0.007656% | 0.009156% | 0.009156% | 0.007656% | 0.008778% | 0.00618% | 0.008778% | 0.005189% | 0.006477% | 0.005093% | 0.005093%
2982 | 0.006894% | 0.009972% | 0.00616% | 0.005921% | 0.008234% | 0.01109% | 0.006705% | 0.008689% | 0.009424% | 0.008689% | 0.008234% | 0.005921% | 0.008234% | 0.005373% | 0.004383% | 0.005921% | 0.008234% | 0.01109% | 0.006705% | 0.008689% | 0.009424% | 0.009424% | 0.008689% | 0.008234% | 0.005921% | 0.008234% | 0.005373% | 0.004383% | 0.006894% | 0.006894%
2983 | 0.005999% | 0.01016% | 0.005426% | 0.007527% | 0.008526% | 0.01099% | 0.006779% | 0.01047% | 0.009611% | 0.01047% | 0.008526% | 0.007527% | 0.008526% | 0.007824% | 0.004356% | 0.007527% | 0.008526% | 0.01099% | 0.006779% | 0.01047% | 0.009611% | 0.009611% | 0.01047% | 0.008526% | 0.007527% | 0.008526% | 0.007824% | 0.004356% | 0.005999% | 0.005999%
2984 | 0.005418% | 0.01091% | 0.005011% | 0.009709% | 0.008715% | 0.01105% | 0.006931% | 0.01265% | 0.009562% | 0.01265% | 0.008715% | 0.009709% | 0.008715% | 0.01084% | 0.004327% | 0.009709% | 0.008715% | 0.01105% | 0.006931% | 0.01265% | 0.009562% | 0.009562% | 0.01265% | 0.008715% | 0.009709% | 0.008715% | 0.01084% | 0.004327% | 0.005418% | 0.005418%
2985 | 0.005263% | 0.01209% | 0.00476% | 0.01122% | 0.009138% | 0.01124% | 0.007192% | 0.01312% | 0.009583% | 0.01312% | 0.009138% | 0.01122% | 0.009138% | 0.01247% | 0.004299% | 0.01122% | 0.009138% | 0.01124% | 0.007192% | 0.01312% | 0.009583% | 0.009583% | 0.01312% | 0.009138% | 0.01122% | 0.009138% | 0.01247% | 0.004299% | 0.005263% | 0.005263%
2986 | 0.005193% | 0.01361% | 0.004753% | 0.01232% | 0.009495% | 0.01146% | 0.007566% | 0.014% | 0.009699% | 0.014% | 0.009495% | 0.01232% | 0.009495% | 0.01326% | 0.004277% | 0.01232% | 0.009495% | 0.01146% | 0.007566% | 0.014% | 0.009699% | 0.009699% | 0.014% | 0.009495% | 0.01232% | 0.009495% | 0.01326% | 0.004277% | 0.005193% | 0.005193%
2987 | 0.005072% | 0.01469% | 0.004857% | 0.01324% | 0.009508% | 0.01143% | 0.008059% | 0.01435% | 0.009612% | 0.01435% | 0.009508% | 0.01324% | 0.009508% | 0.0138% | 0.004265% | 0.01324% | 0.009508% | 0.01143% | 0.008059% | 0.01435% | 0.009612% | 0.009612% | 0.01435% | 0.009508% | 0.01324% | 0.009508% | 0.0138% | 0.004265% | 0.005072% | 0.005072%
2988 | 0.004888% | 0.01463% | 0.004531% | 0.014% | 0.009431% | 0.01105% | 0.008325% | 0.01424% | 0.009564% | 0.01424% | 0.009431% | 0.014% | 0.009431% | 0.01426% | 0.004258% | 0.014% | 0.009431% | 0.01105% | 0.008325% | 0.01424% | 0.009564% | 0.009564% | 0.01424% | 0.009431% | 0.014% | 0.009431% | 0.01426% | 0.004258% | 0.004888% | 0.004888%
2989 | 0.004688% | 0.01407% | 0.004531% | 0.01445% | 0.009497% | 0.01016% | 0.008231% | 0.01417% | 0.009593% | 0.01417% | 0.009497% | 0.01445% | 0.009497% | 0.01462% | 0.004262% | 0.01445% | 0.009497% | 0.01016% | 0.008231% | 0.01417% | 0.009593% | 0.009593% | 0.01417% | 0.009497% | 0.01445% | 0.009497% | 0.01462% | 0.004262% | 0.004688% | 0.004688%
2990 | 0.004647% | 0.01297% | 0.004601% | 0.01452% | 0.009519% | 0.00887% | 0.007854% | 0.01411% | 0.009625% | 0.01411% | 0.009519% | 0.01452% | 0.009519% | 0.01487% | 0.004264% | 0.01452% | 0.009519% | 0.00887% | 0.007854% | 0.01411% | 0.009625% | 0.009625% | 0.01411% | 0.009519% | 0.01452% | 0.009519% | 0.01487% | 0.004264% | 0.004647% | 0.004647%
2991 | 0.004846% | 0.01194% | 0.004699% | 0.01456% | 0.009646% | 0.008334% | 0.007478% | 0.01445% | 0.009696% | 0.01445% | 0.009646% | 0.01456% | 0.009646% | 0.01522% | 0.004275% | 0.01456% | 0.009646% | 0.008334% | 0.007478% | 0.01445% | 0.009696% | 0.009696% | 0.01445% | 0.009646% | 0.01456% | 0.009646% | 0.01522% | 0.004275% | 0.004846% | 0.004846%
2992 | 0.005098% | 0.01123% | 0.004945% | 0.01454% | 0.009694% | 0.008275% | 0.007153% | 0.01269% | 0.009721% | 0.01269% | 0.009694% | 0.01454% | 0.009694% | 0.01548% | 0.004292% | 0.01454% | 0.009694% | 0.008275% | 0.007153% | 0.01269% | 0.009721% | 0.009721% | 0.01269% | 0.009694% | 0.01454% | 0.009694% | 0.01548% | 0.004292% | 0.005098% | 0.005098%
2993 | 0.005243% | 0.01049% | 0.005051% | 0.01426% | 0.009519% | 0.008677% | 0.006843% | 0.01227% | 0.009623% | 0.01227% | 0.009519% | 0.01426% | 0.009519% | 0.01548% | 0.004302% | 0.01426% | 0.009519% | 0.008677% | 0.006843% | 0.01227% | 0.009623% | 0.009623% | 0.01227% | 0.009519% | 0.01426% | 0.009519% | 0.01548% | 0.004302% | 0.005243% | 0.005243%
2994 | 0.005565% | 0.01008% | 0.005102% | 0.01356% | 0.009091% | 0.009533% | 0.006447% | 0.01187% | 0.009391% | 0.01187% | 0.009091% | 0.01356% | 0.009091% | 0.01499% | 0.004295% | 0.01356% | 0.009091% | 0.009533% | 0.006447% | 0.01187% | 0.009391% | 0.009391% | 0.01187% | 0.009091% | 0.01356% | 0.009091% | 0.01499% | 0.004295% | 0.005565% | 0.005565%
2995 | 0.006062% | 0.009823% | 0.005537% | 0.01269% | 0.00863% | 0.01057% | 0.006579% | 0.01147% | 0.009279% | 0.01147% | 0.00863% | 0.01269% | 0.00863% | 0.01433% | 0.004742% | 0.01269% | 0.00863% | 0.01057% | 0.006579% | 0.01147% | 0.009279% | 0.009279% | 0.01147% | 0.00863% | 0.01269% | 0.00863% | 0.01433% | 0.004742% | 0.006062% | 0.006062%
2996 | 0.00787% | 0.009833% | 0.007011% | 0.01249% | 0.009078% | 0.01165% | 0.008322% | 0.01127% | 0.009362% | 0.01127% | 0.009078% | 0.01249% | 0.009078% | 0.01444% | 0.006956% | 0.01249% | 0.009078% | 0.01165% | 0.008322% | 0.01127% | 0.009362% | 0.009362% | 0.01127% | 0.009078% | 0.01249% | 0.009078% | 0.01444% | 0.006956% | 0.00787% | 0.00787%
2997 | 0.006482% | 0.009737% | 0.006355% | 0.01083% | 0.00868% | 0.01178% | 0.008423% | 0.01084% | 0.009072% | 0.01084% | 0.00868% | 0.01083% | 0.00868% | 0.01233% | 0.00699% | 0.01083% | 0.00868% | 0.01178% | 0.008423% | 0.01084% | 0.009072% | 0.009072% | 0.01084% | 0.00868% | 0.01083% | 0.00868% | 0.01233% | 0.00699% | 0.006482% | 0.006482%
2998 | 0.0063% | 0.009703% | 0.006194% | 0.008491% | 0.008528% | 0.01194% | 0.008552% | 0.01036% | 0.008753% | 0.01036% | 0.008528% | 0.008491% | 0.008528% | 0.008817% | 0.007014% | 0.008491% | 0.008528% | 0.01194% | 0.008552% | 0.01036% | 0.008753% | 0.008753% | 0.01036% | 0.008528% | 0.008491% | 0.008528% | 0.008817% | 0.007014% | 0.0063% | 0.0063%
2999 | 0.006145% | 0.009695% | 0.006055% | 0.006895% | 0.008461% | 0.01195% | 0.008691% | 0.009247% | 0.0086% | 0.009247% | 0.008461% | 0.006895% | 0.008461% | 0.006363% | 0.00703% | 0.006895% | 0.008461% | 0.01195% | 0.008691% | 0.009247% | 0.0086% | 0.0086% | 0.009247% | 0.008461% | 0.006895% | 0.008461% | 0.006363% | 0.00703% | 0.006145% | 0.006145%
3000 | 0.00609% | 0.009095% | 0.005932% | 0.006269% | 0.008447% | 0.01172% | 0.008756% | 0.008401% | 0.008578% | 0.008401% | 0.008447% | 0.006269% | 0.008447% | 0.005252% | 0.007019% | 0.006269% | 0.008447% | 0.01172% | 0.008756% | 0.008401% | 0.008578% | 0.008578% | 0.008401% | 0.008447% | 0.006269% | 0.008447% | 0.005252% | 0.007019% | 0.00609% | 0.00609%
3001 | 0.005093% | 0.00748% | 0.005257% | 0.006176% | 0.007524% | 0.01191% | 0.00754% | 0.008524% | 0.007861% | 0.008524% | 0.007524% | 0.006176% | 0.007524% | 0.004822% | 0.00693% | 0.006176% | 0.007524% | 0.01191% | 0.00754% | 0.008524% | 0.007861% | 0.007861% | 0.008524% | 0.007524% | 0.006176% | 0.007524% | 0.004822% | 0.00693% | 0.005093% | 0.005093%
3002 | 0.005142% | 0.007477% | 0.005233% | 0.006074% | 0.007652% | 0.01193% | 0.007636% | 0.00798% | 0.007968% | 0.00798% | 0.007652% | 0.006074% | 0.007652% | 0.004534% | 0.006936% | 0.006074% | 0.007652% | 0.01193% | 0.007636% | 0.00798% | 0.007968% | 0.007968% | 0.00798% | 0.007652% | 0.006074% | 0.007652% | 0.004534% | 0.006936% | 0.005142% | 0.005142%
3003 | 0.005048% | 0.007424% | 0.005088% | 0.006037% | 0.007579% | 0.01198% | 0.007688% | 0.007616% | 0.007782% | 0.007616% | 0.007579% | 0.006037% | 0.007579% | 0.004522% | 0.006944% | 0.006037% | 0.007579% | 0.01198% | 0.007688% | 0.007616% | 0.007782% | 0.007782% | 0.007616% | 0.007579% | 0.006037% | 0.007579% | 0.004522% | 0.006944% | 0.005048% | 0.005048%
3004 | 0.005135% | 0.007401% | 0.005144% | 0.006093% | 0.007699% | 0.01206% | 0.007809% | 0.007796% | 0.007892% | 0.007796% | 0.007699% | 0.006093% | 0.007699% | 0.004908% | 0.006954% | 0.006093% | 0.007699% | 0.01206% | 0.007809% | 0.007796% | 0.007892% | 0.007892% | 0.007796% | 0.007699% | 0.006093% | 0.007699% | 0.004908% | 0.006954% | 0.005135% | 0.005135%
3005 | 0.004757% | 0.007334% | 0.004819% | 0.006454% | 0.007665% | 0.01192% | 0.00758% | 0.008369% | 0.007968% | 0.008369% | 0.007665% | 0.006454% | 0.007665% | 0.005515% | 0.006441% | 0.006454% | 0.007665% | 0.01192% | 0.00758% | 0.008369% | 0.007968% | 0.007968% | 0.008369% | 0.007665% | 0.006454% | 0.007665% | 0.005515% | 0.006441% | 0.004757% | 0.004757%
3006 | 0.006889% | 0.007229% | 0.006156% | 0.005844% | 0.006859% | 0.01104% | 0.005936% | 0.008562% | 0.007582% | 0.008562% | 0.006859% | 0.005844% | 0.006859% | 0.005684% | 0.004366% | 0.005844% | 0.006859% | 0.01104% | 0.005936% | 0.008562% | 0.007582% | 0.007582% | 0.008562% | 0.006859% | 0.005844% | 0.006859% | 0.005684% | 0.004366% | 0.006889% | 0.006889%
3007 | 0.004572% | 0.008241% | 0.004445% | 0.006506% | 0.006944% | 0.01084% | 0.006044% | 0.009518% | 0.007452% | 0.009518% | 0.006944% | 0.006506% | 0.006944% | 0.007265% | 0.004333% | 0.006506% | 0.006944% | 0.01084% | 0.006044% | 0.009518% | 0.007452% | 0.007452% | 0.009518% | 0.006944% | 0.006506% | 0.006944% | 0.007265% | 0.004333% | 0.004572% | 0.004572%
3008 | 0.005236% | 0.008338% | 0.004766% | 0.007563% | 0.007325% | 0.01104% | 0.00642% | 0.01173% | 0.007806% | 0.01173% | 0.007325% | 0.007563% | 0.007325% | 0.009308% | 0.004301% | 0.007563% | 0.007325% | 0.01104% | 0.00642% | 0.01173% | 0.007806% | 0.007806% | 0.01173% | 0.007325% | 0.007563% | 0.007325% | 0.009308% | 0.004301% | 0.005236% | 0.005236%
3009 | 0.00515% | 0.009069% | 0.004554% | 0.00882% | 0.007262% | 0.0113% | 0.006287% | 0.01268% | 0.007636% | 0.01268% | 0.007262% | 0.00882% | 0.007262% | 0.01106% | 0.004282% | 0.00882% | 0.007262% | 0.0113% | 0.006287% | 0.01268% | 0.007636% | 0.007636% | 0.01268% | 0.007262% | 0.00882% | 0.007262% | 0.01106% | 0.004282% | 0.00515% | 0.00515%
3010 | 0.004889% | 0.0101% | 0.004401% | 0.01023% | 0.006995% | 0.01169% | 0.006008% | 0.01315% | 0.007348% | 0.01315% | 0.006995% | 0.01023% | 0.006995% | 0.01238% | 0.004268% | 0.01023% | 0.006995% | 0.01169% | 0.006008% | 0.01315% | 0.007348% | 0.007348% | 0.01315% | 0.006995% | 0.01023% | 0.006995% | 0.01238% | 0.004268% | 0.004889% | 0.004889%
3011 | 0.004562% | 0.01126% | 0.004363% | 0.01153% | 0.006785% | 0.01169% | 0.005776% | 0.01352% | 0.007127% | 0.01352% | 0.006785% | 0.01153% | 0.006785% | 0.01326% | 0.004259% | 0.01153% | 0.006785% | 0.01169% | 0.005776% | 0.01352% | 0.007127% | 0.007127% | 0.01352% | 0.006785% | 0.01153% | 0.006785% | 0.01326% | 0.004259% | 0.004562% | 0.004562%
3012 | 0.004607% | 0.01182% | 0.004222% | 0.01268% | 0.006777% | 0.01124% | 0.005795% | 0.01368% | 0.007154% | 0.01368% | 0.006777% | 0.01268% | 0.006777% | 0.01375% | 0.004254% | 0.01268% | 0.006777% | 0.01124% | 0.005795% | 0.01368% | 0.007154% | 0.007154% | 0.01368% | 0.006777% | 0.01268% | 0.006777% | 0.01375% | 0.004254% | 0.004607% | 0.004607%
3013 | 0.004486% | 0.01178% | 0.004139% | 0.01333% | 0.006782% | 0.01034% | 0.005819% | 0.01388% | 0.007145% | 0.01388% | 0.006782% | 0.01333% | 0.006782% | 0.01399% | 0.004253% | 0.01333% | 0.006782% | 0.01034% | 0.005819% | 0.01388% | 0.007145% | 0.007145% | 0.01388% | 0.006782% | 0.01333% | 0.006782% | 0.01399% | 0.004253% | 0.004486% | 0.004486%
3014 | 0.004269% | 0.01114% | 0.004022% | 0.01353% | 0.006857% | 0.009477% | 0.005876% | 0.01404% | 0.007151% | 0.01404% | 0.006857% | 0.01353% | 0.006857% | 0.01419% | 0.004254% | 0.01353% | 0.006857% | 0.009477% | 0.005876% | 0.01404% | 0.007151% | 0.007151% | 0.01404% | 0.006857% | 0.01353% | 0.006857% | 0.01419% | 0.004254% | 0.004269% | 0.004269%
3015 | 0.004529% | 0.01009% | 0.004185% | 0.01338% | 0.006879% | 0.008927% | 0.005874% | 0.01422% | 0.007142% | 0.01422% | 0.006879% | 0.01338% | 0.006879% | 0.01431% | 0.004257% | 0.01338% | 0.006879% | 0.008927% | 0.005874% | 0.01422% | 0.007142% | 0.007142% | 0.01422% | 0.006879% | 0.01338% | 0.006879% | 0.01431% | 0.004257% | 0.004529% | 0.004529%
3016 | 0.004706% | 0.009129% | 0.004372% | 0.01289% | 0.006686% | 0.008615% | 0.005677% | 0.01211% | 0.00705% | 0.01211% | 0.006686% | 0.01289% | 0.006686% | 0.01408% | 0.004256% | 0.01289% | 0.006686% | 0.008615% | 0.005677% | 0.01211% | 0.00705% | 0.00705% | 0.01211% | 0.006686% | 0.01289% | 0.006686% | 0.01408% | 0.004256% | 0.004706% | 0.004706%
3017 | 0.004723% | 0.008368% | 0.004212% | 0.01212% | 0.006422% | 0.008777% | 0.005401% | 0.01136% | 0.006962% | 0.01136% | 0.006422% | 0.01212% | 0.006422% | 0.01339% | 0.004258% | 0.01212% | 0.006422% | 0.008777% | 0.005401% | 0.01136% | 0.006962% | 0.006962% | 0.01136% | 0.006422% | 0.01212% | 0.006422% | 0.01339% | 0.004258% | 0.004723% | 0.004723%
3018 | 0.005021% | 0.007901% | 0.004352% | 0.01114% | 0.006149% | 0.009499% | 0.005158% | 0.01106% | 0.006887% | 0.01106% | 0.006149% | 0.01114% | 0.006149% | 0.01239% | 0.00426% | 0.01114% | 0.006149% | 0.009499% | 0.005158% | 0.01106% | 0.006887% | 0.006887% | 0.01106% | 0.006149% | 0.01114% | 0.006149% | 0.01239% | 0.00426% | 0.005021% | 0.005021%
3019 | 0.005493% | 0.007692% | 0.004785% | 0.01014% | 0.006142% | 0.01061% | 0.005331% | 0.01079% | 0.006912% | 0.01079% | 0.006142% | 0.01014% | 0.006142% | 0.01131% | 0.004713% | 0.01014% | 0.006142% | 0.01061% | 0.005331% | 0.01079% | 0.006912% | 0.006912% | 0.01079% | 0.006142% | 0.01014% | 0.006142% | 0.01131% | 0.004713% | 0.005493% | 0.005493%
3020 | 0.007102% | 0.007764% | 0.006386% | 0.00997% | 0.006888% | 0.01173% | 0.006979% | 0.01069% | 0.007107% | 0.01069% | 0.006888% | 0.00997% | 0.006888% | 0.01107% | 0.006906% | 0.00997% | 0.006888% | 0.01173% | 0.006979% | 0.01069% | 0.007107% | 0.007107% | 0.01069% | 0.006888% | 0.00997% | 0.006888% | 0.01107% | 0.006906% | 0.007102% | 0.007102%
3021 | 0.005506% | 0.007657% | 0.005344% | 0.008952% | 0.006945% | 0.01184% | 0.007032% | 0.01033% | 0.007147% | 0.01033% | 0.006945% | 0.008952% | 0.006945% | 0.009526% | 0.006931% | 0.008952% | 0.006945% | 0.01184% | 0.007032% | 0.01033% | 0.007147% | 0.007147% | 0.01033% | 0.006945% | 0.008952% | 0.006945% | 0.009526% | 0.006931% | 0.005506% | 0.005506%
3022 | 0.005533% | 0.007606% | 0.005315% | 0.008031% | 0.00707% | 0.012% | 0.007164% | 0.01003% | 0.007264% | 0.01003% | 0.00707% | 0.008031% | 0.00707% | 0.007983% | 0.006944% | 0.008031% | 0.00707% | 0.012% | 0.007164% | 0.01003% | 0.007264% | 0.007264% | 0.01003% | 0.00707% | 0.008031% | 0.00707% | 0.007983% | 0.006944% | 0.005533% | 0.005533%
3023 | 0.005566% | 0.007568% | 0.005351% | 0.007319% | 0.007234% | 0.01201% | 0.007315% | 0.009275% | 0.007442% | 0.009275% | 0.007234% | 0.007319% | 0.007234% | 0.006494% | 0.00696% | 0.007319% | 0.007234% | 0.01201% | 0.007315% | 0.009275% | 0.007442% | 0.007442% | 0.009275% | 0.007234% | 0.007319% | 0.007234% | 0.006494% | 0.00696% | 0.005566% | 0.005566%
3024 | 0.005473% | 0.008087% | 0.005281% | 0.006444% | 0.007687% | 0.012% | 0.00781% | 0.008673% | 0.00779% | 0.008673% | 0.007687% | 0.006444% | 0.007687% | 0.005378% | 0.00695% | 0.006444% | 0.007687% | 0.012% | 0.00781% | 0.008673% | 0.00779% | 0.00779% | 0.008673% | 0.007687% | 0.006444% | 0.007687% | 0.005378% | 0.00695% | 0.005473% | 0.005473%
3025 | 0.007138% | 0.00781% | 0.006666% | 0.005934% | 0.008254% | 0.01114% | 0.008662% | 0.007469% | 0.008296% | 0.007469% | 0.008254% | 0.005934% | 0.008254% | 0.004831% | 0.006991% | 0.005934% | 0.008254% | 0.01114% | 0.008662% | 0.007469% | 0.008296% | 0.008296% | 0.007469% | 0.008254% | 0.005934% | 0.008254% | 0.004831% | 0.006991% | 0.007138% | 0.007138%
3026 | 0.007201% | 0.007833% | 0.006718% | 0.005792% | 0.008277% | 0.01121% | 0.008675% | 0.00647% | 0.008496% | 0.00647% | 0.008277% | 0.005792% | 0.008277% | 0.00487% | 0.007032% | 0.005792% | 0.008277% | 0.01121% | 0.008675% | 0.00647% | 0.008496% | 0.008496% | 0.00647% | 0.008277% | 0.005792% | 0.008277% | 0.00487% | 0.007032% | 0.007201% | 0.007201%
3027 | 0.007576% | 0.007791% | 0.006694% | 0.005775% | 0.008375% | 0.01127% | 0.008735% | 0.005749% | 0.008945% | 0.005749% | 0.008375% | 0.005775% | 0.008375% | 0.005109% | 0.007286% | 0.005775% | 0.008375% | 0.01127% | 0.008735% | 0.005749% | 0.008945% | 0.008945% | 0.005749% | 0.008375% | 0.005775% | 0.008375% | 0.005109% | 0.007286% | 0.007576% | 0.007576%
3028 | 0.008507% | 0.007759% | 0.006733% | 0.005909% | 0.008846% | 0.01136% | 0.009042% | 0.005687% | 0.009573% | 0.005687% | 0.008846% | 0.005909% | 0.008846% | 0.005512% | 0.007979% | 0.005909% | 0.008846% | 0.01136% | 0.009042% | 0.005687% | 0.009573% | 0.009573% | 0.005687% | 0.008846% | 0.005909% | 0.008846% | 0.005512% | 0.007979% | 0.008507% | 0.008507%
3029 | 0.01012% | 0.008366% | 0.006541% | 0.00645% | 0.009526% | 0.01094% | 0.009412% | 0.006606% | 0.0103% | 0.006606% | 0.009526% | 0.00645% | 0.009526% | 0.005844% | 0.008884% | 0.00645% | 0.009526% | 0.01094% | 0.009412% | 0.006606% | 0.0103% | 0.0103% | 0.006606% | 0.009526% | 0.00645% | 0.009526% | 0.005844% | 0.008884% | 0.01012% | 0.01012%
3030 | 0.0139% | 0.00827% | 0.01049% | 0.006293% | 0.01033% | 0.01036% | 0.009163% | 0.008102% | 0.01159% | 0.008102% | 0.01033% | 0.006293% | 0.01033% | 0.006152% | 0.00921% | 0.006293% | 0.01033% | 0.01036% | 0.009163% | 0.008102% | 0.01159% | 0.01159% | 0.008102% | 0.01033% | 0.006293% | 0.01033% | 0.006152% | 0.00921% | 0.0139% | 0.0139%
3031 | 0.01554% | 0.009561% | 0.01373% | 0.007887% | 0.01209% | 0.01043% | 0.01085% | 0.01049% | 0.01295% | 0.01049% | 0.01209% | 0.007887% | 0.01209% | 0.008516% | 0.0122% | 0.007887% | 0.01209% | 0.01043% | 0.01085% | 0.01049% | 0.01295% | 0.01295% | 0.01049% | 0.01209% | 0.007887% | 0.01209% | 0.008516% | 0.0122% | 0.01554% | 0.01554%
3032 | 0.01735% | 0.01268% | 0.01587% | 0.01015% | 0.01392% | 0.01042% | 0.01254% | 0.01298% | 0.01442% | 0.01298% | 0.01392% | 0.01015% | 0.01392% | 0.01152% | 0.01501% | 0.01015% | 0.01392% | 0.01042% | 0.01254% | 0.01298% | 0.01442% | 0.01442% | 0.01298% | 0.01392% | 0.01015% | 0.01392% | 0.01152% | 0.01501% | 0.01735% | 0.01735%
3033 | 0.01907% | 0.01603% | 0.01718% | 0.01189% | 0.01555% | 0.01087% | 0.01416% | 0.01356% | 0.01565% | 0.01356% | 0.01555% | 0.01189% | 0.01555% | 0.01324% | 0.01722% | 0.01189% | 0.01555% | 0.01087% | 0.01416% | 0.01356% | 0.01565% | 0.01565% | 0.01356% | 0.01555% | 0.01189% | 0.01555% | 0.01324% | 0.01722% | 0.01907% | 0.01907%
3034 | 0.0207% | 0.0187% | 0.01883% | 0.01325% | 0.0165% | 0.01141% | 0.0155% | 0.0141% | 0.01619% | 0.0141% | 0.0165% | 0.01325% | 0.0165% | 0.01423% | 0.01879% | 0.01325% | 0.0165% | 0.01141% | 0.0155% | 0.0141% | 0.01619% | 0.01619% | 0.0141% | 0.0165% | 0.01325% | 0.0165% | 0.01423% | 0.01879% | 0.0207% | 0.0207%
3035 | 0.02169% | 0.0197% | 0.01987% | 0.01431% | 0.01655% | 0.01164% | 0.01615% | 0.01387% | 0.01605% | 0.01387% | 0.01655% | 0.01431% | 0.01655% | 0.01493% | 0.01979% | 0.01431% | 0.01655% | 0.01164% | 0.01615% | 0.01387% | 0.01605% | 0.01605% | 0.01387% | 0.01655% | 0.01431% | 0.01655% | 0.01493% | 0.01979% | 0.02169% | 0.02169%
3036 | 0.02206% | 0.01955% | 0.0209% | 0.01523% | 0.01616% | 0.01124% | 0.01628% | 0.0131% | 0.01576% | 0.0131% | 0.01616% | 0.01523% | 0.01616% | 0.01552% | 0.0202% | 0.01523% | 0.01616% | 0.01124% | 0.01628% | 0.0131% | 0.01576% | 0.01576% | 0.0131% | 0.01616% | 0.01523% | 0.01616% | 0.01552% | 0.0202% | 0.02206% | 0.02206%
3037 | 0.02133% | 0.01882% | 0.02139% | 0.01586% | 0.01536% | 0.0103% | 0.01604% | 0.01244% | 0.0153% | 0.01244% | 0.01536% | 0.01586% | 0.01536% | 0.01598% | 0.02018% | 0.01586% | 0.01536% | 0.0103% | 0.01604% | 0.01244% | 0.0153% | 0.0153% | 0.01244% | 0.01536% | 0.01586% | 0.01536% | 0.01598% | 0.02018% | 0.02133% | 0.02133%
3038 | 0.01919% | 0.01634% | 0.02033% | 0.01603% | 0.01419% | 0.009266% | 0.0152% | 0.01209% | 0.0144% | 0.01209% | 0.01419% | 0.01603% | 0.01419% | 0.01603% | 0.01984% | 0.01603% | 0.01419% | 0.009266% | 0.0152% | 0.01209% | 0.0144% | 0.0144% | 0.01209% | 0.01419% | 0.01603% | 0.01419% | 0.01603% | 0.01984% | 0.01919% | 0.01919%
3039 | 0.01688% | 0.01386% | 0.01918% | 0.01589% | 0.01317% | 0.008576% | 0.01378% | 0.01252% | 0.01375% | 0.01252% | 0.01317% | 0.01589% | 0.01317% | 0.01567% | 0.01875% | 0.01589% | 0.01317% | 0.008576% | 0.01378% | 0.01252% | 0.01375% | 0.01375% | 0.01252% | 0.01317% | 0.01589% | 0.01317% | 0.01567% | 0.01875% | 0.01688% | 0.01688%
3040 | 0.01409% | 0.01219% | 0.01669% | 0.01542% | 0.01206% | 0.008375% | 0.0121% | 0.01068% | 0.0129% | 0.01068% | 0.01206% | 0.01542% | 0.01206% | 0.01482% | 0.01657% | 0.01542% | 0.01206% | 0.008375% | 0.0121% | 0.01068% | 0.0129% | 0.0129% | 0.01068% | 0.01206% | 0.01542% | 0.01206% | 0.01482% | 0.01657% | 0.01409% | 0.01409%
3041 | 0.01144% | 0.0101% | 0.01522% | 0.01474% | 0.01083% | 0.008327% | 0.01066% | 0.01033% | 0.01183% | 0.01033% | 0.01083% | 0.01474% | 0.01083% | 0.01369% | 0.01376% | 0.01474% | 0.01083% | 0.008327% | 0.01066% | 0.01033% | 0.01183% | 0.01183% | 0.01033% | 0.01083% | 0.01474% | 0.01083% | 0.01369% | 0.01376% | 0.01144% | 0.01144%
3042 | 0.00932% | 0.009193% | 0.01426% | 0.01389% | 0.009756% | 0.008888% | 0.0097% | 0.01007% | 0.01068% | 0.01007% | 0.009756% | 0.01389% | 0.009756% | 0.01263% | 0.01092% | 0.01389% | 0.009756% | 0.008888% | 0.0097% | 0.01007% | 0.01068% | 0.01068% | 0.01007% | 0.009756% | 0.01389% | 0.009756% | 0.01263% | 0.01092% | 0.00932% | 0.00932%
3043 | 0.008286% | 0.008635% | 0.01167% | 0.013% | 0.008944% | 0.009643% | 0.009307% | 0.009906% | 0.009757% | 0.009906% | 0.008944% | 0.013% | 0.008944% | 0.012% | 0.009273% | 0.013% | 0.008944% | 0.009643% | 0.009307% | 0.009906% | 0.009757% | 0.009757% | 0.009906% | 0.008944% | 0.013% | 0.008944% | 0.012% | 0.009273% | 0.008286% | 0.008286%
3044 | 0.00914% | 0.008537% | 0.009314% | 0.01282% | 0.008995% | 0.01063% | 0.01025% | 0.01015% | 0.009189% | 0.01015% | 0.008995% | 0.01282% | 0.008995% | 0.01228% | 0.01001% | 0.01282% | 0.008995% | 0.01063% | 0.01025% | 0.01015% | 0.009189% | 0.009189% | 0.01015% | 0.008995% | 0.01282% | 0.008995% | 0.01228% | 0.01001% | 0.00914% | 0.00914%
3045 | 0.007239% | 0.008363% | 0.00725% | 0.01117% | 0.008617% | 0.01078% | 0.009651% | 0.01041% | 0.008753% | 0.01041% | 0.008617% | 0.01117% | 0.008617% | 0.01044% | 0.009123% | 0.01117% | 0.008617% | 0.01078% | 0.009651% | 0.01041% | 0.008753% | 0.008753% | 0.01041% | 0.008617% | 0.01117% | 0.008617% | 0.01044% | 0.009123% | 0.007239% | 0.007239%
3046 | 0.006961% | 0.008246% | 0.006573% | 0.008843% | 0.008458% | 0.01098% | 0.009047% | 0.01053% | 0.008569% | 0.01053% | 0.008458% | 0.008843% | 0.008458% | 0.007325% | 0.008373% | 0.008843% | 0.008458% | 0.01098% | 0.009047% | 0.01053% | 0.008569% | 0.008569% | 0.01053% | 0.008458% | 0.008843% | 0.008458% | 0.007325% | 0.008373% | 0.006961% | 0.006961%
3047 | 0.006851% | 0.008153% | 0.006531% | 0.007278% | 0.008319% | 0.01109% | 0.008683% | 0.01044% | 0.008446% | 0.01044% | 0.008319% | 0.007278% | 0.008319% | 0.005326% | 0.007793% | 0.007278% | 0.008319% | 0.01109% | 0.008683% | 0.01044% | 0.008446% | 0.008446% | 0.01044% | 0.008319% | 0.007278% | 0.008319% | 0.005326% | 0.007793% | 0.006851% | 0.006851%
3048 | 0.006552% | 0.007966% | 0.006234% | 0.006425% | 0.008059% | 0.01136% | 0.008286% | 0.008927% | 0.008179% | 0.008927% | 0.008059% | 0.006425% | 0.008059% | 0.004954% | 0.007149% | 0.006425% | 0.008059% | 0.01136% | 0.008286% | 0.008927% | 0.008179% | 0.008179% | 0.008927% | 0.008059% | 0.006425% | 0.008059% | 0.004954% | 0.007149% | 0.006552% | 0.006552%
3049 | 0.007059% | 0.008103% | 0.00667% | 0.005925% | 0.008197% | 0.01125% | 0.008508% | 0.00747% | 0.008357% | 0.00747% | 0.008197% | 0.005925% | 0.008197% | 0.0048% | 0.006959% | 0.005925% | 0.008197% | 0.01125% | 0.008508% | 0.00747% | 0.008357% | 0.008357% | 0.00747% | 0.008197% | 0.005925% | 0.008197% | 0.0048% | 0.006959% | 0.007059% | 0.007059%
3050 | 0.007118% | 0.008117% | 0.006625% | 0.005777% | 0.008204% | 0.01135% | 0.008543% | 0.00646% | 0.008508% | 0.00646% | 0.008204% | 0.005777% | 0.008204% | 0.004845% | 0.006996% | 0.005777% | 0.008204% | 0.01135% | 0.008543% | 0.00646% | 0.008508% | 0.008508% | 0.00646% | 0.008204% | 0.005777% | 0.008204% | 0.004845% | 0.006996% | 0.007118% | 0.007118%
3051 | 0.007474% | 0.008045% | 0.006635% | 0.005738% | 0.008294% | 0.01148% | 0.008628% | 0.005714% | 0.008898% | 0.005714% | 0.008294% | 0.005738% | 0.008294% | 0.005091% | 0.00725% | 0.005738% | 0.008294% | 0.01148% | 0.008628% | 0.005714% | 0.008898% | 0.008898% | 0.005714% | 0.008294% | 0.005738% | 0.008294% | 0.005091% | 0.00725% | 0.007474% | 0.007474%
3052 | 0.008471% | 0.007962% | 0.006705% | 0.005865% | 0.00874% | 0.01161% | 0.008919% | 0.005634% | 0.009535% | 0.005634% | 0.00874% | 0.005865% | 0.00874% | 0.005524% | 0.007946% | 0.005865% | 0.00874% | 0.01161% | 0.008919% | 0.005634% | 0.009535% | 0.009535% | 0.005634% | 0.00874% | 0.005865% | 0.00874% | 0.005524% | 0.007946% | 0.008471% | 0.008471%
3053 | 0.01023% | 0.008557% | 0.006472% | 0.006392% | 0.009461% | 0.01114% | 0.009289% | 0.006587% | 0.01032% | 0.006587% | 0.009461% | 0.006392% | 0.009461% | 0.005876% | 0.008853% | 0.006392% | 0.009461% | 0.01114% | 0.009289% | 0.006587% | 0.01032% | 0.01032% | 0.006587% | 0.009461% | 0.006392% | 0.009461% | 0.005876% | 0.008853% | 0.01023% | 0.01023%
3054 | 0.01386% | 0.008293% | 0.01023% | 0.006237% | 0.01035% | 0.01065% | 0.009034% | 0.008088% | 0.01163% | 0.008088% | 0.01035% | 0.006237% | 0.01035% | 0.006182% | 0.009193% | 0.006237% | 0.01035% | 0.01065% | 0.009034% | 0.008088% | 0.01163% | 0.01163% | 0.008088% | 0.01035% | 0.006237% | 0.01035% | 0.006182% | 0.009193% | 0.01386% | 0.01386%
3055 | 0.01576% | 0.009533% | 0.01378% | 0.007894% | 0.01209% | 0.01051% | 0.01077% | 0.01044% | 0.01295% | 0.01044% | 0.01209% | 0.007894% | 0.01209% | 0.008615% | 0.0122% | 0.007894% | 0.01209% | 0.01051% | 0.01077% | 0.01044% | 0.01295% | 0.01295% | 0.01044% | 0.01209% | 0.007894% | 0.01209% | 0.008615% | 0.0122% | 0.01576% | 0.01576%
3056 | 0.01761% | 0.01257% | 0.01596% | 0.01018% | 0.01387% | 0.01048% | 0.01252% | 0.01282% | 0.01404% | 0.01282% | 0.01387% | 0.01018% | 0.01387% | 0.01165% | 0.01501% | 0.01018% | 0.01387% | 0.01048% | 0.01252% | 0.01282% | 0.01404% | 0.01404% | 0.01282% | 0.01387% | 0.01018% | 0.01387% | 0.01165% | 0.01501% | 0.01761% | 0.01761%
3057 | 0.01895% | 0.01584% | 0.01698% | 0.01176% | 0.01531% | 0.01074% | 0.01408% | 0.01317% | 0.01505% | 0.01317% | 0.01531% | 0.01176% | 0.01531% | 0.0132% | 0.01718% | 0.01176% | 0.01531% | 0.01074% | 0.01408% | 0.01317% | 0.01505% | 0.01505% | 0.01317% | 0.01531% | 0.01176% | 0.01531% | 0.0132% | 0.01718% | 0.01895% | 0.01895%
3058 | 0.01989% | 0.01844% | 0.0181% | 0.01288% | 0.01618% | 0.01117% | 0.01537% | 0.01354% | 0.01559% | 0.01354% | 0.01618% | 0.01288% | 0.01618% | 0.01399% | 0.0187% | 0.01288% | 0.01618% | 0.01117% | 0.01537% | 0.01354% | 0.01559% | 0.01559% | 0.01354% | 0.01618% | 0.01288% | 0.01618% | 0.01399% | 0.0187% | 0.01989% | 0.01989%
3059 | 0.02036% | 0.01937% | 0.01874% | 0.01374% | 0.01627% | 0.01133% | 0.01602% | 0.01325% | 0.01555% | 0.01325% | 0.01627% | 0.01374% | 0.01627% | 0.01456% | 0.01969% | 0.01374% | 0.01627% | 0.01133% | 0.01602% | 0.01325% | 0.01555% | 0.01555% | 0.01325% | 0.01627% | 0.01374% | 0.01627% | 0.01456% | 0.01969% | 0.02036% | 0.02036%
3060 | 0.02021% | 0.01927% | 0.01946% | 0.01445% | 0.01593% | 0.01082% | 0.01611% | 0.01247% | 0.01539% | 0.01247% | 0.01593% | 0.01445% | 0.01593% | 0.01498% | 0.0201% | 0.01445% | 0.01593% | 0.01082% | 0.01611% | 0.01247% | 0.01539% | 0.01539% | 0.01247% | 0.01593% | 0.01445% | 0.01593% | 0.01498% | 0.0201% | 0.02021% | 0.02021%
3061 | 0.01904% | 0.01848% | 0.01969% | 0.01483% | 0.01496% | 0.009826% | 0.01571% | 0.01165% | 0.0148% | 0.01165% | 0.01496% | 0.01483% | 0.01496% | 0.01523% | 0.02007% | 0.01483% | 0.01496% | 0.009826% | 0.01571% | 0.01165% | 0.0148% | 0.0148% | 0.01165% | 0.01496% | 0.01483% | 0.01496% | 0.01523% | 0.02007% | 0.01904% | 0.01904%
3062 | 0.01682% | 0.01579% | 0.01862% | 0.01488% | 0.01361% | 0.008859% | 0.01475% | 0.01124% | 0.01372% | 0.01124% | 0.01361% | 0.01488% | 0.01361% | 0.01515% | 0.01972% | 0.01488% | 0.01361% | 0.008859% | 0.01475% | 0.01124% | 0.01372% | 0.01372% | 0.01124% | 0.01361% | 0.01488% | 0.01361% | 0.01515% | 0.01972% | 0.01682% | 0.01682%
3063 | 0.01482% | 0.01323% | 0.01772% | 0.01481% | 0.0126% | 0.008192% | 0.01335% | 0.01163% | 0.01308% | 0.01163% | 0.0126% | 0.01481% | 0.0126% | 0.01482% | 0.01864% | 0.01481% | 0.0126% | 0.008192% | 0.01335% | 0.01163% | 0.01308% | 0.01308% | 0.01163% | 0.0126% | 0.01481% | 0.0126% | 0.01482% | 0.01864% | 0.01482% | 0.01482%
3064 | 0.01281% | 0.01167% | 0.01571% | 0.01465% | 0.01181% | 0.007997% | 0.01184% | 0.01012% | 0.0127% | 0.01012% | 0.01181% | 0.01465% | 0.01181% | 0.01421% | 0.01651% | 0.01465% | 0.01181% | 0.007997% | 0.01184% | 0.01012% | 0.0127% | 0.0127% | 0.01012% | 0.01181% | 0.01465% | 0.01181% | 0.01421% | 0.01651% | 0.01281% | 0.01281%
3065 | 0.01063% | 0.00968% | 0.01458% | 0.01415% | 0.01065% | 0.008074% | 0.01047% | 0.009827% | 0.01171% | 0.009827% | 0.01065% | 0.01415% | 0.01065% | 0.01329% | 0.01372% | 0.01415% | 0.01065% | 0.008074% | 0.01047% | 0.009827% | 0.01171% | 0.01171% | 0.009827% | 0.01065% | 0.01415% | 0.01065% | 0.01329% | 0.01372% | 0.01063% | 0.01063%
3066 | 0.008941% | 0.008861% | 0.01388% | 0.01347% | 0.009573% | 0.00867% | 0.009526% | 0.009608% | 0.01059% | 0.009608% | 0.009573% | 0.01347% | 0.009573% | 0.0124% | 0.0109% | 0.01347% | 0.009573% | 0.00867% | 0.009526% | 0.009608% | 0.01059% | 0.01059% | 0.009608% | 0.009573% | 0.01347% | 0.009573% | 0.0124% | 0.0109% | 0.008941% | 0.008941%
3067 | 0.008181% | 0.008364% | 0.01158% | 0.01276% | 0.008816% | 0.009544% | 0.009209% | 0.009475% | 0.009606% | 0.009475% | 0.008816% | 0.01276% | 0.008816% | 0.01187% | 0.009266% | 0.01276% | 0.008816% | 0.009544% | 0.009209% | 0.009475% | 0.009606% | 0.009606% | 0.009475% | 0.008816% | 0.01276% | 0.008816% | 0.01187% | 0.009266% | 0.008181% | 0.008181%
3068 | 0.009164% | 0.008295% | 0.009409% | 0.0127% | 0.008913% | 0.01075% | 0.01024% | 0.009813% | 0.009019% | 0.009813% | 0.008913% | 0.0127% | 0.008913% | 0.01224% | 0.01002% | 0.0127% | 0.008913% | 0.01075% | 0.01024% | 0.009813% | 0.009019% | 0.009019% | 0.009813% | 0.008913% | 0.0127% | 0.008913% | 0.01224% | 0.01002% | 0.009164% | 0.009164%
3069 | 0.007239% | 0.008135% | 0.007203% | 0.01111% | 0.008559% | 0.01097% | 0.009648% | 0.01014% | 0.008627% | 0.01014% | 0.008559% | 0.01111% | 0.008559% | 0.01045% | 0.00914% | 0.01111% | 0.008559% | 0.01097% | 0.009648% | 0.01014% | 0.008627% | 0.008627% | 0.01014% | 0.008559% | 0.01111% | 0.008559% | 0.01045% | 0.00914% | 0.007239% | 0.007239%
3070 | 0.006994% | 0.008079% | 0.00659% | 0.008811% | 0.008413% | 0.01114% | 0.009044% | 0.0104% | 0.008482% | 0.0104% | 0.008413% | 0.008811% | 0.008413% | 0.007363% | 0.008391% | 0.008811% | 0.008413% | 0.01114% | 0.009044% | 0.0104% | 0.008482% | 0.008482% | 0.0104% | 0.008413% | 0.008811% | 0.008413% | 0.007363% | 0.008391% | 0.006994% | 0.006994%
3071 | 0.006867% | 0.008022% | 0.006558% | 0.007282% | 0.008297% | 0.01127% | 0.008701% | 0.01042% | 0.008409% | 0.01042% | 0.008297% | 0.007282% | 0.008297% | 0.005367% | 0.007814% | 0.007282% | 0.008297% | 0.01127% | 0.008701% | 0.01042% | 0.008409% | 0.008409% | 0.01042% | 0.008297% | 0.007282% | 0.008297% | 0.005367% | 0.007814% | 0.006867% | 0.006867%
3072 | 0.00696% | 0.007978% | 0.006545% | 0.006395% | 0.008239% | 0.01134% | 0.008555% | 0.008858% | 0.008338% | 0.008858% | 0.008239% | 0.006395% | 0.008239% | 0.004899% | 0.007192% | 0.006395% | 0.008239% | 0.01134% | 0.008555% | 0.008858% | 0.008338% | 0.008338% | 0.008858% | 0.008239% | 0.006395% | 0.008239% | 0.004899% | 0.007192% | 0.00696% | 0.00696%
3073 | 0.007023% | 0.00788% | 0.006686% | 0.00595% | 0.008201% | 0.01151% | 0.008529% | 0.00751% | 0.008309% | 0.00751% | 0.008201% | 0.00595% | 0.008201% | 0.004858% | 0.006982% | 0.00595% | 0.008201% | 0.01151% | 0.008529% | 0.00751% | 0.008309% | 0.008309% | 0.00751% | 0.008201% | 0.00595% | 0.008201% | 0.004858% | 0.006982% | 0.007023% | 0.007023%
3074 | 0.007079% | 0.007806% | 0.006605% | 0.005812% | 0.008203% | 0.0116% | 0.008553% | 0.006446% | 0.00849% | 0.006446% | 0.008203% | 0.005812% | 0.008203% | 0.004889% | 0.007016% | 0.005812% | 0.008203% | 0.0116% | 0.008553% | 0.006446% | 0.00849% | 0.00849% | 0.006446% | 0.008203% | 0.005812% | 0.008203% | 0.004889% | 0.007016% | 0.007079% | 0.007079%
3075 | 0.007416% | 0.007742% | 0.006629% | 0.005783% | 0.008295% | 0.01168% | 0.008649% | 0.005724% | 0.008904% | 0.005724% | 0.008295% | 0.005783% | 0.008295% | 0.005131% | 0.007275% | 0.005783% | 0.008295% | 0.01168% | 0.008649% | 0.005724% | 0.008904% | 0.008904% | 0.005724% | 0.008295% | 0.005783% | 0.008295% | 0.005131% | 0.007275% | 0.007416% | 0.007416%
3076 | 0.008391% | 0.007731% | 0.006704% | 0.005921% | 0.008751% | 0.01178% | 0.008933% | 0.005685% | 0.009537% | 0.005685% | 0.008751% | 0.005921% | 0.008751% | 0.005562% | 0.007976% | 0.005921% | 0.008751% | 0.01178% | 0.008933% | 0.005685% | 0.009537% | 0.009537% | 0.005685% | 0.008751% | 0.005921% | 0.008751% | 0.005562% | 0.007976% | 0.008391% | 0.008391%
3077 | 0.01008% | 0.008411% | 0.006479% | 0.00647% | 0.009456% | 0.01141% | 0.009224% | 0.006569% | 0.01029% | 0.006569% | 0.009456% | 0.00647% | 0.009456% | 0.00588% | 0.008786% | 0.00647% | 0.009456% | 0.01141% | 0.009224% | 0.006569% | 0.01029% | 0.01029% | 0.006569% | 0.009456% | 0.00647% | 0.009456% | 0.00588% | 0.008786% | 0.01008% | 0.01008%
3078 | 0.01393% | 0.008187% | 0.01053% | 0.006264% | 0.01031% | 0.01071% | 0.009024% | 0.008086% | 0.01168% | 0.008086% | 0.01031% | 0.006264% | 0.01031% | 0.006169% | 0.009198% | 0.006264% | 0.01031% | 0.01071% | 0.009024% | 0.008086% | 0.01168% | 0.01168% | 0.008086% | 0.01031% | 0.006264% | 0.01031% | 0.006169% | 0.009198% | 0.01393% | 0.01393%
3079 | 0.01563% | 0.009473% | 0.01389% | 0.007827% | 0.01214% | 0.01054% | 0.01076% | 0.01059% | 0.01326% | 0.01059% | 0.01214% | 0.007827% | 0.01214% | 0.008465% | 0.0122% | 0.007827% | 0.01214% | 0.01054% | 0.01076% | 0.01059% | 0.01326% | 0.01326% | 0.01059% | 0.01214% | 0.007827% | 0.01214% | 0.008465% | 0.0122% | 0.01563% | 0.01563%
3080 | 0.01755% | 0.01262% | 0.01602% | 0.01008% | 0.01409% | 0.01051% | 0.01253% | 0.01305% | 0.01472% | 0.01305% | 0.01409% | 0.01008% | 0.01409% | 0.01145% | 0.01501% | 0.01008% | 0.01409% | 0.01051% | 0.01253% | 0.01305% | 0.01472% | 0.01472% | 0.01305% | 0.01409% | 0.01008% | 0.01409% | 0.01145% | 0.01501% | 0.01755% | 0.01755%
3081 | 0.01933% | 0.01602% | 0.01726% | 0.01182% | 0.01571% | 0.0108% | 0.01419% | 0.01357% | 0.0159% | 0.01357% | 0.01571% | 0.01182% | 0.01571% | 0.01325% | 0.01721% | 0.01182% | 0.01571% | 0.0108% | 0.01419% | 0.01357% | 0.0159% | 0.0159% | 0.01357% | 0.01571% | 0.01182% | 0.01571% | 0.01325% | 0.01721% | 0.01933% | 0.01933%
3082 | 0.02096% | 0.01869% | 0.01898% | 0.01317% | 0.01663% | 0.01122% | 0.01554% | 0.01408% | 0.01638% | 0.01408% | 0.01663% | 0.01317% | 0.01663% | 0.01421% | 0.01877% | 0.01317% | 0.01663% | 0.01122% | 0.01554% | 0.01408% | 0.01638% | 0.01638% | 0.01408% | 0.01663% | 0.01317% | 0.01663% | 0.01421% | 0.01877% | 0.02096% | 0.02096%
3083 | 0.02215% | 0.01965% | 0.02013% | 0.01421% | 0.01671% | 0.01136% | 0.01623% | 0.01383% | 0.01624% | 0.01383% | 0.01671% | 0.01421% | 0.01671% | 0.01489% | 0.01977% | 0.01421% | 0.01671% | 0.01136% | 0.01623% | 0.01383% | 0.01624% | 0.01624% | 0.01383% | 0.01671% | 0.01421% | 0.01671% | 0.01489% | 0.01977% | 0.02215% | 0.02215%
3084 | 0.02254% | 0.01954% | 0.02117% | 0.01509% | 0.01631% | 0.01088% | 0.01631% | 0.01308% | 0.01594% | 0.01308% | 0.01631% | 0.01509% | 0.01631% | 0.01542% | 0.02018% | 0.01509% | 0.01631% | 0.01088% | 0.01631% | 0.01308% | 0.01594% | 0.01594% | 0.01308% | 0.01631% | 0.01509% | 0.01631% | 0.01542% | 0.02018% | 0.02254% | 0.02254%
3085 | 0.02185% | 0.01881% | 0.02173% | 0.01575% | 0.01546% | 0.01005% | 0.01603% | 0.01245% | 0.01544% | 0.01245% | 0.01546% | 0.01575% | 0.01546% | 0.01588% | 0.02016% | 0.01575% | 0.01546% | 0.01005% | 0.01603% | 0.01245% | 0.01544% | 0.01544% | 0.01245% | 0.01546% | 0.01575% | 0.01546% | 0.01588% | 0.02016% | 0.02185% | 0.02185%
3086 | 0.02004% | 0.0162% | 0.02098% | 0.01608% | 0.01435% | 0.009385% | 0.01529% | 0.01217% | 0.01454% | 0.01217% | 0.01435% | 0.01608% | 0.01435% | 0.01614% | 0.01984% | 0.01608% | 0.01435% | 0.009385% | 0.01529% | 0.01217% | 0.01454% | 0.01454% | 0.01217% | 0.01435% | 0.01608% | 0.01435% | 0.01614% | 0.01984% | 0.02004% | 0.02004%
3087 | 0.01814% | 0.01376% | 0.02027% | 0.01612% | 0.01342% | 0.00896% | 0.01405% | 0.01261% | 0.01385% | 0.01261% | 0.01342% | 0.01612% | 0.01342% | 0.016% | 0.01879% | 0.01612% | 0.01342% | 0.00896% | 0.01405% | 0.01261% | 0.01385% | 0.01385% | 0.01261% | 0.01342% | 0.01612% | 0.01342% | 0.016% | 0.01879% | 0.01814% | 0.01814%
3088 | 0.01595% | 0.01228% | 0.01832% | 0.01605% | 0.01277% | 0.008884% | 0.01261% | 0.01128% | 0.01355% | 0.01128% | 0.01277% | 0.01605% | 0.01277% | 0.01539% | 0.01665% | 0.01605% | 0.01277% | 0.008884% | 0.01261% | 0.01128% | 0.01355% | 0.01355% | 0.01128% | 0.01277% | 0.01605% | 0.01277% | 0.01539% | 0.01665% | 0.01595% | 0.01595%
3089 | 0.01339% | 0.0104% | 0.01697% | 0.01556% | 0.0118% | 0.008909% | 0.01131% | 0.01134% | 0.013% | 0.01134% | 0.0118% | 0.01556% | 0.0118% | 0.01437% | 0.01388% | 0.01556% | 0.0118% | 0.008909% | 0.01131% | 0.01134% | 0.013% | 0.013% | 0.01134% | 0.0118% | 0.01556% | 0.0118% | 0.01437% | 0.01388% | 0.01339% | 0.01339%
3090 | 0.01093% | 0.009534% | 0.01575% | 0.01473% | 0.01066% | 0.009341% | 0.01029% | 0.01127% | 0.01196% | 0.01127% | 0.01066% | 0.01473% | 0.01066% | 0.01324% | 0.01101% | 0.01473% | 0.01066% | 0.009341% | 0.01029% | 0.01127% | 0.01196% | 0.01196% | 0.01127% | 0.01066% | 0.01473% | 0.01066% | 0.01324% | 0.01101% | 0.01093% | 0.01093%
3091 | 0.009312% | 0.009022% | 0.01258% | 0.01366% | 0.009553% | 0.009913% | 0.009704% | 0.01089% | 0.01063% | 0.01089% | 0.009553% | 0.01366% | 0.009553% | 0.01242% | 0.009307% | 0.01366% | 0.009553% | 0.009913% | 0.009704% | 0.01089% | 0.01063% | 0.01063% | 0.01089% | 0.009553% | 0.01366% | 0.009553% | 0.01242% | 0.009307% | 0.009312% | 0.009312%
3092 | 0.009534% | 0.008911% | 0.009592% | 0.01328% | 0.009364% | 0.01068% | 0.0105% | 0.01096% | 0.009691% | 0.01096% | 0.009364% | 0.01328% | 0.009364% | 0.01257% | 0.01001% | 0.01328% | 0.009364% | 0.01068% | 0.0105% | 0.01096% | 0.009691% | 0.009691% | 0.01096% | 0.009364% | 0.01328% | 0.009364% | 0.01257% | 0.01001% | 0.009534% | 0.009534%
3093 | 0.007356% | 0.00868% | 0.007267% | 0.01153% | 0.008867% | 0.01068% | 0.009793% | 0.01113% | 0.00915% | 0.01113% | 0.008867% | 0.01153% | 0.008867% | 0.01072% | 0.009111% | 0.01153% | 0.008867% | 0.01068% | 0.009793% | 0.01113% | 0.00915% | 0.00915% | 0.01113% | 0.008867% | 0.01153% | 0.008867% | 0.01072% | 0.009111% | 0.007356% | 0.007356%
3094 | 0.006933% | 0.008582% | 0.006549% | 0.009085% | 0.008616% | 0.01073% | 0.009095% | 0.01121% | 0.008896% | 0.01121% | 0.008616% | 0.009085% | 0.008616% | 0.00755% | 0.00835% | 0.009085% | 0.008616% | 0.01073% | 0.009095% | 0.01121% | 0.008896% | 0.008896% | 0.01121% | 0.008616% | 0.009085% | 0.008616% | 0.00755% | 0.00835% | 0.006933% | 0.006933%
3095 | 0.006775% | 0.008475% | 0.006487% | 0.007393% | 0.008437% | 0.01076% | 0.008685% | 0.01102% | 0.008717% | 0.01102% | 0.008437% | 0.007393% | 0.008437% | 0.005386% | 0.007762% | 0.007393% | 0.008437% | 0.01076% | 0.008685% | 0.01102% | 0.008717% | 0.008717% | 0.01102% | 0.008437% | 0.007393% | 0.008437% | 0.005386% | 0.007762% | 0.006775% | 0.006775%
3096 | 0.006837% | 0.00827% | 0.006476% | 0.006411% | 0.008316% | 0.01099% | 0.008535% | 0.009106% | 0.008541% | 0.009106% | 0.008316% | 0.006411% | 0.008316% | 0.004847% | 0.007154% | 0.006411% | 0.008316% | 0.01099% | 0.008535% | 0.009106% | 0.008541% | 0.008541% | 0.009106% | 0.008316% | 0.006411% | 0.008316% | 0.004847% | 0.007154% | 0.006837% | 0.006837%
3097 | 0.006855% | 0.008282% | 0.006597% | 0.005885% | 0.008262% | 0.01092% | 0.008479% | 0.00775% | 0.008568% | 0.00775% | 0.008262% | 0.005885% | 0.008262% | 0.004635% | 0.006911% | 0.005885% | 0.008262% | 0.01092% | 0.008479% | 0.00775% | 0.008568% | 0.008568% | 0.00775% | 0.008262% | 0.005885% | 0.008262% | 0.004635% | 0.006911% | 0.006855% | 0.006855%
3098 | 0.006883% | 0.008219% | 0.006539% | 0.005724% | 0.008263% | 0.01099% | 0.008475% | 0.006671% | 0.008774% | 0.006671% | 0.008263% | 0.005724% | 0.008263% | 0.004635% | 0.006937% | 0.005724% | 0.008263% | 0.01099% | 0.008475% | 0.006671% | 0.008774% | 0.008774% | 0.006671% | 0.008263% | 0.005724% | 0.008263% | 0.004635% | 0.006937% | 0.006883% | 0.006883%
3099 | 0.007178% | 0.008137% | 0.006526% | 0.005677% | 0.008361% | 0.01109% | 0.008546% | 0.005882% | 0.009245% | 0.005882% | 0.008361% | 0.005677% | 0.008361% | 0.00483% | 0.007182% | 0.005677% | 0.008361% | 0.01109% | 0.008546% | 0.005882% | 0.009245% | 0.009245% | 0.005882% | 0.008361% | 0.005677% | 0.008361% | 0.00483% | 0.007182% | 0.007178% | 0.007178%
3100 | 0.008124% | 0.008045% | 0.006603% | 0.005782% | 0.00884% | 0.01117% | 0.008818% | 0.005792% | 0.009908% | 0.005792% | 0.00884% | 0.005782% | 0.00884% | 0.005202% | 0.007871% | 0.005782% | 0.00884% | 0.01117% | 0.008818% | 0.005792% | 0.009908% | 0.009908% | 0.005792% | 0.00884% | 0.005782% | 0.00884% | 0.005202% | 0.007871% | 0.008124% | 0.008124%
3101 | 0.009813% | 0.008715% | 0.006361% | 0.006242% | 0.009518% | 0.01067% | 0.009044% | 0.006675% | 0.01068% | 0.006675% | 0.009518% | 0.006242% | 0.009518% | 0.005385% | 0.00862% | 0.006242% | 0.009518% | 0.01067% | 0.009044% | 0.006675% | 0.01068% | 0.01068% | 0.006675% | 0.009518% | 0.006242% | 0.009518% | 0.005385% | 0.00862% | 0.009813% | 0.009813%
3102 | 0.01311% | 0.008554% | 0.009752% | 0.006115% | 0.01062% | 0.01014% | 0.008926% | 0.008221% | 0.01224% | 0.008221% | 0.01062% | 0.006115% | 0.01062% | 0.005745% | 0.009129% | 0.006115% | 0.01062% | 0.01014% | 0.008926% | 0.008221% | 0.01224% | 0.01224% | 0.008221% | 0.01062% | 0.006115% | 0.01062% | 0.005745% | 0.009129% | 0.01311% | 0.01311%
3103 | 0.01544% | 0.009889% | 0.01361% | 0.007837% | 0.0127% | 0.01017% | 0.01081% | 0.0111% | 0.01403% | 0.0111% | 0.0127% | 0.007837% | 0.0127% | 0.008222% | 0.01217% | 0.007837% | 0.0127% | 0.01017% | 0.01081% | 0.0111% | 0.01403% | 0.01403% | 0.0111% | 0.0127% | 0.007837% | 0.0127% | 0.008222% | 0.01217% | 0.01544% | 0.01544%
3104 | 0.01804% | 0.01307% | 0.01619% | 0.01039% | 0.01503% | 0.01038% | 0.01286% | 0.01405% | 0.01579% | 0.01405% | 0.01503% | 0.01039% | 0.01503% | 0.01143% | 0.01502% | 0.01039% | 0.01503% | 0.01038% | 0.01286% | 0.01405% | 0.01579% | 0.01579% | 0.01405% | 0.01503% | 0.01039% | 0.01503% | 0.01143% | 0.01502% | 0.01804% | 0.01804%
3105 | 0.02082% | 0.01644% | 0.01819% | 0.01249% | 0.01694% | 0.01095% | 0.01481% | 0.01476% | 0.01716% | 0.01476% | 0.01694% | 0.01249% | 0.01694% | 0.01334% | 0.01727% | 0.01249% | 0.01694% | 0.01095% | 0.01481% | 0.01476% | 0.01716% | 0.01716% | 0.01476% | 0.01694% | 0.01249% | 0.01694% | 0.01334% | 0.01727% | 0.02082% | 0.02082%
3106 | 0.02352% | 0.01931% | 0.02071% | 0.01434% | 0.01822% | 0.01196% | 0.01655% | 0.01552% | 0.01792% | 0.01552% | 0.01822% | 0.01434% | 0.01822% | 0.0146% | 0.01889% | 0.01434% | 0.01822% | 0.01196% | 0.01655% | 0.01552% | 0.01792% | 0.01792% | 0.01552% | 0.01822% | 0.01434% | 0.01822% | 0.0146% | 0.01889% | 0.02352% | 0.02352%
3107 | 0.02549% | 0.02056% | 0.02264% | 0.01597% | 0.01877% | 0.01258% | 0.01764% | 0.01571% | 0.01824% | 0.01571% | 0.01877% | 0.01597% | 0.01877% | 0.01573% | 0.01995% | 0.01597% | 0.01877% | 0.01258% | 0.01764% | 0.01571% | 0.01824% | 0.01824% | 0.01571% | 0.01877% | 0.01597% | 0.01877% | 0.01573% | 0.01995% | 0.02549% | 0.02549%
3108 | 0.02616% | 0.02041% | 0.02399% | 0.01709% | 0.01862% | 0.0124% | 0.01802% | 0.01514% | 0.01817% | 0.01514% | 0.01862% | 0.01709% | 0.01862% | 0.01652% | 0.0204% | 0.01709% | 0.01862% | 0.0124% | 0.01802% | 0.01514% | 0.01817% | 0.01817% | 0.01514% | 0.01862% | 0.01709% | 0.01862% | 0.01652% | 0.0204% | 0.02616% | 0.02616%
3109 | 0.02537% | 0.01965% | 0.02441% | 0.01773% | 0.01798% | 0.01155% | 0.01795% | 0.01462% | 0.01788% | 0.01462% | 0.01798% | 0.01773% | 0.01798% | 0.0171% | 0.02041% | 0.01773% | 0.01798% | 0.01155% | 0.01795% | 0.01462% | 0.01788% | 0.01788% | 0.01462% | 0.01798% | 0.01773% | 0.01798% | 0.0171% | 0.02041% | 0.02537% | 0.02537%
3110 | 0.02365% | 0.01734% | 0.02362% | 0.01813% | 0.01712% | 0.01056% | 0.01734% | 0.01461% | 0.01728% | 0.01461% | 0.01712% | 0.01813% | 0.01712% | 0.01755% | 0.02012% | 0.01813% | 0.01712% | 0.01056% | 0.01734% | 0.01461% | 0.01728% | 0.01728% | 0.01461% | 0.01712% | 0.01813% | 0.01712% | 0.01755% | 0.02012% | 0.02365% | 0.02365%
3111 | 0.02127% | 0.01471% | 0.0227% | 0.01808% | 0.01611% | 0.009692% | 0.01593% | 0.01495% | 0.01651% | 0.01495% | 0.01611% | 0.01808% | 0.01611% | 0.01747% | 0.01905% | 0.01808% | 0.01611% | 0.009692% | 0.01593% | 0.01495% | 0.01651% | 0.01651% | 0.01495% | 0.01611% | 0.01808% | 0.01611% | 0.01747% | 0.01905% | 0.02127% | 0.02127%
3112 | 0.01805% | 0.01306% | 0.01998% | 0.0175% | 0.01484% | 0.009677% | 0.01411% | 0.01304% | 0.01542% | 0.01304% | 0.01484% | 0.0175% | 0.01484% | 0.01664% | 0.01683% | 0.0175% | 0.01484% | 0.009677% | 0.01411% | 0.01304% | 0.01542% | 0.01542% | 0.01304% | 0.01484% | 0.0175% | 0.01484% | 0.01664% | 0.01683% | 0.01805% | 0.01805%
3113 | 0.01472% | 0.01097% | 0.01805% | 0.01659% | 0.01322% | 0.009642% | 0.01241% | 0.01257% | 0.01417% | 0.01257% | 0.01322% | 0.01659% | 0.01322% | 0.01537% | 0.01396% | 0.01659% | 0.01322% | 0.009642% | 0.01241% | 0.01257% | 0.01417% | 0.01417% | 0.01257% | 0.01322% | 0.01659% | 0.01322% | 0.01537% | 0.01396% | 0.01472% | 0.01472%
3114 | 0.01173% | 0.01008% | 0.01651% | 0.01548% | 0.01167% | 0.009925% | 0.01111% | 0.01229% | 0.01271% | 0.01229% | 0.01167% | 0.01548% | 0.01167% | 0.01406% | 0.01105% | 0.01548% | 0.01167% | 0.009925% | 0.01111% | 0.01229% | 0.01271% | 0.01271% | 0.01229% | 0.01167% | 0.01548% | 0.01167% | 0.01406% | 0.01105% | 0.01173% | 0.01173%
3115 | 0.0098% | 0.009525% | 0.01309% | 0.01423% | 0.01025% | 0.01038% | 0.01027% | 0.012% | 0.01123% | 0.012% | 0.01025% | 0.01423% | 0.01025% | 0.0131% | 0.009327% | 0.01423% | 0.01025% | 0.01038% | 0.01027% | 0.012% | 0.01123% | 0.01123% | 0.012% | 0.01025% | 0.01423% | 0.01025% | 0.0131% | 0.009327% | 0.0098% | 0.0098%
3116 | 0.009694% | 0.009278% | 0.009736% | 0.01364% | 0.009846% | 0.01102% | 0.01077% | 0.01193% | 0.01019% | 0.01193% | 0.009846% | 0.01364% | 0.009846% | 0.01302% | 0.009954% | 0.01364% | 0.009846% | 0.01102% | 0.01077% | 0.01193% | 0.01019% | 0.01019% | 0.01193% | 0.009846% | 0.01364% | 0.009846% | 0.01302% | 0.009954% | 0.009694% | 0.009694%
3117 | 0.007406% | 0.008999% | 0.007275% | 0.01173% | 0.00927% | 0.01087% | 0.009986% | 0.01203% | 0.009616% | 0.01203% | 0.00927% | 0.01173% | 0.00927% | 0.01092% | 0.009113% | 0.01173% | 0.00927% | 0.01087% | 0.009986% | 0.01203% | 0.009616% | 0.009616% | 0.01203% | 0.00927% | 0.01173% | 0.00927% | 0.01092% | 0.009113% | 0.007406% | 0.007406%
3118 | 0.006964% | 0.008799% | 0.006549% | 0.009143% | 0.008939% | 0.01096% | 0.009228% | 0.01203% | 0.009268% | 0.01203% | 0.008939% | 0.009143% | 0.008939% | 0.007513% | 0.008347% | 0.009143% | 0.008939% | 0.01096% | 0.009228% | 0.01203% | 0.009268% | 0.009268% | 0.01203% | 0.008939% | 0.009143% | 0.008939% | 0.007513% | 0.008347% | 0.006964% | 0.006964%
3119 | 0.006805% | 0.008576% | 0.006474% | 0.007401% | 0.008723% | 0.01099% | 0.008773% | 0.01173% | 0.009029% | 0.01173% | 0.008723% | 0.007401% | 0.008723% | 0.005271% | 0.007755% | 0.007401% | 0.008723% | 0.01099% | 0.008773% | 0.01173% | 0.009029% | 0.009029% | 0.01173% | 0.008723% | 0.007401% | 0.008723% | 0.005271% | 0.007755% | 0.006805% | 0.006805%
3120 | 0.0068% | 0.008426% | 0.006479% | 0.006403% | 0.008524% | 0.01093% | 0.008567% | 0.00951% | 0.008814% | 0.00951% | 0.008524% | 0.006403% | 0.008524% | 0.004727% | 0.007127% | 0.006403% | 0.008524% | 0.01093% | 0.008567% | 0.00951% | 0.008814% | 0.008814% | 0.00951% | 0.008524% | 0.006403% | 0.008524% | 0.004727% | 0.007127% | 0.0068% | 0.0068%
3121 | 0.006826% | 0.008373% | 0.006606% | 0.005931% | 0.008455% | 0.01094% | 0.008499% | 0.008099% | 0.008798% | 0.008099% | 0.008455% | 0.005931% | 0.008455% | 0.004697% | 0.006896% | 0.005931% | 0.008455% | 0.01094% | 0.008499% | 0.008099% | 0.008798% | 0.008798% | 0.008099% | 0.008455% | 0.005931% | 0.008455% | 0.004697% | 0.006896% | 0.006826% | 0.006826%
3122 | 0.006853% | 0.008301% | 0.006522% | 0.00577% | 0.008402% | 0.01097% | 0.00847% | 0.006925% | 0.008996% | 0.006925% | 0.008402% | 0.00577% | 0.008402% | 0.00469% | 0.006921% | 0.00577% | 0.008402% | 0.01097% | 0.00847% | 0.006925% | 0.008996% | 0.008996% | 0.006925% | 0.008402% | 0.00577% | 0.008402% | 0.00469% | 0.006921% | 0.006853% | 0.006853%
3123 | 0.00711% | 0.008184% | 0.006484% | 0.005716% | 0.008467% | 0.01103% | 0.008518% | 0.006028% | 0.009458% | 0.006028% | 0.008467% | 0.005716% | 0.008467% | 0.004883% | 0.007167% | 0.005716% | 0.008467% | 0.01103% | 0.008518% | 0.006028% | 0.009458% | 0.009458% | 0.006028% | 0.008467% | 0.005716% | 0.008467% | 0.004883% | 0.007167% | 0.00711% | 0.00711%
3124 | 0.008063% | 0.008114% | 0.006534% | 0.00583% | 0.008931% | 0.01112% | 0.008785% | 0.005931% | 0.01013% | 0.005931% | 0.008931% | 0.00583% | 0.008931% | 0.005255% | 0.007856% | 0.00583% | 0.008931% | 0.01112% | 0.008785% | 0.005931% | 0.01013% | 0.01013% | 0.005931% | 0.008931% | 0.00583% | 0.008931% | 0.005255% | 0.007856% | 0.008063% | 0.008063%
3125 | 0.009642% | 0.008706% | 0.006238% | 0.006268% | 0.009624% | 0.01058% | 0.008965% | 0.006837% | 0.01092% | 0.006837% | 0.009624% | 0.006268% | 0.009624% | 0.005409% | 0.008526% | 0.006268% | 0.009624% | 0.01058% | 0.008965% | 0.006837% | 0.01092% | 0.01092% | 0.006837% | 0.009624% | 0.006268% | 0.009624% | 0.005409% | 0.008526% | 0.009642% | 0.009642%
3126 | 0.01293% | 0.008605% | 0.0098% | 0.006153% | 0.01086% | 0.01009% | 0.009004% | 0.008452% | 0.01262% | 0.008452% | 0.01086% | 0.006153% | 0.01086% | 0.005865% | 0.009115% | 0.006153% | 0.01086% | 0.01009% | 0.009004% | 0.008452% | 0.01262% | 0.01262% | 0.008452% | 0.01086% | 0.006153% | 0.01086% | 0.005865% | 0.009115% | 0.01293% | 0.01293%
3127 | 0.01534% | 0.01% | 0.01364% | 0.007933% | 0.0132% | 0.0102% | 0.0111% | 0.01147% | 0.0145% | 0.01147% | 0.0132% | 0.007933% | 0.0132% | 0.008369% | 0.01217% | 0.007933% | 0.0132% | 0.0102% | 0.0111% | 0.01147% | 0.0145% | 0.0145% | 0.01147% | 0.0132% | 0.007933% | 0.0132% | 0.008369% | 0.01217% | 0.01534% | 0.01534%
3128 | 0.01846% | 0.01316% | 0.0165% | 0.01066% | 0.01565% | 0.01065% | 0.01338% | 0.01437% | 0.01612% | 0.01437% | 0.01565% | 0.01066% | 0.01565% | 0.01179% | 0.01506% | 0.01066% | 0.01565% | 0.01065% | 0.01338% | 0.01437% | 0.01612% | 0.01612% | 0.01437% | 0.01565% | 0.01066% | 0.01565% | 0.01179% | 0.01506% | 0.01846% | 0.01846%
3129 | 0.02148% | 0.01649% | 0.01882% | 0.01292% | 0.01758% | 0.01171% | 0.01555% | 0.01501% | 0.01729% | 0.01501% | 0.01758% | 0.01292% | 0.01758% | 0.01412% | 0.01734% | 0.01292% | 0.01758% | 0.01171% | 0.01555% | 0.01501% | 0.01729% | 0.01729% | 0.01501% | 0.01758% | 0.01292% | 0.01758% | 0.01412% | 0.01734% | 0.02148% | 0.02148%
3130 | 0.02362% | 0.0191% | 0.02105% | 0.01458% | 0.01852% | 0.01262% | 0.01726% | 0.01538% | 0.01754% | 0.01538% | 0.01852% | 0.01458% | 0.01852% | 0.01558% | 0.01894% | 0.01458% | 0.01852% | 0.01262% | 0.01726% | 0.01538% | 0.01754% | 0.01754% | 0.01538% | 0.01852% | 0.01458% | 0.01852% | 0.01558% | 0.01894% | 0.02362% | 0.02362%
3131 | 0.02473% | 0.01998% | 0.02237% | 0.01582% | 0.0186% | 0.01321% | 0.01819% | 0.01504% | 0.01723% | 0.01504% | 0.0186% | 0.01582% | 0.0186% | 0.01664% | 0.01995% | 0.01582% | 0.0186% | 0.01321% | 0.01819% | 0.01504% | 0.01723% | 0.01723% | 0.01504% | 0.0186% | 0.01582% | 0.0186% | 0.01664% | 0.01995% | 0.02473% | 0.02473%
3132 | 0.02495% | 0.01969% | 0.02339% | 0.01667% | 0.01819% | 0.01304% | 0.01847% | 0.01423% | 0.01685% | 0.01423% | 0.01819% | 0.01667% | 0.01819% | 0.01738% | 0.02037% | 0.01667% | 0.01819% | 0.01304% | 0.01847% | 0.01423% | 0.01685% | 0.01685% | 0.01423% | 0.01819% | 0.01667% | 0.01819% | 0.01738% | 0.02037% | 0.02495% | 0.02495%
3133 | 0.02382% | 0.01887% | 0.02352% | 0.01715% | 0.01726% | 0.01199% | 0.01818% | 0.01347% | 0.01633% | 0.01347% | 0.01726% | 0.01715% | 0.01726% | 0.01775% | 0.02034% | 0.01715% | 0.01726% | 0.01199% | 0.01818% | 0.01347% | 0.01633% | 0.01633% | 0.01347% | 0.01726% | 0.01715% | 0.01726% | 0.01775% | 0.02034% | 0.02382% | 0.02382%
3134 | 0.02159% | 0.01632% | 0.02214% | 0.01722% | 0.01604% | 0.01096% | 0.01729% | 0.01318% | 0.01547% | 0.01318% | 0.01604% | 0.01722% | 0.01604% | 0.01776% | 0.02% | 0.01722% | 0.01604% | 0.01096% | 0.01729% | 0.01318% | 0.01547% | 0.01547% | 0.01318% | 0.01604% | 0.01722% | 0.01604% | 0.01776% | 0.02% | 0.02159% | 0.02159%
3135 | 0.01924% | 0.01388% | 0.02104% | 0.01705% | 0.01501% | 0.01038% | 0.01582% | 0.01357% | 0.0148% | 0.01357% | 0.01501% | 0.01705% | 0.01501% | 0.01737% | 0.01893% | 0.01705% | 0.01501% | 0.01038% | 0.01582% | 0.01357% | 0.0148% | 0.0148% | 0.01357% | 0.01501% | 0.01705% | 0.01501% | 0.01737% | 0.01893% | 0.01924% | 0.01924%
3136 | 0.01646% | 0.01229% | 0.01863% | 0.01664% | 0.01404% | 0.01014% | 0.01409% | 0.01194% | 0.01418% | 0.01194% | 0.01404% | 0.01664% | 0.01404% | 0.01643% | 0.01676% | 0.01664% | 0.01404% | 0.01014% | 0.01409% | 0.01194% | 0.01418% | 0.01418% | 0.01194% | 0.01404% | 0.01664% | 0.01404% | 0.01643% | 0.01676% | 0.01646% | 0.01646%
3137 | 0.01354% | 0.01024% | 0.01698% | 0.01585% | 0.01271% | 0.009896% | 0.01245% | 0.01176% | 0.01332% | 0.01176% | 0.01271% | 0.01585% | 0.01271% | 0.01507% | 0.01392% | 0.01585% | 0.01271% | 0.009896% | 0.01245% | 0.01176% | 0.01332% | 0.01332% | 0.01176% | 0.01271% | 0.01585% | 0.01271% | 0.01507% | 0.01392% | 0.01354% | 0.01354%
3138 | 0.01111% | 0.00934% | 0.01579% | 0.0149% | 0.01121% | 0.01021% | 0.01121% | 0.01152% | 0.01197% | 0.01152% | 0.01121% | 0.0149% | 0.01121% | 0.0138% | 0.01103% | 0.0149% | 0.01121% | 0.01021% | 0.01121% | 0.01152% | 0.01197% | 0.01197% | 0.01152% | 0.01121% | 0.0149% | 0.01121% | 0.0138% | 0.01103% | 0.01111% | 0.01111%
3139 | 0.009441% | 0.008824% | 0.01263% | 0.01375% | 0.009819% | 0.0105% | 0.01028% | 0.01109% | 0.01059% | 0.01109% | 0.009819% | 0.01375% | 0.009819% | 0.01274% | 0.009251% | 0.01375% | 0.009819% | 0.0105% | 0.01028% | 0.01109% | 0.01059% | 0.01059% | 0.01109% | 0.009819% | 0.01375% | 0.009819% | 0.01274% | 0.009251% | 0.009441% | 0.009441%
3140 | 0.009561% | 0.008731% | 0.009568% | 0.01325% | 0.009519% | 0.01106% | 0.01079% | 0.011% | 0.009677% | 0.011% | 0.009519% | 0.01325% | 0.009519% | 0.01265% | 0.009951% | 0.01325% | 0.009519% | 0.01106% | 0.01079% | 0.011% | 0.009677% | 0.009677% | 0.011% | 0.009519% | 0.01325% | 0.009519% | 0.01265% | 0.009951% | 0.009561% | 0.009561%
3141 | 0.007348% | 0.008535% | 0.007216% | 0.01142% | 0.008967% | 0.01076% | 0.009954% | 0.01105% | 0.009124% | 0.01105% | 0.008967% | 0.01142% | 0.008967% | 0.01059% | 0.009116% | 0.01142% | 0.008967% | 0.01076% | 0.009954% | 0.01105% | 0.009124% | 0.009124% | 0.01105% | 0.008967% | 0.01142% | 0.008967% | 0.01059% | 0.009116% | 0.007348% | 0.007348%
3142 | 0.006987% | 0.008465% | 0.006507% | 0.008973% | 0.008698% | 0.01087% | 0.009205% | 0.01123% | 0.008871% | 0.01123% | 0.008698% | 0.008973% | 0.008698% | 0.00734% | 0.008352% | 0.008973% | 0.008698% | 0.01087% | 0.009205% | 0.01123% | 0.008871% | 0.008871% | 0.01123% | 0.008698% | 0.008973% | 0.008698% | 0.00734% | 0.008352% | 0.006987% | 0.006987%
3143 | 0.006833% | 0.008399% | 0.006487% | 0.007345% | 0.008529% | 0.01095% | 0.008761% | 0.0112% | 0.008735% | 0.0112% | 0.008529% | 0.007345% | 0.008529% | 0.005282% | 0.007762% | 0.007345% | 0.008529% | 0.01095% | 0.008761% | 0.0112% | 0.008735% | 0.008735% | 0.0112% | 0.008529% | 0.007345% | 0.008529% | 0.005282% | 0.007762% | 0.006833% | 0.006833%
3144 | 0.006808% | 0.008335% | 0.006479% | 0.006405% | 0.008451% | 0.01096% | 0.008562% | 0.009419% | 0.008692% | 0.009419% | 0.008451% | 0.006405% | 0.008451% | 0.004759% | 0.007131% | 0.006405% | 0.008451% | 0.01096% | 0.008562% | 0.009419% | 0.008692% | 0.008692% | 0.009419% | 0.008451% | 0.006405% | 0.008451% | 0.004759% | 0.007131% | 0.006808% | 0.006808%
3145 | 0.005623% | 0.01003% | 0.005583% | 0.005806% | 0.008645% | 0.01207% | 0.008765% | 0.00793% | 0.00857% | 0.00793% | 0.008645% | 0.005806% | 0.008645% | 0.004817% | 0.006929% | 0.005806% | 0.008645% | 0.01207% | 0.008765% | 0.00793% | 0.00857% | 0.00857% | 0.00793% | 0.008645% | 0.005806% | 0.008645% | 0.004817% | 0.006929% | 0.005623% | 0.005623%
3146 | 0.005421% | 0.01011% | 0.005456% | 0.005711% | 0.008521% | 0.01207% | 0.008678% | 0.00718% | 0.008641% | 0.00718% | 0.008521% | 0.005711% | 0.008521% | 0.00445% | 0.006929% | 0.005711% | 0.008521% | 0.01207% | 0.008678% | 0.00718% | 0.008641% | 0.008641% | 0.00718% | 0.008521% | 0.005711% | 0.008521% | 0.00445% | 0.006929% | 0.005421% | 0.005421%
3147 | 0.005326% | 0.01019% | 0.005347% | 0.005702% | 0.008685% | 0.0121% | 0.008596% | 0.006976% | 0.009113% | 0.006976% | 0.008685% | 0.005702% | 0.008685% | 0.004503% | 0.006923% | 0.005702% | 0.008685% | 0.0121% | 0.008596% | 0.006976% | 0.009113% | 0.009113% | 0.006976% | 0.008685% | 0.005702% | 0.008685% | 0.004503% | 0.006923% | 0.005326% | 0.005326%
3148 | 0.00531% | 0.01032% | 0.005359% | 0.005798% | 0.008982% | 0.01215% | 0.008475% | 0.007206% | 0.009448% | 0.007206% | 0.008982% | 0.005798% | 0.008982% | 0.004815% | 0.006916% | 0.005798% | 0.008982% | 0.01215% | 0.008475% | 0.007206% | 0.009448% | 0.009448% | 0.007206% | 0.008982% | 0.005798% | 0.008982% | 0.004815% | 0.006916% | 0.00531% | 0.00531%
3149 | 0.004715% | 0.01096% | 0.00472% | 0.00593% | 0.008717% | 0.01175% | 0.007787% | 0.007879% | 0.009527% | 0.007879% | 0.008717% | 0.00593% | 0.008717% | 0.004873% | 0.006145% | 0.00593% | 0.008717% | 0.01175% | 0.007787% | 0.007879% | 0.009527% | 0.009527% | 0.007879% | 0.008717% | 0.00593% | 0.008717% | 0.004873% | 0.006145% | 0.004715% | 0.004715%
3150 | 0.006047% | 0.01061% | 0.005445% | 0.005789% | 0.008557% | 0.01116% | 0.006517% | 0.009186% | 0.01033% | 0.009186% | 0.008557% | 0.005789% | 0.008557% | 0.005173% | 0.004308% | 0.005789% | 0.008557% | 0.01116% | 0.006517% | 0.009186% | 0.01033% | 0.01033% | 0.009186% | 0.008557% | 0.005789% | 0.008557% | 0.005173% | 0.004308% | 0.006047% | 0.006047%
3151 | 0.005618% | 0.01092% | 0.004936% | 0.007556% | 0.009259% | 0.01109% | 0.006774% | 0.01183% | 0.01106% | 0.01183% | 0.009259% | 0.007556% | 0.009259% | 0.007784% | 0.004287% | 0.007556% | 0.009259% | 0.01109% | 0.006774% | 0.01183% | 0.01106% | 0.01106% | 0.01183% | 0.009259% | 0.007556% | 0.009259% | 0.007784% | 0.004287% | 0.005618% | 0.005618%
3152 | 0.00529% | 0.01179% | 0.004573% | 0.01017% | 0.01003% | 0.01121% | 0.007231% | 0.01416% | 0.01162% | 0.01416% | 0.01003% | 0.01017% | 0.01003% | 0.01115% | 0.004289% | 0.01017% | 0.01003% | 0.01121% | 0.007231% | 0.01416% | 0.01162% | 0.01162% | 0.01416% | 0.01003% | 0.01017% | 0.01003% | 0.01115% | 0.004289% | 0.00529% | 0.00529%
3153 | 0.005659% | 0.01307% | 0.00463% | 0.01242% | 0.01117% | 0.01163% | 0.007941% | 0.01525% | 0.01238% | 0.01525% | 0.01117% | 0.01242% | 0.01117% | 0.01343% | 0.004312% | 0.01242% | 0.01117% | 0.01163% | 0.007941% | 0.01525% | 0.01238% | 0.01238% | 0.01525% | 0.01117% | 0.01242% | 0.01117% | 0.01343% | 0.004312% | 0.005659% | 0.005659%
3154 | 0.006177% | 0.01455% | 0.005007% | 0.0142% | 0.01218% | 0.01222% | 0.008806% | 0.01689% | 0.01307% | 0.01689% | 0.01218% | 0.0142% | 0.01218% | 0.0148% | 0.004339% | 0.0142% | 0.01218% | 0.01222% | 0.008806% | 0.01689% | 0.01307% | 0.01307% | 0.01689% | 0.01218% | 0.0142% | 0.01218% | 0.0148% | 0.004339% | 0.006177% | 0.006177%
3155 | 0.006535% | 0.01565% | 0.005455% | 0.01563% | 0.01252% | 0.01256% | 0.009617% | 0.01771% | 0.01332% | 0.01771% | 0.01252% | 0.01563% | 0.01252% | 0.01577% | 0.004355% | 0.01563% | 0.01252% | 0.01256% | 0.009617% | 0.01771% | 0.01332% | 0.01332% | 0.01771% | 0.01252% | 0.01563% | 0.01252% | 0.01577% | 0.004355% | 0.006535% | 0.006535%
3156 | 0.006959% | 0.01561% | 0.005277% | 0.0166% | 0.01259% | 0.0119% | 0.01015% | 0.01779% | 0.01336% | 0.01779% | 0.01259% | 0.0166% | 0.01259% | 0.01644% | 0.004358% | 0.0166% | 0.01259% | 0.0119% | 0.01015% | 0.01779% | 0.01336% | 0.01336% | 0.01779% | 0.01259% | 0.0166% | 0.01259% | 0.01644% | 0.004358% | 0.006959% | 0.006959%
3157 | 0.00725% | 0.01507% | 0.005688% | 0.01728% | 0.01287% | 0.01085% | 0.01022% | 0.0179% | 0.01363% | 0.0179% | 0.01287% | 0.01728% | 0.01287% | 0.01701% | 0.004371% | 0.01728% | 0.01287% | 0.01085% | 0.01022% | 0.0179% | 0.01363% | 0.01363% | 0.0179% | 0.01287% | 0.01728% | 0.01287% | 0.01701% | 0.004371% | 0.00725% | 0.00725%
3158 | 0.007178% | 0.01378% | 0.005606% | 0.01718% | 0.01299% | 0.009964% | 0.009921% | 0.01767% | 0.01368% | 0.01767% | 0.01299% | 0.01718% | 0.01299% | 0.01734% | 0.004378% | 0.01718% | 0.01299% | 0.009964% | 0.009921% | 0.01767% | 0.01368% | 0.01368% | 0.01767% | 0.01299% | 0.01718% | 0.01299% | 0.01734% | 0.004378% | 0.007178% | 0.007178%
3159 | 0.006939% | 0.01258% | 0.005224% | 0.01664% | 0.01276% | 0.009551% | 0.00924% | 0.01742% | 0.01337% | 0.01742% | 0.01276% | 0.01664% | 0.01276% | 0.01734% | 0.004347% | 0.01664% | 0.01276% | 0.009551% | 0.00924% | 0.01742% | 0.01337% | 0.01337% | 0.01742% | 0.01276% | 0.01664% | 0.01276% | 0.01734% | 0.004347% | 0.006939% | 0.006939%
3160 | 0.006492% | 0.01168% | 0.005276% | 0.0159% | 0.01203% | 0.009445% | 0.008437% | 0.01491% | 0.01242% | 0.01491% | 0.01203% | 0.0159% | 0.01203% | 0.01712% | 0.004317% | 0.0159% | 0.01203% | 0.009445% | 0.008437% | 0.01491% | 0.01242% | 0.01242% | 0.01491% | 0.01203% | 0.0159% | 0.01203% | 0.01712% | 0.004317% | 0.006492% | 0.006492%
3161 | 0.006082% | 0.01074% | 0.004892% | 0.01498% | 0.01118% | 0.009333% | 0.007595% | 0.01384% | 0.01147% | 0.01384% | 0.01118% | 0.01498% | 0.01118% | 0.01658% | 0.004299% | 0.01498% | 0.01118% | 0.009333% | 0.007595% | 0.01384% | 0.01147% | 0.01147% | 0.01384% | 0.01118% | 0.01498% | 0.01118% | 0.01658% | 0.004299% | 0.006082% | 0.006082%
3162 | 0.006017% | 0.01028% | 0.0049% | 0.01397% | 0.01031% | 0.01003% | 0.006944% | 0.01305% | 0.01075% | 0.01305% | 0.01031% | 0.01397% | 0.01031% | 0.01578% | 0.004285% | 0.01397% | 0.01031% | 0.01003% | 0.006944% | 0.01305% | 0.01075% | 0.01075% | 0.01305% | 0.01031% | 0.01397% | 0.01031% | 0.01578% | 0.004285% | 0.006017% | 0.006017%
3163 | 0.006455% | 0.01011% | 0.005359% | 0.01306% | 0.009671% | 0.01107% | 0.006897% | 0.01259% | 0.0103% | 0.01259% | 0.009671% | 0.01306% | 0.009671% | 0.01501% | 0.004661% | 0.01306% | 0.009671% | 0.01107% | 0.006897% | 0.01259% | 0.0103% | 0.0103% | 0.01259% | 0.009671% | 0.01306% | 0.009671% | 0.01501% | 0.004661% | 0.006455% | 0.006455%
3164 | 0.007858% | 0.01026% | 0.006927% | 0.01276% | 0.009813% | 0.01194% | 0.008444% | 0.01217% | 0.01004% | 0.01217% | 0.009813% | 0.01276% | 0.009813% | 0.01494% | 0.006814% | 0.01276% | 0.009813% | 0.01194% | 0.008444% | 0.01217% | 0.01004% | 0.01004% | 0.01217% | 0.009813% | 0.01276% | 0.009813% | 0.01494% | 0.006814% | 0.007858% | 0.007858%
3165 | 0.006573% | 0.01025% | 0.006323% | 0.01101% | 0.009175% | 0.01199% | 0.00852% | 0.01154% | 0.00941% | 0.01154% | 0.009175% | 0.01101% | 0.009175% | 0.01264% | 0.006948% | 0.01101% | 0.009175% | 0.01199% | 0.00852% | 0.01154% | 0.00941% | 0.00941% | 0.01154% | 0.009175% | 0.01101% | 0.009175% | 0.01264% | 0.006948% | 0.006573% | 0.006573%
3166 | 0.006371% | 0.01021% | 0.006207% | 0.008594% | 0.008844% | 0.0121% | 0.008588% | 0.01086% | 0.008889% | 0.01086% | 0.008844% | 0.008594% | 0.008844% | 0.00897% | 0.006966% | 0.008594% | 0.008844% | 0.0121% | 0.008588% | 0.01086% | 0.008889% | 0.008889% | 0.01086% | 0.008844% | 0.008594% | 0.008844% | 0.00897% | 0.006966% | 0.006371% | 0.006371%
3167 | 0.006168% | 0.01017% | 0.006015% | 0.006943% | 0.008607% | 0.01208% | 0.008685% | 0.009561% | 0.008585% | 0.009561% | 0.008607% | 0.006943% | 0.008607% | 0.006414% | 0.006983% | 0.006943% | 0.008607% | 0.01208% | 0.008685% | 0.009561% | 0.008585% | 0.008585% | 0.009561% | 0.008607% | 0.006943% | 0.008607% | 0.006414% | 0.006983% | 0.006168% | 0.006168%
3168 | 0.006029% | 0.009499% | 0.00585% | 0.006268% | 0.008476% | 0.01181% | 0.008686% | 0.008656% | 0.008534% | 0.008656% | 0.008476% | 0.006268% | 0.008476% | 0.005238% | 0.006969% | 0.006268% | 0.008476% | 0.01181% | 0.008686% | 0.008656% | 0.008534% | 0.008534% | 0.008656% | 0.008476% | 0.006268% | 0.008476% | 0.005238% | 0.006969% | 0.006029% | 0.006029%
3169 | 0.005129% | 0.007819% | 0.00511% | 0.006176% | 0.007593% | 0.01207% | 0.007485% | 0.008662% | 0.007804% | 0.008662% | 0.007593% | 0.006176% | 0.007593% | 0.004826% | 0.006912% | 0.006176% | 0.007593% | 0.01207% | 0.007485% | 0.008662% | 0.007804% | 0.007804% | 0.008662% | 0.007593% | 0.006176% | 0.007593% | 0.004826% | 0.006912% | 0.005129% | 0.005129%
3170 | 0.005169% | 0.007707% | 0.005187% | 0.006072% | 0.007709% | 0.01211% | 0.007592% | 0.00805% | 0.007866% | 0.00805% | 0.007709% | 0.006072% | 0.007709% | 0.004559% | 0.006939% | 0.006072% | 0.007709% | 0.01211% | 0.007592% | 0.00805% | 0.007866% | 0.007866% | 0.00805% | 0.007709% | 0.006072% | 0.007709% | 0.004559% | 0.006939% | 0.005169% | 0.005169%
3171 | 0.005024% | 0.007587% | 0.004999% | 0.006045% | 0.00764% | 0.01216% | 0.007648% | 0.007645% | 0.007631% | 0.007645% | 0.00764% | 0.006045% | 0.00764% | 0.004555% | 0.006964% | 0.006045% | 0.00764% | 0.01216% | 0.007648% | 0.007645% | 0.007631% | 0.007631% | 0.007645% | 0.00764% | 0.006045% | 0.00764% | 0.004555% | 0.006964% | 0.005024% | 0.005024%
3172 | 0.005031% | 0.007526% | 0.005059% | 0.006088% | 0.007734% | 0.01217% | 0.007758% | 0.007796% | 0.007714% | 0.007796% | 0.007734% | 0.006088% | 0.007734% | 0.004932% | 0.006973% | 0.006088% | 0.007734% | 0.01217% | 0.007758% | 0.007796% | 0.007714% | 0.007714% | 0.007796% | 0.007734% | 0.006088% | 0.007734% | 0.004932% | 0.006973% | 0.005031% | 0.005031%
3173 | 0.004423% | 0.007417% | 0.004558% | 0.006307% | 0.007574% | 0.01178% | 0.007207% | 0.008299% | 0.007736% | 0.008299% | 0.007574% | 0.006307% | 0.007574% | 0.005284% | 0.006101% | 0.006307% | 0.007574% | 0.01178% | 0.007207% | 0.008299% | 0.007736% | 0.007736% | 0.008299% | 0.007574% | 0.006307% | 0.007574% | 0.005284% | 0.006101% | 0.004423% | 0.004423%
3174 | 0.006284% | 0.007355% | 0.006084% | 0.00583% | 0.006872% | 0.01111% | 0.005865% | 0.008541% | 0.007333% | 0.008541% | 0.006872% | 0.00583% | 0.006872% | 0.005675% | 0.004363% | 0.00583% | 0.006872% | 0.01111% | 0.005865% | 0.008541% | 0.007333% | 0.007333% | 0.008541% | 0.006872% | 0.00583% | 0.006872% | 0.005675% | 0.004363% | 0.006284% | 0.006284%
3175 | 0.004439% | 0.008403% | 0.004469% | 0.006495% | 0.007043% | 0.01087% | 0.005984% | 0.009657% | 0.007374% | 0.009657% | 0.007043% | 0.006495% | 0.007043% | 0.007252% | 0.004317% | 0.006495% | 0.007043% | 0.01087% | 0.005984% | 0.009657% | 0.007374% | 0.007374% | 0.009657% | 0.007043% | 0.006495% | 0.007043% | 0.007252% | 0.004317% | 0.004439% | 0.004439%
3176 | 0.004906% | 0.008645% | 0.0046% | 0.007636% | 0.007568% | 0.01129% | 0.006411% | 0.01188% | 0.008027% | 0.01188% | 0.007568% | 0.007636% | 0.007568% | 0.009381% | 0.004285% | 0.007636% | 0.007568% | 0.01129% | 0.006411% | 0.01188% | 0.008027% | 0.008027% | 0.01188% | 0.007568% | 0.007636% | 0.007568% | 0.009381% | 0.004285% | 0.004906% | 0.004906%
3177 | 0.004857% | 0.009243% | 0.00437% | 0.009006% | 0.007625% | 0.01224% | 0.006359% | 0.0131% | 0.008102% | 0.0131% | 0.007625% | 0.009006% | 0.007625% | 0.01125% | 0.004269% | 0.009006% | 0.007625% | 0.01224% | 0.006359% | 0.0131% | 0.008102% | 0.008102% | 0.0131% | 0.007625% | 0.009006% | 0.007625% | 0.01125% | 0.004269% | 0.004857% | 0.004857%
3178 | 0.004781% | 0.01019% | 0.004201% | 0.01052% | 0.007475% | 0.01325% | 0.006183% | 0.01386% | 0.007856% | 0.01386% | 0.007475% | 0.01052% | 0.007475% | 0.01279% | 0.004266% | 0.01052% | 0.007475% | 0.01325% | 0.006183% | 0.01386% | 0.007856% | 0.007856% | 0.01386% | 0.007475% | 0.01052% | 0.007475% | 0.01279% | 0.004266% | 0.004781% | 0.004781%
3179 | 0.004608% | 0.01139% | 0.004109% | 0.012% | 0.007284% | 0.01335% | 0.00602% | 0.01431% | 0.007554% | 0.01431% | 0.007284% | 0.012% | 0.007284% | 0.01391% | 0.004263% | 0.012% | 0.007284% | 0.01335% | 0.00602% | 0.01431% | 0.007554% | 0.007554% | 0.01431% | 0.007284% | 0.012% | 0.007284% | 0.01391% | 0.004263% | 0.004608% | 0.004608%
3180 | 0.004708% | 0.01201% | 0.004147% | 0.01337% | 0.007346% | 0.01328% | 0.006124% | 0.01467% | 0.007558% | 0.01467% | 0.007346% | 0.01337% | 0.007346% | 0.01474% | 0.004268% | 0.01337% | 0.007346% | 0.01328% | 0.006124% | 0.01467% | 0.007558% | 0.007558% | 0.01467% | 0.007346% | 0.01337% | 0.007346% | 0.01474% | 0.004268% | 0.004708% | 0.004708%
3181 | 0.004909% | 0.01215% | 0.004236% | 0.01431% | 0.007466% | 0.01272% | 0.006268% | 0.01505% | 0.007607% | 0.01505% | 0.007466% | 0.01431% | 0.007466% | 0.0154% | 0.004281% | 0.01431% | 0.007466% | 0.01272% | 0.006268% | 0.01505% | 0.007607% | 0.007607% | 0.01505% | 0.007466% | 0.01431% | 0.007466% | 0.0154% | 0.004281% | 0.004909% | 0.004909%
3182 | 0.004881% | 0.01163% | 0.004272% | 0.01466% | 0.007652% | 0.01187% | 0.00644% | 0.01536% | 0.007723% | 0.01536% | 0.007652% | 0.01466% | 0.007652% | 0.01585% | 0.004297% | 0.01466% | 0.007652% | 0.01187% | 0.00644% | 0.01536% | 0.007723% | 0.007723% | 0.01536% | 0.007652% | 0.01466% | 0.007652% | 0.01585% | 0.004297% | 0.004881% | 0.004881%
3183 | 0.005141% | 0.01063% | 0.004454% | 0.01446% | 0.007773% | 0.01095% | 0.006492% | 0.01562% | 0.007994% | 0.01562% | 0.007773% | 0.01446% | 0.007773% | 0.01588% | 0.004313% | 0.01446% | 0.007773% | 0.01095% | 0.006492% | 0.01562% | 0.007994% | 0.007994% | 0.01562% | 0.007773% | 0.01446% | 0.007773% | 0.01588% | 0.004313% | 0.005141% | 0.005141%
3184 | 0.005431% | 0.009698% | 0.004656% | 0.01393% | 0.007746% | 0.01066% | 0.006375% | 0.01356% | 0.008088% | 0.01356% | 0.007746% | 0.01393% | 0.007746% | 0.01565% | 0.004333% | 0.01393% | 0.007746% | 0.01066% | 0.006375% | 0.01356% | 0.008088% | 0.008088% | 0.01356% | 0.007746% | 0.01393% | 0.007746% | 0.01565% | 0.004333% | 0.005431% | 0.005431%
3185 | 0.005348% | 0.008841% | 0.004573% | 0.01299% | 0.007453% | 0.01061% | 0.006063% | 0.01261% | 0.007915% | 0.01261% | 0.007453% | 0.01299% | 0.007453% | 0.01483% | 0.004327% | 0.01299% | 0.007453% | 0.01061% | 0.006063% | 0.01261% | 0.007915% | 0.007915% | 0.01261% | 0.007453% | 0.01299% | 0.007453% | 0.01483% | 0.004327% | 0.005348% | 0.005348%
3186 | 0.005235% | 0.008271% | 0.004437% | 0.01169% | 0.006903% | 0.01086% | 0.005608% | 0.01197% | 0.007539% | 0.01197% | 0.006903% | 0.01169% | 0.006903% | 0.01335% | 0.004287% | 0.01169% | 0.006903% | 0.01086% | 0.005608% | 0.01197% | 0.007539% | 0.007539% | 0.01197% | 0.006903% | 0.01169% | 0.006903% | 0.01335% | 0.004287% | 0.005235% | 0.005235%
3187 | 0.005304% | 0.007966% | 0.004552% | 0.0104% | 0.006548% | 0.01124% | 0.00546% | 0.01137% | 0.007172% | 0.01137% | 0.006548% | 0.0104% | 0.006548% | 0.01175% | 0.004613% | 0.0104% | 0.006548% | 0.01124% | 0.00546% | 0.01137% | 0.007172% | 0.007172% | 0.01137% | 0.006548% | 0.0104% | 0.006548% | 0.01175% | 0.004613% | 0.005304% | 0.005304%
3188 | 0.006608% | 0.007885% | 0.006008% | 0.01003% | 0.007071% | 0.01206% | 0.006958% | 0.01103% | 0.007219% | 0.01103% | 0.007071% | 0.01003% | 0.007071% | 0.01116% | 0.00678% | 0.01003% | 0.007071% | 0.01206% | 0.006958% | 0.01103% | 0.007219% | 0.007219% | 0.01103% | 0.007071% | 0.01003% | 0.007071% | 0.01116% | 0.00678% | 0.006608% | 0.006608%
3189 | 0.005425% | 0.007729% | 0.005269% | 0.008986% | 0.007074% | 0.01199% | 0.007025% | 0.01058% | 0.007232% | 0.01058% | 0.007074% | 0.008986% | 0.007074% | 0.009528% | 0.006908% | 0.008986% | 0.007074% | 0.01199% | 0.007025% | 0.01058% | 0.007232% | 0.007232% | 0.01058% | 0.007074% | 0.008986% | 0.007074% | 0.009528% | 0.006908% | 0.005425% | 0.005425%
3190 | 0.0053% | 0.007666% | 0.005329% | 0.008045% | 0.007155% | 0.01201% | 0.007122% | 0.0102% | 0.007318% | 0.0102% | 0.007155% | 0.008045% | 0.007155% | 0.007929% | 0.00692% | 0.008045% | 0.007155% | 0.01201% | 0.007122% | 0.0102% | 0.007318% | 0.007318% | 0.0102% | 0.007155% | 0.008045% | 0.007155% | 0.007929% | 0.00692% | 0.0053% | 0.0053%
3191 | 0.005292% | 0.007596% | 0.005301% | 0.007307% | 0.007278% | 0.01194% | 0.007245% | 0.009357% | 0.007505% | 0.009357% | 0.007278% | 0.007307% | 0.007278% | 0.006426% | 0.006933% | 0.007307% | 0.007278% | 0.01194% | 0.007245% | 0.009357% | 0.007505% | 0.007505% | 0.009357% | 0.007278% | 0.007307% | 0.007278% | 0.006426% | 0.006933% | 0.005292% | 0.005292%
3192 | 0.005275% | 0.008163% | 0.005257% | 0.006423% | 0.007732% | 0.01194% | 0.00775% | 0.008795% | 0.007815% | 0.008795% | 0.007732% | 0.006423% | 0.007732% | 0.005325% | 0.00692% | 0.006423% | 0.007732% | 0.01194% | 0.00775% | 0.008795% | 0.007815% | 0.007815% | 0.008795% | 0.007732% | 0.006423% | 0.007732% | 0.005325% | 0.00692% | 0.005275% | 0.005275%
3193 | 0.00678% | 0.007895% | 0.006598% | 0.005926% | 0.008305% | 0.01088% | 0.008578% | 0.007544% | 0.008401% | 0.007544% | 0.008305% | 0.005926% | 0.008305% | 0.00472% | 0.006951% | 0.005926% | 0.008305% | 0.01088% | 0.008578% | 0.007544% | 0.008401% | 0.008401% | 0.007544% | 0.008305% | 0.005926% | 0.008305% | 0.00472% | 0.006951% | 0.00678% | 0.00678%
3194 | 0.006858% | 0.007824% | 0.006574% | 0.005773% | 0.00828% | 0.01094% | 0.008532% | 0.006496% | 0.008593% | 0.006496% | 0.00828% | 0.005773% | 0.00828% | 0.004732% | 0.006983% | 0.005773% | 0.00828% | 0.01094% | 0.008532% | 0.006496% | 0.008593% | 0.008593% | 0.006496% | 0.00828% | 0.005773% | 0.00828% | 0.004732% | 0.006983% | 0.006858% | 0.006858%
3195 | 0.007152% | 0.007761% | 0.006608% | 0.005737% | 0.008371% | 0.01102% | 0.008583% | 0.005736% | 0.009042% | 0.005736% | 0.008371% | 0.005737% | 0.008371% | 0.004933% | 0.007231% | 0.005737% | 0.008371% | 0.01102% | 0.008583% | 0.005736% | 0.009042% | 0.009042% | 0.005736% | 0.008371% | 0.005737% | 0.008371% | 0.004933% | 0.007231% | 0.007152% | 0.007152%
3196 | 0.008041% | 0.007726% | 0.00659% | 0.00587% | 0.008807% | 0.01113% | 0.008878% | 0.005673% | 0.009666% | 0.005673% | 0.008807% | 0.00587% | 0.008807% | 0.005321% | 0.00793% | 0.00587% | 0.008807% | 0.01113% | 0.008878% | 0.005673% | 0.009666% | 0.009666% | 0.005673% | 0.008807% | 0.00587% | 0.008807% | 0.005321% | 0.00793% | 0.008041% | 0.008041%
3197 | 0.00945% | 0.008276% | 0.006059% | 0.006169% | 0.009333% | 0.01057% | 0.008843% | 0.006579% | 0.01042% | 0.006579% | 0.009333% | 0.006169% | 0.009333% | 0.005335% | 0.008353% | 0.006169% | 0.009333% | 0.01057% | 0.008843% | 0.006579% | 0.01042% | 0.01042% | 0.006579% | 0.009333% | 0.006169% | 0.009333% | 0.005335% | 0.008353% | 0.00945% | 0.00945%
3198 | 0.01305% | 0.008172% | 0.01022% | 0.006212% | 0.01038% | 0.01012% | 0.009014% | 0.008045% | 0.01175% | 0.008045% | 0.01038% | 0.006212% | 0.01038% | 0.005886% | 0.009164% | 0.006212% | 0.01038% | 0.01012% | 0.009014% | 0.008045% | 0.01175% | 0.01175% | 0.008045% | 0.01038% | 0.006212% | 0.01038% | 0.005886% | 0.009164% | 0.01305% | 0.01305%
3199 | 0.01486% | 0.009495% | 0.01352% | 0.007809% | 0.01228% | 0.01019% | 0.01081% | 0.01055% | 0.01306% | 0.01055% | 0.01228% | 0.007809% | 0.01228% | 0.008295% | 0.01218% | 0.007809% | 0.01228% | 0.01019% | 0.01081% | 0.01055% | 0.01306% | 0.01306% | 0.01055% | 0.01228% | 0.007809% | 0.01228% | 0.008295% | 0.01218% | 0.01486% | 0.01486%
3200 | 0.01679% | 0.01262% | 0.01557% | 0.01001% | 0.01412% | 0.01042% | 0.01261% | 0.01296% | 0.01432% | 0.01296% | 0.01412% | 0.01001% | 0.01412% | 0.01131% | 0.015% | 0.01001% | 0.01412% | 0.01042% | 0.01261% | 0.01296% | 0.01432% | 0.01432% | 0.01296% | 0.01412% | 0.01001% | 0.01412% | 0.01131% | 0.015% | 0.01679% | 0.01679%
3201 | 0.01845% | 0.01599% | 0.01666% | 0.0116% | 0.01573% | 0.011% | 0.01431% | 0.01344% | 0.01551% | 0.01344% | 0.01573% | 0.0116% | 0.01573% | 0.01294% | 0.01718% | 0.0116% | 0.01573% | 0.011% | 0.01431% | 0.01344% | 0.01551% | 0.01551% | 0.01344% | 0.01573% | 0.0116% | 0.01573% | 0.01294% | 0.01718% | 0.01845% | 0.01845%
3202 | 0.01982% | 0.01877% | 0.01803% | 0.01281% | 0.01663% | 0.01176% | 0.01573% | 0.01384% | 0.01592% | 0.01384% | 0.01663% | 0.01281% | 0.01663% | 0.01392% | 0.01874% | 0.01281% | 0.01663% | 0.01176% | 0.01573% | 0.01384% | 0.01592% | 0.01592% | 0.01384% | 0.01663% | 0.01281% | 0.01663% | 0.01392% | 0.01874% | 0.01982% | 0.01982%
3203 | 0.02069% | 0.01984% | 0.01912% | 0.01387% | 0.01675% | 0.01195% | 0.01648% | 0.01362% | 0.01591% | 0.01362% | 0.01675% | 0.01387% | 0.01675% | 0.01473% | 0.01975% | 0.01387% | 0.01675% | 0.01195% | 0.01648% | 0.01362% | 0.01591% | 0.01591% | 0.01362% | 0.01675% | 0.01387% | 0.01675% | 0.01473% | 0.01975% | 0.02069% | 0.02069%
3204 | 0.02106% | 0.01977% | 0.02023% | 0.01483% | 0.01642% | 0.01167% | 0.01665% | 0.01291% | 0.01572% | 0.01291% | 0.01642% | 0.01483% | 0.01642% | 0.01547% | 0.02017% | 0.01483% | 0.01642% | 0.01167% | 0.01665% | 0.01291% | 0.01572% | 0.01572% | 0.01291% | 0.01642% | 0.01483% | 0.01642% | 0.01547% | 0.02017% | 0.02106% | 0.02106%
3205 | 0.02038% | 0.0191% | 0.02097% | 0.01555% | 0.0156% | 0.01104% | 0.01645% | 0.01218% | 0.01516% | 0.01218% | 0.0156% | 0.01555% | 0.0156% | 0.0161% | 0.02017% | 0.01555% | 0.0156% | 0.01104% | 0.01645% | 0.01218% | 0.01516% | 0.01516% | 0.01218% | 0.0156% | 0.01555% | 0.0156% | 0.0161% | 0.02017% | 0.02038% | 0.02038%
3206 | 0.01873% | 0.0166% | 0.02039% | 0.01596% | 0.01447% | 0.0104% | 0.0157% | 0.01186% | 0.01421% | 0.01186% | 0.01447% | 0.01596% | 0.01447% | 0.01642% | 0.01985% | 0.01596% | 0.01447% | 0.0104% | 0.0157% | 0.01186% | 0.01421% | 0.01421% | 0.01186% | 0.01447% | 0.01596% | 0.01447% | 0.01642% | 0.01985% | 0.01873% | 0.01873%
3207 | 0.01704% | 0.01406% | 0.01992% | 0.01613% | 0.01359% | 0.009852% | 0.01445% | 0.01232% | 0.01352% | 0.01232% | 0.01359% | 0.01613% | 0.01359% | 0.01635% | 0.0188% | 0.01613% | 0.01359% | 0.009852% | 0.01445% | 0.01232% | 0.01352% | 0.01352% | 0.01232% | 0.01359% | 0.01613% | 0.01359% | 0.01635% | 0.0188% | 0.01704% | 0.01704%
3208 | 0.0145% | 0.01255% | 0.01773% | 0.0158% | 0.01266% | 0.00935% | 0.01283% | 0.01062% | 0.01288% | 0.01062% | 0.01266% | 0.0158% | 0.01266% | 0.01552% | 0.01664% | 0.0158% | 0.01266% | 0.00935% | 0.01283% | 0.01062% | 0.01288% | 0.01288% | 0.01062% | 0.01266% | 0.0158% | 0.01266% | 0.01552% | 0.01664% | 0.0145% | 0.0145%
3209 | 0.01182% | 0.0105% | 0.01609% | 0.01503% | 0.0114% | 0.008866% | 0.01126% | 0.01027% | 0.01201% | 0.01027% | 0.0114% | 0.01503% | 0.0114% | 0.01421% | 0.01383% | 0.01503% | 0.0114% | 0.008866% | 0.01126% | 0.01027% | 0.01201% | 0.01201% | 0.01027% | 0.0114% | 0.01503% | 0.0114% | 0.01421% | 0.01383% | 0.01182% | 0.01182%
3210 | 0.009636% | 0.009593% | 0.01498% | 0.01414% | 0.0101% | 0.009003% | 0.01012% | 0.01002% | 0.01085% | 0.01002% | 0.0101% | 0.01414% | 0.0101% | 0.01297% | 0.01096% | 0.01414% | 0.0101% | 0.009003% | 0.01012% | 0.01002% | 0.01085% | 0.01085% | 0.01002% | 0.0101% | 0.01414% | 0.0101% | 0.01297% | 0.01096% | 0.009636% | 0.009636%
3211 | 0.008292% | 0.009011% | 0.01206% | 0.0131% | 0.00908% | 0.009486% | 0.009424% | 0.00974% | 0.009784% | 0.00974% | 0.00908% | 0.0131% | 0.00908% | 0.01207% | 0.009175% | 0.0131% | 0.00908% | 0.009486% | 0.009424% | 0.00974% | 0.009784% | 0.009784% | 0.00974% | 0.00908% | 0.0131% | 0.00908% | 0.01207% | 0.009175% | 0.008292% | 0.008292%
3212 | 0.008843% | 0.008807% | 0.009352% | 0.01282% | 0.009072% | 0.01043% | 0.0103% | 0.009991% | 0.009159% | 0.009991% | 0.009072% | 0.01282% | 0.009072% | 0.01226% | 0.009926% | 0.01282% | 0.009072% | 0.01043% | 0.0103% | 0.009991% | 0.009159% | 0.009159% | 0.009991% | 0.009072% | 0.01282% | 0.009072% | 0.01226% | 0.009926% | 0.008843% | 0.008843%
3213 | 0.007278% | 0.008556% | 0.0072% | 0.01116% | 0.00868% | 0.01047% | 0.009686% | 0.01029% | 0.008744% | 0.01029% | 0.00868% | 0.01116% | 0.00868% | 0.01041% | 0.009111% | 0.01116% | 0.00868% | 0.01047% | 0.009686% | 0.01029% | 0.008744% | 0.008744% | 0.01029% | 0.00868% | 0.01116% | 0.00868% | 0.01041% | 0.009111% | 0.007278% | 0.007278%
3214 | 0.006914% | 0.008497% | 0.006524% | 0.008825% | 0.008525% | 0.01063% | 0.009032% | 0.01054% | 0.008581% | 0.01054% | 0.008525% | 0.008825% | 0.008525% | 0.007264% | 0.008354% | 0.008825% | 0.008525% | 0.01063% | 0.009032% | 0.01054% | 0.008581% | 0.008581% | 0.01054% | 0.008525% | 0.008825% | 0.008525% | 0.007264% | 0.008354% | 0.006914% | 0.006914%
3215 | 0.00675% | 0.008367% | 0.006466% | 0.007257% | 0.008406% | 0.01077% | 0.008651% | 0.01058% | 0.008506% | 0.01058% | 0.008406% | 0.007257% | 0.008406% | 0.005254% | 0.007767% | 0.007257% | 0.008406% | 0.01077% | 0.008651% | 0.01058% | 0.008506% | 0.008506% | 0.01058% | 0.008406% | 0.007257% | 0.008406% | 0.005254% | 0.007767% | 0.00675% | 0.00675%
3216 | 0.006388% | 0.008074% | 0.006169% | 0.006402% | 0.008121% | 0.01112% | 0.008225% | 0.009006% | 0.008246% | 0.009006% | 0.008121% | 0.006402% | 0.008121% | 0.004874% | 0.007117% | 0.006402% | 0.008121% | 0.01112% | 0.008225% | 0.009006% | 0.008246% | 0.008246% | 0.009006% | 0.008121% | 0.006402% | 0.008121% | 0.004874% | 0.007117% | 0.006388% | 0.006388%
3217 | 0.00684% | 0.008221% | 0.00659% | 0.005914% | 0.008246% | 0.01097% | 0.008438% | 0.007585% | 0.008451% | 0.007585% | 0.008246% | 0.005914% | 0.008246% | 0.004687% | 0.006916% | 0.005914% | 0.008246% | 0.01097% | 0.008438% | 0.007585% | 0.008451% | 0.008451% | 0.007585% | 0.008246% | 0.005914% | 0.008246% | 0.004687% | 0.006916% | 0.00684% | 0.00684%
3218 | 0.006897% | 0.008176% | 0.006564% | 0.005746% | 0.008248% | 0.01102% | 0.008436% | 0.006565% | 0.008694% | 0.006565% | 0.008248% | 0.005746% | 0.008248% | 0.004685% | 0.006939% | 0.005746% | 0.008248% | 0.01102% | 0.008436% | 0.006565% | 0.008694% | 0.008694% | 0.006565% | 0.008248% | 0.005746% | 0.008248% | 0.004685% | 0.006939% | 0.006897% | 0.006897%
3219 | 0.007227% | 0.008106% | 0.006551% | 0.005706% | 0.008356% | 0.01113% | 0.008497% | 0.005799% | 0.009226% | 0.005799% | 0.008356% | 0.005706% | 0.008356% | 0.004882% | 0.00718% | 0.005706% | 0.008356% | 0.01113% | 0.008497% | 0.005799% | 0.009226% | 0.009226% | 0.005799% | 0.008356% | 0.005706% | 0.008356% | 0.004882% | 0.00718% | 0.007227% | 0.007227%
3220 | 0.008216% | 0.00809% | 0.00661% | 0.00582% | 0.00882% | 0.01132% | 0.008783% | 0.005726% | 0.009914% | 0.005726% | 0.00882% | 0.00582% | 0.00882% | 0.005273% | 0.007867% | 0.00582% | 0.00882% | 0.01132% | 0.008783% | 0.005726% | 0.009914% | 0.009914% | 0.005726% | 0.00882% | 0.00582% | 0.00882% | 0.005273% | 0.007867% | 0.008216% | 0.008216%
3221 | 0.009537% | 0.008616% | 0.005996% | 0.006054% | 0.009333% | 0.01072% | 0.008706% | 0.006552% | 0.01065% | 0.006552% | 0.009333% | 0.006054% | 0.009333% | 0.005244% | 0.008184% | 0.006054% | 0.009333% | 0.01072% | 0.008706% | 0.006552% | 0.01065% | 0.01065% | 0.006552% | 0.009333% | 0.006054% | 0.009333% | 0.005244% | 0.008184% | 0.009537% | 0.009537%
3222 | 0.0132% | 0.008562% | 0.009675% | 0.006126% | 0.01056% | 0.01031% | 0.008906% | 0.008115% | 0.01222% | 0.008115% | 0.01056% | 0.006126% | 0.01056% | 0.005859% | 0.009125% | 0.006126% | 0.01056% | 0.01031% | 0.008906% | 0.008115% | 0.01222% | 0.01222% | 0.008115% | 0.01056% | 0.006126% | 0.01056% | 0.005859% | 0.009125% | 0.0132% | 0.0132%
3223 | 0.01538% | 0.009899% | 0.01341% | 0.007771% | 0.01245% | 0.01019% | 0.01071% | 0.01077% | 0.01366% | 0.01077% | 0.01245% | 0.007771% | 0.01245% | 0.008317% | 0.01217% | 0.007771% | 0.01245% | 0.01019% | 0.01071% | 0.01077% | 0.01366% | 0.01366% | 0.01077% | 0.01245% | 0.007771% | 0.01245% | 0.008317% | 0.01217% | 0.01538% | 0.01538%
3224 | 0.01764% | 0.01312% | 0.01589% | 0.01012% | 0.01436% | 0.01033% | 0.01259% | 0.01321% | 0.01482% | 0.01321% | 0.01436% | 0.01012% | 0.01436% | 0.01146% | 0.015% | 0.01012% | 0.01436% | 0.01033% | 0.01259% | 0.01321% | 0.01482% | 0.01482% | 0.01321% | 0.01436% | 0.01012% | 0.01436% | 0.01146% | 0.015% | 0.01764% | 0.01764%
3225 | 0.01949% | 0.01654% | 0.01739% | 0.01184% | 0.01587% | 0.01089% | 0.01434% | 0.01359% | 0.01579% | 0.01359% | 0.01587% | 0.01184% | 0.01587% | 0.0132% | 0.0172% | 0.01184% | 0.01587% | 0.01089% | 0.01434% | 0.01359% | 0.01579% | 0.01579% | 0.01359% | 0.01587% | 0.01184% | 0.01587% | 0.0132% | 0.0172% | 0.01949% | 0.01949%
3226 | 0.02105% | 0.01915% | 0.01923% | 0.01322% | 0.01674% | 0.01145% | 0.01575% | 0.01393% | 0.01619% | 0.01393% | 0.01674% | 0.01322% | 0.01674% | 0.01417% | 0.01875% | 0.01322% | 0.01674% | 0.01145% | 0.01575% | 0.01393% | 0.01619% | 0.01619% | 0.01393% | 0.01674% | 0.01322% | 0.01674% | 0.01417% | 0.01875% | 0.02105% | 0.02105%
3227 | 0.02212% | 0.0201% | 0.02068% | 0.01443% | 0.01687% | 0.01169% | 0.01655% | 0.01366% | 0.01612% | 0.01366% | 0.01687% | 0.01443% | 0.01687% | 0.01501% | 0.01978% | 0.01443% | 0.01687% | 0.01169% | 0.01655% | 0.01366% | 0.01612% | 0.01612% | 0.01366% | 0.01687% | 0.01443% | 0.01687% | 0.01501% | 0.01978% | 0.02212% | 0.02212%
3228 | 0.0224% | 0.01983% | 0.02171% | 0.01541% | 0.01661% | 0.01136% | 0.01678% | 0.01305% | 0.01606% | 0.01305% | 0.01661% | 0.01541% | 0.01661% | 0.01573% | 0.0202% | 0.01541% | 0.01661% | 0.01136% | 0.01678% | 0.01305% | 0.01606% | 0.01606% | 0.01305% | 0.01661% | 0.01541% | 0.01661% | 0.01573% | 0.0202% | 0.0224% | 0.0224%
3229 | 0.02156% | 0.01906% | 0.02199% | 0.01606% | 0.01578% | 0.01042% | 0.01654% | 0.01238% | 0.01569% | 0.01238% | 0.01578% | 0.01606% | 0.01578% | 0.01628% | 0.02019% | 0.01606% | 0.01578% | 0.01042% | 0.01654% | 0.01238% | 0.01569% | 0.01569% | 0.01238% | 0.01578% | 0.01606% | 0.01578% | 0.01628% | 0.02019% | 0.02156% | 0.02156%
3230 | 0.01985% | 0.0165% | 0.02106% | 0.0164% | 0.01471% | 0.009447% | 0.0157% | 0.0123% | 0.01503% | 0.0123% | 0.01471% | 0.0164% | 0.01471% | 0.01645% | 0.01985% | 0.0164% | 0.01471% | 0.009447% | 0.0157% | 0.0123% | 0.01503% | 0.01503% | 0.0123% | 0.01471% | 0.0164% | 0.01471% | 0.01645% | 0.01985% | 0.01985% | 0.01985%
3231 | 0.01776% | 0.01401% | 0.02014% | 0.01636% | 0.0137% | 0.008728% | 0.01426% | 0.0128% | 0.01432% | 0.0128% | 0.0137% | 0.01636% | 0.0137% | 0.01615% | 0.01878% | 0.01636% | 0.0137% | 0.008728% | 0.01426% | 0.0128% | 0.01432% | 0.01432% | 0.0128% | 0.0137% | 0.01636% | 0.0137% | 0.01615% | 0.01878% | 0.01776% | 0.01776%
3232 | 0.01503% | 0.01241% | 0.01783% | 0.01603% | 0.01277% | 0.008552% | 0.0126% | 0.01113% | 0.01366% | 0.01113% | 0.01277% | 0.01603% | 0.01277% | 0.01535% | 0.01661% | 0.01603% | 0.01277% | 0.008552% | 0.0126% | 0.01113% | 0.01366% | 0.01366% | 0.01113% | 0.01277% | 0.01603% | 0.01277% | 0.01535% | 0.01661% | 0.01503% | 0.01503%
3233 | 0.01223% | 0.01037% | 0.01614% | 0.0153% | 0.01163% | 0.008633% | 0.01122% | 0.01094% | 0.01282% | 0.01094% | 0.01163% | 0.0153% | 0.01163% | 0.01419% | 0.01383% | 0.0153% | 0.01163% | 0.008633% | 0.01122% | 0.01094% | 0.01282% | 0.01282% | 0.01094% | 0.01163% | 0.0153% | 0.01163% | 0.01419% | 0.01383% | 0.01223% | 0.01223%
3234 | 0.009946% | 0.009505% | 0.01493% | 0.01441% | 0.0104% | 0.009022% | 0.01018% | 0.01066% | 0.01166% | 0.01066% | 0.0104% | 0.01441% | 0.0104% | 0.01305% | 0.01098% | 0.01441% | 0.0104% | 0.009022% | 0.01018% | 0.01066% | 0.01166% | 0.01166% | 0.01066% | 0.0104% | 0.01441% | 0.0104% | 0.01305% | 0.01098% | 0.009946% | 0.009946%
3235 | 0.008485% | 0.008929% | 0.01194% | 0.01328% | 0.009278% | 0.009522% | 0.009433% | 0.01023% | 0.01037% | 0.01023% | 0.009278% | 0.01328% | 0.009278% | 0.01214% | 0.009178% | 0.01328% | 0.009278% | 0.009522% | 0.009433% | 0.01023% | 0.01037% | 0.01037% | 0.01023% | 0.009278% | 0.01328% | 0.009278% | 0.01214% | 0.009178% | 0.008485% | 0.008485%
3236 | 0.00891% | 0.00876% | 0.009157% | 0.01289% | 0.009114% | 0.01044% | 0.01025% | 0.01026% | 0.009397% | 0.01026% | 0.009114% | 0.01289% | 0.009114% | 0.0123% | 0.009908% | 0.01289% | 0.009114% | 0.01044% | 0.01025% | 0.01026% | 0.009397% | 0.009397% | 0.01026% | 0.009114% | 0.01289% | 0.009114% | 0.0123% | 0.009908% | 0.00891% | 0.00891%
3237 | 0.007313% | 0.008562% | 0.00719% | 0.0112% | 0.008669% | 0.01054% | 0.009622% | 0.01045% | 0.008887% | 0.01045% | 0.008669% | 0.0112% | 0.008669% | 0.01043% | 0.009105% | 0.0112% | 0.008669% | 0.01054% | 0.009622% | 0.01045% | 0.008887% | 0.008887% | 0.01045% | 0.008669% | 0.0112% | 0.008669% | 0.01043% | 0.009105% | 0.007313% | 0.007313%
3238 | 0.006956% | 0.008332% | 0.006493% | 0.008826% | 0.008495% | 0.01083% | 0.008976% | 0.01058% | 0.008654% | 0.01058% | 0.008495% | 0.008826% | 0.008495% | 0.007271% | 0.00835% | 0.008826% | 0.008495% | 0.01083% | 0.008976% | 0.01058% | 0.008654% | 0.008654% | 0.01058% | 0.008495% | 0.008826% | 0.008495% | 0.007271% | 0.00835% | 0.006956% | 0.006956%
3239 | 0.006788% | 0.008237% | 0.006469% | 0.007253% | 0.008364% | 0.01097% | 0.008602% | 0.01053% | 0.008542% | 0.01053% | 0.008364% | 0.007253% | 0.008364% | 0.005264% | 0.007764% | 0.007253% | 0.008364% | 0.01097% | 0.008602% | 0.01053% | 0.008542% | 0.008542% | 0.01053% | 0.008364% | 0.007253% | 0.008364% | 0.005264% | 0.007764% | 0.006788% | 0.006788%
3240 | 0.00679% | 0.008151% | 0.00641% | 0.006351% | 0.00828% | 0.01103% | 0.00846% | 0.0089% | 0.008433% | 0.0089% | 0.00828% | 0.006351% | 0.00828% | 0.004792% | 0.00714% | 0.006351% | 0.00828% | 0.01103% | 0.00846% | 0.0089% | 0.008433% | 0.008433% | 0.0089% | 0.00828% | 0.006351% | 0.00828% | 0.004792% | 0.00714% | 0.00679% | 0.00679%
3241 | 0.006822% | 0.008027% | 0.006523% | 0.005917% | 0.008212% | 0.01121% | 0.008413% | 0.00752% | 0.008388% | 0.00752% | 0.008212% | 0.005917% | 0.008212% | 0.004744% | 0.006916% | 0.005917% | 0.008212% | 0.01121% | 0.008413% | 0.00752% | 0.008388% | 0.008388% | 0.00752% | 0.008212% | 0.005917% | 0.008212% | 0.004744% | 0.006916% | 0.006822% | 0.006822%
3242 | 0.006886% | 0.007928% | 0.006508% | 0.005765% | 0.008232% | 0.01128% | 0.008416% | 0.006479% | 0.008592% | 0.006479% | 0.008232% | 0.005765% | 0.008232% | 0.004762% | 0.006942% | 0.005765% | 0.008232% | 0.01128% | 0.008416% | 0.006479% | 0.008592% | 0.008592% | 0.006479% | 0.008232% | 0.005765% | 0.008232% | 0.004762% | 0.006942% | 0.006886% | 0.006886%
3243 | 0.007161% | 0.007789% | 0.006467% | 0.005726% | 0.008321% | 0.01137% | 0.008474% | 0.005703% | 0.00902% | 0.005703% | 0.008321% | 0.005726% | 0.008321% | 0.004946% | 0.007186% | 0.005726% | 0.008321% | 0.01137% | 0.008474% | 0.005703% | 0.00902% | 0.00902% | 0.005703% | 0.008321% | 0.005726% | 0.008321% | 0.004946% | 0.007186% | 0.007161% | 0.007161%
3244 | 0.008172% | 0.007806% | 0.006572% | 0.005851% | 0.00875% | 0.01146% | 0.008736% | 0.005636% | 0.009614% | 0.005636% | 0.00875% | 0.005851% | 0.00875% | 0.00532% | 0.007875% | 0.005851% | 0.00875% | 0.01146% | 0.008736% | 0.005636% | 0.009614% | 0.009614% | 0.005636% | 0.00875% | 0.005851% | 0.00875% | 0.00532% | 0.007875% | 0.008172% | 0.008172%
3245 | 0.009356% | 0.008422% | 0.005945% | 0.006077% | 0.009218% | 0.01088% | 0.008619% | 0.006533% | 0.0103% | 0.006533% | 0.009218% | 0.006077% | 0.009218% | 0.005229% | 0.008179% | 0.006077% | 0.009218% | 0.01088% | 0.008619% | 0.006533% | 0.0103% | 0.0103% | 0.006533% | 0.009218% | 0.006077% | 0.009218% | 0.005229% | 0.008179% | 0.009356% | 0.009356%
3246 | 0.01326% | 0.008272% | 0.009701% | 0.006128% | 0.01037% | 0.01036% | 0.008817% | 0.008073% | 0.0117% | 0.008073% | 0.01037% | 0.006128% | 0.01037% | 0.005779% | 0.009125% | 0.006128% | 0.01037% | 0.01036% | 0.008817% | 0.008073% | 0.0117% | 0.0117% | 0.008073% | 0.01037% | 0.006128% | 0.01037% | 0.005779% | 0.009125% | 0.01326% | 0.01326%
3247 | 0.01523% | 0.009559% | 0.01349% | 0.007692% | 0.01216% | 0.01018% | 0.01057% | 0.01047% | 0.0131% | 0.01047% | 0.01216% | 0.007692% | 0.01216% | 0.008132% | 0.01217% | 0.007692% | 0.01216% | 0.01018% | 0.01057% | 0.01047% | 0.0131% | 0.0131% | 0.01047% | 0.01216% | 0.007692% | 0.01216% | 0.008132% | 0.01217% | 0.01523% | 0.01523%
3248 | 0.01717% | 0.01271% | 0.01564% | 0.00989% | 0.01396% | 0.01026% | 0.01235% | 0.01283% | 0.0144% | 0.01283% | 0.01396% | 0.00989% | 0.01396% | 0.01114% | 0.01499% | 0.00989% | 0.01396% | 0.01026% | 0.01235% | 0.01283% | 0.0144% | 0.0144% | 0.01283% | 0.01396% | 0.00989% | 0.01396% | 0.01114% | 0.01499% | 0.01717% | 0.01717%
3249 | 0.01859% | 0.01602% | 0.01662% | 0.01153% | 0.01545% | 0.01057% | 0.01398% | 0.01322% | 0.0155% | 0.01322% | 0.01545% | 0.01153% | 0.01545% | 0.01283% | 0.01717% | 0.01153% | 0.01545% | 0.01057% | 0.01398% | 0.01322% | 0.0155% | 0.0155% | 0.01322% | 0.01545% | 0.01153% | 0.01545% | 0.01283% | 0.01717% | 0.01859% | 0.01859%
3250 | 0.01982% | 0.01872% | 0.01808% | 0.01284% | 0.01635% | 0.01102% | 0.01539% | 0.01357% | 0.01588% | 0.01357% | 0.01635% | 0.01284% | 0.01635% | 0.01378% | 0.01871% | 0.01284% | 0.01635% | 0.01102% | 0.01539% | 0.01357% | 0.01588% | 0.01588% | 0.01357% | 0.01635% | 0.01284% | 0.01635% | 0.01378% | 0.01871% | 0.01982% | 0.01982%
3251 | 0.02086% | 0.01987% | 0.01969% | 0.01408% | 0.01654% | 0.01118% | 0.01623% | 0.01331% | 0.01579% | 0.01331% | 0.01654% | 0.01408% | 0.01654% | 0.01466% | 0.01974% | 0.01408% | 0.01654% | 0.01118% | 0.01623% | 0.01331% | 0.01579% | 0.01579% | 0.01331% | 0.01654% | 0.01408% | 0.01654% | 0.01466% | 0.01974% | 0.02086% | 0.02086%
3252 | 0.02125% | 0.0197% | 0.02116% | 0.01507% | 0.01619% | 0.01077% | 0.01644% | 0.01251% | 0.01554% | 0.01251% | 0.01619% | 0.01507% | 0.01619% | 0.01533% | 0.02017% | 0.01507% | 0.01619% | 0.01077% | 0.01644% | 0.01251% | 0.01554% | 0.01554% | 0.01251% | 0.01619% | 0.01507% | 0.01619% | 0.01533% | 0.02017% | 0.02125% | 0.02125%
3253 | 0.02026% | 0.019% | 0.02149% | 0.01565% | 0.01534% | 0.009693% | 0.01618% | 0.01182% | 0.01506% | 0.01182% | 0.01534% | 0.01565% | 0.01534% | 0.01585% | 0.02016% | 0.01565% | 0.01534% | 0.009693% | 0.01618% | 0.01182% | 0.01506% | 0.01506% | 0.01182% | 0.01534% | 0.01565% | 0.01534% | 0.01585% | 0.02016% | 0.02026% | 0.02026%
3254 | 0.01831% | 0.01651% | 0.02022% | 0.0158% | 0.0142% | 0.008691% | 0.01526% | 0.01166% | 0.0143% | 0.01166% | 0.0142% | 0.0158% | 0.0142% | 0.01591% | 0.01981% | 0.0158% | 0.0142% | 0.008691% | 0.01526% | 0.01166% | 0.0143% | 0.0143% | 0.01166% | 0.0142% | 0.0158% | 0.0142% | 0.01591% | 0.01981% | 0.01831% | 0.01831%
3255 | 0.01666% | 0.01396% | 0.01951% | 0.01589% | 0.01333% | 0.008081% | 0.01389% | 0.01221% | 0.01377% | 0.01221% | 0.01333% | 0.01589% | 0.01333% | 0.01572% | 0.01874% | 0.01589% | 0.01333% | 0.008081% | 0.01389% | 0.01221% | 0.01377% | 0.01377% | 0.01221% | 0.01333% | 0.01589% | 0.01333% | 0.01572% | 0.01874% | 0.01666% | 0.01666%
3256 | 0.01451% | 0.01244% | 0.01754% | 0.01574% | 0.01249% | 0.007995% | 0.01235% | 0.0107% | 0.0133% | 0.0107% | 0.01249% | 0.01574% | 0.01249% | 0.01501% | 0.0166% | 0.01574% | 0.01249% | 0.007995% | 0.01235% | 0.0107% | 0.0133% | 0.0133% | 0.0107% | 0.01249% | 0.01574% | 0.01249% | 0.01501% | 0.0166% | 0.01451% | 0.01451%
3257 | 0.01193% | 0.01038% | 0.01594% | 0.01504% | 0.01129% | 0.008144% | 0.01092% | 0.01044% | 0.01245% | 0.01044% | 0.01129% | 0.01504% | 0.01129% | 0.01387% | 0.01382% | 0.01504% | 0.01129% | 0.008144% | 0.01092% | 0.01044% | 0.01245% | 0.01245% | 0.01044% | 0.01129% | 0.01504% | 0.01129% | 0.01387% | 0.01382% | 0.01193% | 0.01193%
3258 | 0.009427% | 0.009386% | 0.01437% | 0.01406% | 0.009981% | 0.00874% | 0.009828% | 0.01003% | 0.01115% | 0.01003% | 0.009981% | 0.01406% | 0.009981% | 0.01274% | 0.01095% | 0.01406% | 0.009981% | 0.00874% | 0.009828% | 0.01003% | 0.01115% | 0.01115% | 0.01003% | 0.009981% | 0.01406% | 0.009981% | 0.01274% | 0.01095% | 0.009427% | 0.009427%
3259 | 0.007731% | 0.008727% | 0.01131% | 0.01291% | 0.008863% | 0.009421% | 0.009081% | 0.00963% | 0.009838% | 0.00963% | 0.008863% | 0.01291% | 0.008863% | 0.01185% | 0.008958% | 0.01291% | 0.008863% | 0.009421% | 0.009081% | 0.00963% | 0.009838% | 0.009838% | 0.00963% | 0.008863% | 0.01291% | 0.008863% | 0.01185% | 0.008958% | 0.007731% | 0.007731%
3260 | 0.008694% | 0.008624% | 0.009044% | 0.01282% | 0.008997% | 0.01041% | 0.01016% | 0.009979% | 0.009225% | 0.009979% | 0.008997% | 0.01282% | 0.008997% | 0.01223% | 0.009865% | 0.01282% | 0.008997% | 0.01041% | 0.01016% | 0.009979% | 0.009225% | 0.009225% | 0.009979% | 0.008997% | 0.01282% | 0.008997% | 0.01223% | 0.009865% | 0.008694% | 0.008694%
3261 | 0.007282% | 0.008415% | 0.007142% | 0.01127% | 0.008639% | 0.01049% | 0.009605% | 0.01035% | 0.008839% | 0.01035% | 0.008639% | 0.01127% | 0.008639% | 0.01057% | 0.009111% | 0.01127% | 0.008639% | 0.01049% | 0.009605% | 0.01035% | 0.008839% | 0.008839% | 0.01035% | 0.008639% | 0.01127% | 0.008639% | 0.01057% | 0.009111% | 0.007282% | 0.007282%
3262 | 0.006936% | 0.008296% | 0.006449% | 0.008956% | 0.008475% | 0.01062% | 0.008977% | 0.01059% | 0.008662% | 0.01059% | 0.008475% | 0.008956% | 0.008475% | 0.007462% | 0.008351% | 0.008956% | 0.008475% | 0.01062% | 0.008977% | 0.01059% | 0.008662% | 0.008662% | 0.01059% | 0.008475% | 0.008956% | 0.008475% | 0.007462% | 0.008351% | 0.006936% | 0.006936%
3263 | 0.006777% | 0.008231% | 0.006463% | 0.007339% | 0.008356% | 0.01069% | 0.008607% | 0.01059% | 0.008591% | 0.01059% | 0.008356% | 0.007339% | 0.008356% | 0.005334% | 0.007762% | 0.007339% | 0.008356% | 0.01069% | 0.008607% | 0.01059% | 0.008591% | 0.008591% | 0.01059% | 0.008356% | 0.007339% | 0.008356% | 0.005334% | 0.007762% | 0.006777% | 0.006777%
3264 | 0.006808% | 0.008099% | 0.006476% | 0.006378% | 0.008278% | 0.01082% | 0.008458% | 0.00895% | 0.008487% | 0.00895% | 0.008278% | 0.006378% | 0.008278% | 0.00479% | 0.007135% | 0.006378% | 0.008278% | 0.01082% | 0.008458% | 0.00895% | 0.008487% | 0.008487% | 0.00895% | 0.008278% | 0.006378% | 0.008278% | 0.00479% | 0.007135% | 0.006808% | 0.006808%
3265 | 0.006824% | 0.008128% | 0.006545% | 0.005873% | 0.008203% | 0.01078% | 0.008419% | 0.007561% | 0.008505% | 0.007561% | 0.008203% | 0.005873% | 0.008203% | 0.00461% | 0.006906% | 0.005873% | 0.008203% | 0.01078% | 0.008419% | 0.007561% | 0.008505% | 0.008505% | 0.007561% | 0.008203% | 0.005873% | 0.008203% | 0.00461% | 0.006906% | 0.006824% | 0.006824%
3266 | 0.006834% | 0.008059% | 0.006505% | 0.005716% | 0.008203% | 0.01089% | 0.008414% | 0.006486% | 0.00866% | 0.006486% | 0.008203% | 0.005716% | 0.008203% | 0.00461% | 0.006932% | 0.005716% | 0.008203% | 0.01089% | 0.008414% | 0.006486% | 0.00866% | 0.00866% | 0.006486% | 0.008203% | 0.005716% | 0.008203% | 0.00461% | 0.006932% | 0.006834% | 0.006834%
3267 | 0.007141% | 0.007984% | 0.006474% | 0.005675% | 0.008304% | 0.01097% | 0.008478% | 0.005717% | 0.009104% | 0.005717% | 0.008304% | 0.005675% | 0.008304% | 0.004787% | 0.007179% | 0.005675% | 0.008304% | 0.01097% | 0.008478% | 0.005717% | 0.009104% | 0.009104% | 0.005717% | 0.008304% | 0.005675% | 0.008304% | 0.004787% | 0.007179% | 0.007141% | 0.007141%
3268 | 0.008097% | 0.007911% | 0.006521% | 0.005777% | 0.008749% | 0.01107% | 0.008748% | 0.005664% | 0.009757% | 0.005664% | 0.008749% | 0.005777% | 0.008749% | 0.005148% | 0.007859% | 0.005777% | 0.008749% | 0.01107% | 0.008748% | 0.005664% | 0.009757% | 0.009757% | 0.005664% | 0.008749% | 0.005777% | 0.008749% | 0.005148% | 0.007859% | 0.008097% | 0.008097%
3269 | 0.009376% | 0.008557% | 0.00595% | 0.005979% | 0.009203% | 0.01043% | 0.008588% | 0.00651% | 0.0105% | 0.00651% | 0.009203% | 0.005979% | 0.009203% | 0.005058% | 0.008123% | 0.005979% | 0.009203% | 0.01043% | 0.008588% | 0.00651% | 0.0105% | 0.0105% | 0.00651% | 0.009203% | 0.005979% | 0.009203% | 0.005058% | 0.008123% | 0.009376% | 0.009376%
3270 | 0.01307% | 0.008468% | 0.009633% | 0.006097% | 0.01045% | 0.01004% | 0.008847% | 0.008099% | 0.0121% | 0.008099% | 0.01045% | 0.006097% | 0.01045% | 0.005717% | 0.009119% | 0.006097% | 0.01045% | 0.01004% | 0.008847% | 0.008099% | 0.0121% | 0.0121% | 0.008099% | 0.01045% | 0.006097% | 0.01045% | 0.005717% | 0.009119% | 0.01307% | 0.01307%
3271 | 0.01535% | 0.009749% | 0.01342% | 0.007764% | 0.01238% | 0.01014% | 0.01069% | 0.01074% | 0.01364% | 0.01074% | 0.01238% | 0.007764% | 0.01238% | 0.008207% | 0.01217% | 0.007764% | 0.01238% | 0.01014% | 0.01069% | 0.01074% | 0.01364% | 0.01364% | 0.01074% | 0.01238% | 0.007764% | 0.01238% | 0.008207% | 0.01217% | 0.01535% | 0.01535%
3272 | 0.01741% | 0.01284% | 0.01571% | 0.01011% | 0.01442% | 0.01039% | 0.01256% | 0.01338% | 0.01512% | 0.01338% | 0.01442% | 0.01011% | 0.01442% | 0.01128% | 0.015% | 0.01011% | 0.01442% | 0.01039% | 0.01256% | 0.01338% | 0.01512% | 0.01512% | 0.01338% | 0.01442% | 0.01011% | 0.01442% | 0.01128% | 0.015% | 0.01741% | 0.01741%
3273 | 0.01926% | 0.01614% | 0.01709% | 0.01192% | 0.01613% | 0.0108% | 0.01432% | 0.014% | 0.01645% | 0.014% | 0.01613% | 0.01192% | 0.01613% | 0.01289% | 0.0172% | 0.01192% | 0.01613% | 0.0108% | 0.01432% | 0.014% | 0.01645% | 0.01645% | 0.014% | 0.01613% | 0.01192% | 0.01613% | 0.01289% | 0.0172% | 0.01926% | 0.01926%
3274 | 0.02104% | 0.01891% | 0.01883% | 0.01339% | 0.0172% | 0.01138% | 0.01586% | 0.01458% | 0.01703% | 0.01458% | 0.0172% | 0.01339% | 0.0172% | 0.01377% | 0.01878% | 0.01339% | 0.0172% | 0.01138% | 0.01586% | 0.01458% | 0.01703% | 0.01703% | 0.01458% | 0.0172% | 0.01339% | 0.0172% | 0.01377% | 0.01878% | 0.02104% | 0.02104%
3275 | 0.02263% | 0.02003% | 0.02024% | 0.01476% | 0.01762% | 0.01208% | 0.0168% | 0.0147% | 0.01725% | 0.0147% | 0.01762% | 0.01476% | 0.01762% | 0.01457% | 0.01981% | 0.01476% | 0.01762% | 0.01208% | 0.0168% | 0.0147% | 0.01725% | 0.01725% | 0.0147% | 0.01762% | 0.01476% | 0.01762% | 0.01457% | 0.01981% | 0.02263% | 0.02263%
3276 | 0.02305% | 0.01982% | 0.02132% | 0.0158% | 0.01751% | 0.01208% | 0.01711% | 0.01418% | 0.01723% | 0.01418% | 0.01751% | 0.0158% | 0.01751% | 0.01526% | 0.02024% | 0.0158% | 0.01751% | 0.01208% | 0.01711% | 0.01418% | 0.01723% | 0.01723% | 0.01418% | 0.01751% | 0.0158% | 0.01751% | 0.01526% | 0.02024% | 0.02305% | 0.02305%
3277 | 0.02222% | 0.01913% | 0.02174% | 0.01638% | 0.01679% | 0.0111% | 0.01688% | 0.01361% | 0.01691% | 0.01361% | 0.01679% | 0.01638% | 0.01679% | 0.01572% | 0.02024% | 0.01638% | 0.01679% | 0.0111% | 0.01688% | 0.01361% | 0.01691% | 0.01691% | 0.01361% | 0.01679% | 0.01638% | 0.01679% | 0.01572% | 0.02024% | 0.02222% | 0.02222%
3278 | 0.02053% | 0.01672% | 0.02091% | 0.01675% | 0.01586% | 0.01002% | 0.01609% | 0.01358% | 0.01633% | 0.01358% | 0.01586% | 0.01675% | 0.01586% | 0.01603% | 0.01991% | 0.01675% | 0.01586% | 0.01002% | 0.01609% | 0.01358% | 0.01633% | 0.01633% | 0.01358% | 0.01586% | 0.01675% | 0.01586% | 0.01603% | 0.01991% | 0.02053% | 0.02053%
3279 | 0.0185% | 0.01413% | 0.02023% | 0.01689% | 0.01515% | 0.009414% | 0.01484% | 0.01422% | 0.01599% | 0.01422% | 0.01515% | 0.01689% | 0.01515% | 0.0161% | 0.01886% | 0.01689% | 0.01515% | 0.009414% | 0.01484% | 0.01422% | 0.01599% | 0.01599% | 0.01422% | 0.01515% | 0.01689% | 0.01515% | 0.0161% | 0.01886% | 0.0185% | 0.0185%
3280 | 0.0163% | 0.01253% | 0.01832% | 0.01675% | 0.01445% | 0.009368% | 0.01336% | 0.01286% | 0.01564% | 0.01286% | 0.01445% | 0.01675% | 0.01445% | 0.01567% | 0.01674% | 0.01675% | 0.01445% | 0.009368% | 0.01336% | 0.01286% | 0.01564% | 0.01564% | 0.01286% | 0.01445% | 0.01675% | 0.01445% | 0.01567% | 0.01674% | 0.0163% | 0.0163%
3281 | 0.01396% | 0.01059% | 0.01715% | 0.01624% | 0.01332% | 0.009234% | 0.01201% | 0.01274% | 0.01485% | 0.01274% | 0.01332% | 0.01624% | 0.01332% | 0.01478% | 0.01396% | 0.01624% | 0.01332% | 0.009234% | 0.01201% | 0.01274% | 0.01485% | 0.01485% | 0.01274% | 0.01332% | 0.01624% | 0.01332% | 0.01478% | 0.01396% | 0.01396% | 0.01396%
3282 | 0.01155% | 0.009824% | 0.01606% | 0.01535% | 0.01195% | 0.009448% | 0.01088% | 0.01257% | 0.01347% | 0.01257% | 0.01195% | 0.01535% | 0.01195% | 0.01371% | 0.01107% | 0.01535% | 0.01195% | 0.009448% | 0.01088% | 0.01257% | 0.01347% | 0.01347% | 0.01257% | 0.01195% | 0.01535% | 0.01195% | 0.01371% | 0.01107% | 0.01155% | 0.01155%
3283 | 0.009599% | 0.009238% | 0.01265% | 0.01404% | 0.01035% | 0.0098% | 0.009916% | 0.01215% | 0.01172% | 0.01215% | 0.01035% | 0.01404% | 0.01035% | 0.01276% | 0.009036% | 0.01404% | 0.01035% | 0.0098% | 0.009916% | 0.01215% | 0.01172% | 0.01172% | 0.01215% | 0.01035% | 0.01404% | 0.01035% | 0.01276% | 0.009036% | 0.009599% | 0.009599%
3284 | 0.01007% | 0.009086% | 0.009811% | 0.01365% | 0.01002% | 0.01059% | 0.01069% | 0.01225% | 0.01062% | 0.01225% | 0.01002% | 0.01365% | 0.01002% | 0.01292% | 0.009898% | 0.01365% | 0.01002% | 0.01059% | 0.01069% | 0.01225% | 0.01062% | 0.01062% | 0.01225% | 0.01002% | 0.01365% | 0.01002% | 0.01292% | 0.009898% | 0.01007% | 0.01007%
3285 | 0.007477% | 0.008751% | 0.007312% | 0.01174% | 0.009365% | 0.01057% | 0.009958% | 0.01232% | 0.009939% | 0.01232% | 0.009365% | 0.01174% | 0.009365% | 0.01091% | 0.009126% | 0.01174% | 0.009365% | 0.01057% | 0.009958% | 0.01232% | 0.009939% | 0.009939% | 0.01232% | 0.009365% | 0.01174% | 0.009365% | 0.01091% | 0.009126% | 0.007477% | 0.007477%
3286 | 0.007086% | 0.008579% | 0.006592% | 0.009182% | 0.00904% | 0.01067% | 0.009225% | 0.0124% | 0.009584% | 0.0124% | 0.00904% | 0.009182% | 0.00904% | 0.007541% | 0.008358% | 0.009182% | 0.00904% | 0.01067% | 0.009225% | 0.0124% | 0.009584% | 0.009584% | 0.0124% | 0.00904% | 0.009182% | 0.00904% | 0.007541% | 0.008358% | 0.007086% | 0.007086%
3287 | 0.006929% | 0.008502% | 0.00656% | 0.007478% | 0.008876% | 0.01071% | 0.008808% | 0.01227% | 0.009373% | 0.01227% | 0.008876% | 0.007478% | 0.008876% | 0.005335% | 0.007765% | 0.007478% | 0.008876% | 0.01071% | 0.008808% | 0.01227% | 0.009373% | 0.009373% | 0.01227% | 0.008876% | 0.007478% | 0.008876% | 0.005335% | 0.007765% | 0.006929% | 0.006929%
3288 | 0.006894% | 0.008368% | 0.006537% | 0.006444% | 0.008605% | 0.01075% | 0.008581% | 0.00964% | 0.00902% | 0.00964% | 0.008605% | 0.006444% | 0.008605% | 0.004767% | 0.007132% | 0.006444% | 0.008605% | 0.01075% | 0.008581% | 0.00964% | 0.00902% | 0.00902% | 0.00964% | 0.008605% | 0.006444% | 0.008605% | 0.004767% | 0.007132% | 0.006894% | 0.006894%
3289 | 0.006943% | 0.008354% | 0.006575% | 0.005968% | 0.008565% | 0.01084% | 0.008551% | 0.008351% | 0.009077% | 0.008351% | 0.008565% | 0.005968% | 0.008565% | 0.004771% | 0.006902% | 0.005968% | 0.008565% | 0.01084% | 0.008551% | 0.008351% | 0.009077% | 0.009077% | 0.008351% | 0.008565% | 0.005968% | 0.008565% | 0.004771% | 0.006902% | 0.006943% | 0.006943%
3290 | 0.00701% | 0.008291% | 0.006564% | 0.005805% | 0.00854% | 0.0109% | 0.008534% | 0.007178% | 0.009294% | 0.007178% | 0.00854% | 0.005805% | 0.00854% | 0.004771% | 0.006925% | 0.005805% | 0.00854% | 0.0109% | 0.008534% | 0.007178% | 0.009294% | 0.009294% | 0.007178% | 0.00854% | 0.005805% | 0.00854% | 0.004771% | 0.006925% | 0.00701% | 0.00701%
3291 | 0.007272% | 0.008187% | 0.006512% | 0.005749% | 0.008579% | 0.01099% | 0.00856% | 0.006173% | 0.009758% | 0.006173% | 0.008579% | 0.005749% | 0.008579% | 0.004936% | 0.007167% | 0.005749% | 0.008579% | 0.01099% | 0.00856% | 0.006173% | 0.009758% | 0.009758% | 0.006173% | 0.008579% | 0.005749% | 0.008579% | 0.004936% | 0.007167% | 0.007272% | 0.007272%
3292 | 0.008264% | 0.008153% | 0.006569% | 0.005874% | 0.009068% | 0.01107% | 0.008854% | 0.006054% | 0.01041% | 0.006054% | 0.009068% | 0.005874% | 0.009068% | 0.005317% | 0.007852% | 0.005874% | 0.009068% | 0.01107% | 0.008854% | 0.006054% | 0.01041% | 0.01041% | 0.006054% | 0.009068% | 0.005874% | 0.009068% | 0.005317% | 0.007852% | 0.008264% | 0.008264%
3293 | 0.009494% | 0.00869% | 0.006013% | 0.006113% | 0.009595% | 0.0104% | 0.008751% | 0.006831% | 0.01108% | 0.006831% | 0.009595% | 0.006113% | 0.009595% | 0.005238% | 0.008119% | 0.006113% | 0.009595% | 0.0104% | 0.008751% | 0.006831% | 0.01108% | 0.01108% | 0.006831% | 0.009595% | 0.006113% | 0.009595% | 0.005238% | 0.008119% | 0.009494% | 0.009494%
3294 | 0.01357% | 0.008608% | 0.009514% | 0.00629% | 0.01114% | 0.01016% | 0.009141% | 0.008632% | 0.01326% | 0.008632% | 0.01114% | 0.00629% | 0.01114% | 0.005981% | 0.009124% | 0.00629% | 0.01114% | 0.01016% | 0.009141% | 0.008632% | 0.01326% | 0.01326% | 0.008632% | 0.01114% | 0.00629% | 0.01114% | 0.005981% | 0.009124% | 0.01357% | 0.01357%
3295 | 0.01609% | 0.00991% | 0.01363% | 0.008129% | 0.01342% | 0.01038% | 0.01112% | 0.01197% | 0.01523% | 0.01197% | 0.01342% | 0.008129% | 0.01342% | 0.008589% | 0.0122% | 0.008129% | 0.01342% | 0.01038% | 0.01112% | 0.01197% | 0.01523% | 0.01523% | 0.01197% | 0.01342% | 0.008129% | 0.01342% | 0.008589% | 0.0122% | 0.01609% | 0.01609%
3296 | 0.01864% | 0.01303% | 0.01642% | 0.01072% | 0.0155% | 0.01058% | 0.01306% | 0.0145% | 0.01665% | 0.0145% | 0.0155% | 0.01072% | 0.0155% | 0.01184% | 0.01507% | 0.01072% | 0.0155% | 0.01058% | 0.01306% | 0.0145% | 0.01665% | 0.01665% | 0.0145% | 0.0155% | 0.01072% | 0.0155% | 0.01184% | 0.01507% | 0.01864% | 0.01864%
3297 | 0.02091% | 0.0164% | 0.01807% | 0.01267% | 0.01708% | 0.01088% | 0.01478% | 0.01494% | 0.01775% | 0.01494% | 0.01708% | 0.01267% | 0.01708% | 0.01366% | 0.01728% | 0.01267% | 0.01708% | 0.01088% | 0.01478% | 0.01494% | 0.01775% | 0.01775% | 0.01494% | 0.01708% | 0.01267% | 0.01708% | 0.01366% | 0.01728% | 0.02091% | 0.02091%
3298 | 0.02207% | 0.01901% | 0.01954% | 0.01395% | 0.0178% | 0.01112% | 0.01609% | 0.01509% | 0.01784% | 0.01509% | 0.0178% | 0.01395% | 0.0178% | 0.0146% | 0.01882% | 0.01395% | 0.0178% | 0.01112% | 0.01609% | 0.01509% | 0.01784% | 0.01784% | 0.01509% | 0.0178% | 0.01395% | 0.0178% | 0.0146% | 0.01882% | 0.02207% | 0.02207%
3299 | 0.0225% | 0.01988% | 0.02021% | 0.01483% | 0.01776% | 0.01124% | 0.01673% | 0.01464% | 0.01751% | 0.01464% | 0.01776% | 0.01483% | 0.01776% | 0.01521% | 0.0198% | 0.01483% | 0.01776% | 0.01124% | 0.01673% | 0.01464% | 0.01751% | 0.01751% | 0.01464% | 0.01776% | 0.01483% | 0.01776% | 0.01521% | 0.0198% | 0.0225% | 0.0225%
3300 | 0.02206% | 0.0196% | 0.02071% | 0.01538% | 0.01722% | 0.01083% | 0.01675% | 0.0137% | 0.017% | 0.0137% | 0.01722% | 0.01538% | 0.01722% | 0.01559% | 0.02019% | 0.01538% | 0.01722% | 0.01083% | 0.01675% | 0.0137% | 0.017% | 0.017% | 0.0137% | 0.01722% | 0.01538% | 0.01722% | 0.01559% | 0.02019% | 0.02206% | 0.02206%
3301 | 0.02094% | 0.01886% | 0.02093% | 0.0158% | 0.01631% | 0.009816% | 0.0164% | 0.01295% | 0.01647% | 0.01295% | 0.01631% | 0.0158% | 0.01631% | 0.01589% | 0.02018% | 0.0158% | 0.01631% | 0.009816% | 0.0164% | 0.01295% | 0.01647% | 0.01647% | 0.01295% | 0.01631% | 0.0158% | 0.01631% | 0.01589% | 0.02018% | 0.02094% | 0.02094%
3302 | 0.01909% | 0.01619% | 0.02% | 0.01598% | 0.01516% | 0.00885% | 0.01552% | 0.01271% | 0.01564% | 0.01271% | 0.01516% | 0.01598% | 0.01516% | 0.01594% | 0.01984% | 0.01598% | 0.01516% | 0.00885% | 0.01552% | 0.01271% | 0.01564% | 0.01564% | 0.01271% | 0.01516% | 0.01598% | 0.01516% | 0.01594% | 0.01984% | 0.01909% | 0.01909%
3303 | 0.01712% | 0.01366% | 0.01915% | 0.01602% | 0.01425% | 0.008335% | 0.01415% | 0.01333% | 0.01507% | 0.01333% | 0.01425% | 0.01602% | 0.01425% | 0.01566% | 0.01876% | 0.01602% | 0.01425% | 0.008335% | 0.01415% | 0.01333% | 0.01507% | 0.01507% | 0.01333% | 0.01425% | 0.01602% | 0.01425% | 0.01566% | 0.01876% | 0.01712% | 0.01712%
3304 | 0.01433% | 0.01196% | 0.01683% | 0.0155% | 0.01271% | 0.008104% | 0.01231% | 0.0113% | 0.01363% | 0.0113% | 0.01271% | 0.0155% | 0.01271% | 0.01483% | 0.01654% | 0.0155% | 0.01271% | 0.008104% | 0.01231% | 0.0113% | 0.01363% | 0.01363% | 0.0113% | 0.01271% | 0.0155% | 0.01271% | 0.01483% | 0.01654% | 0.01433% | 0.01433%
3305 | 0.0112% | 0.009875% | 0.01508% | 0.0146% | 0.01099% | 0.007894% | 0.01065% | 0.0106% | 0.01212% | 0.0106% | 0.01099% | 0.0146% | 0.01099% | 0.0136% | 0.01372% | 0.0146% | 0.01099% | 0.007894% | 0.01065% | 0.0106% | 0.01212% | 0.01212% | 0.0106% | 0.01099% | 0.0146% | 0.01099% | 0.0136% | 0.01372% | 0.0112% | 0.0112%
3306 | 0.008992% | 0.009016% | 0.01405% | 0.01369% | 0.009865% | 0.008559% | 0.009724% | 0.0101% | 0.01097% | 0.0101% | 0.009865% | 0.01369% | 0.009865% | 0.01255% | 0.0109% | 0.01369% | 0.009865% | 0.008559% | 0.009724% | 0.0101% | 0.01097% | 0.01097% | 0.0101% | 0.009865% | 0.01369% | 0.009865% | 0.01255% | 0.0109% | 0.008992% | 0.008992%
3307 | 0.007837% | 0.00854% | 0.01135% | 0.01277% | 0.008891% | 0.009409% | 0.009113% | 0.009781% | 0.009912% | 0.009781% | 0.008891% | 0.01277% | 0.008891% | 0.01182% | 0.008914% | 0.01277% | 0.008891% | 0.009409% | 0.009113% | 0.009781% | 0.009912% | 0.009912% | 0.009781% | 0.008891% | 0.01277% | 0.008891% | 0.01182% | 0.008914% | 0.007837% | 0.007837%
3308 | 0.009114% | 0.008545% | 0.009237% | 0.01285% | 0.009112% | 0.01057% | 0.0103% | 0.01018% | 0.00935% | 0.01018% | 0.009112% | 0.01285% | 0.009112% | 0.01228% | 0.00988% | 0.01285% | 0.009112% | 0.01057% | 0.0103% | 0.01018% | 0.00935% | 0.00935% | 0.01018% | 0.009112% | 0.01285% | 0.009112% | 0.01228% | 0.00988% | 0.009114% | 0.009114%
3309 | 0.007356% | 0.008355% | 0.007188% | 0.01126% | 0.008711% | 0.01075% | 0.009729% | 0.01054% | 0.008913% | 0.01054% | 0.008711% | 0.01126% | 0.008711% | 0.01051% | 0.00913% | 0.01126% | 0.008711% | 0.01075% | 0.009729% | 0.01054% | 0.008913% | 0.008913% | 0.01054% | 0.008711% | 0.01126% | 0.008711% | 0.01051% | 0.00913% | 0.007356% | 0.007356%
3310 | 0.007058% | 0.008279% | 0.006474% | 0.008892% | 0.00851% | 0.01095% | 0.009072% | 0.01067% | 0.008681% | 0.01067% | 0.00851% | 0.008892% | 0.00851% | 0.007358% | 0.008373% | 0.008892% | 0.00851% | 0.01095% | 0.009072% | 0.01067% | 0.008681% | 0.008681% | 0.01067% | 0.00851% | 0.008892% | 0.00851% | 0.007358% | 0.008373% | 0.007058% | 0.007058%
3311 | 0.006885% | 0.008148% | 0.006476% | 0.007316% | 0.008381% | 0.01103% | 0.008687% | 0.01057% | 0.008565% | 0.01057% | 0.008381% | 0.007316% | 0.008381% | 0.005336% | 0.007786% | 0.007316% | 0.008381% | 0.01103% | 0.008687% | 0.01057% | 0.008565% | 0.008565% | 0.01057% | 0.008381% | 0.007316% | 0.008381% | 0.005336% | 0.007786% | 0.006885% | 0.006885%
3312 | 0.006984% | 0.008126% | 0.006456% | 0.006407% | 0.008386% | 0.011% | 0.008546% | 0.009076% | 0.008637% | 0.009076% | 0.008386% | 0.006407% | 0.008386% | 0.004827% | 0.007153% | 0.006407% | 0.008386% | 0.011% | 0.008546% | 0.009076% | 0.008637% | 0.008637% | 0.009076% | 0.008386% | 0.006407% | 0.008386% | 0.004827% | 0.007153% | 0.006984% | 0.006984%
3313 | 0.005801% | 0.009807% | 0.005535% | 0.005819% | 0.008545% | 0.01206% | 0.008774% | 0.007507% | 0.00845% | 0.007507% | 0.008545% | 0.005819% | 0.008545% | 0.004931% | 0.006964% | 0.005819% | 0.008545% | 0.01206% | 0.008774% | 0.007507% | 0.00845% | 0.00845% | 0.007507% | 0.008545% | 0.005819% | 0.008545% | 0.004931% | 0.006964% | 0.005801% | 0.005801%
3314 | 0.005653% | 0.009884% | 0.005446% | 0.005734% | 0.008483% | 0.01211% | 0.008705% | 0.006873% | 0.008576% | 0.006873% | 0.008483% | 0.005734% | 0.008483% | 0.004559% | 0.006955% | 0.005734% | 0.008483% | 0.01211% | 0.008705% | 0.006873% | 0.008576% | 0.008576% | 0.006873% | 0.008483% | 0.005734% | 0.008483% | 0.004559% | 0.006955% | 0.005653% | 0.005653%
3315 | 0.005567% | 0.009895% | 0.005327% | 0.005723% | 0.00866% | 0.01215% | 0.008631% | 0.006671% | 0.008952% | 0.006671% | 0.00866% | 0.005723% | 0.00866% | 0.00462% | 0.006951% | 0.005723% | 0.00866% | 0.01215% | 0.008631% | 0.006671% | 0.008952% | 0.008952% | 0.006671% | 0.00866% | 0.005723% | 0.00866% | 0.00462% | 0.006951% | 0.005567% | 0.005567%
3316 | 0.00549% | 0.009956% | 0.005332% | 0.005819% | 0.008831% | 0.01218% | 0.008514% | 0.006786% | 0.009095% | 0.006786% | 0.008831% | 0.005819% | 0.008831% | 0.00494% | 0.006948% | 0.005819% | 0.008831% | 0.01218% | 0.008514% | 0.006786% | 0.009095% | 0.009095% | 0.006786% | 0.008831% | 0.005819% | 0.008831% | 0.00494% | 0.006948% | 0.00549% | 0.00549%
3317 | 0.004531% | 0.01058% | 0.004374% | 0.005719% | 0.008339% | 0.01159% | 0.007517% | 0.00731% | 0.008952% | 0.00731% | 0.008339% | 0.005719% | 0.008339% | 0.004791% | 0.005777% | 0.005719% | 0.008339% | 0.01159% | 0.007517% | 0.00731% | 0.008952% | 0.008952% | 0.00731% | 0.008339% | 0.005719% | 0.008339% | 0.004791% | 0.005777% | 0.004531% | 0.004531%
3318 | 0.006443% | 0.01008% | 0.00572% | 0.005764% | 0.008082% | 0.01115% | 0.006477% | 0.008462% | 0.009276% | 0.008462% | 0.008082% | 0.005764% | 0.008082% | 0.005325% | 0.004341% | 0.005764% | 0.008082% | 0.01115% | 0.006477% | 0.008462% | 0.009276% | 0.009276% | 0.008462% | 0.008082% | 0.005764% | 0.008082% | 0.005325% | 0.004341% | 0.006443% | 0.006443%
3319 | 0.005809% | 0.01028% | 0.005141% | 0.007342% | 0.008302% | 0.01109% | 0.006553% | 0.01018% | 0.009475% | 0.01018% | 0.008302% | 0.007342% | 0.008302% | 0.007799% | 0.004324% | 0.007342% | 0.008302% | 0.01109% | 0.006553% | 0.01018% | 0.009475% | 0.009475% | 0.01018% | 0.008302% | 0.007342% | 0.008302% | 0.007799% | 0.004324% | 0.005809% | 0.005809%
3320 | 0.005349% | 0.01103% | 0.00479% | 0.009527% | 0.008533% | 0.01104% | 0.006724% | 0.01218% | 0.009504% | 0.01218% | 0.008533% | 0.009527% | 0.008533% | 0.01082% | 0.004307% | 0.009527% | 0.008533% | 0.01104% | 0.006724% | 0.01218% | 0.009504% | 0.009504% | 0.01218% | 0.008533% | 0.009527% | 0.008533% | 0.01082% | 0.004307% | 0.005349% | 0.005349%
3321 | 0.005073% | 0.01228% | 0.004644% | 0.01102% | 0.008995% | 0.01107% | 0.006988% | 0.01278% | 0.009591% | 0.01278% | 0.008995% | 0.01102% | 0.008995% | 0.01243% | 0.004286% | 0.01102% | 0.008995% | 0.01107% | 0.006988% | 0.01278% | 0.009591% | 0.009591% | 0.01278% | 0.008995% | 0.01102% | 0.008995% | 0.01243% | 0.004286% | 0.005073% | 0.005073%
3322 | 0.005123% | 0.01374% | 0.004653% | 0.01205% | 0.009352% | 0.01116% | 0.007373% | 0.01375% | 0.009754% | 0.01375% | 0.009352% | 0.01205% | 0.009352% | 0.01316% | 0.00428% | 0.01205% | 0.009352% | 0.01116% | 0.007373% | 0.01375% | 0.009754% | 0.009754% | 0.01375% | 0.009352% | 0.01205% | 0.009352% | 0.01316% | 0.00428% | 0.005123% | 0.005123%
3323 | 0.005143% | 0.01472% | 0.004821% | 0.01284% | 0.00937% | 0.01089% | 0.007837% | 0.01411% | 0.009744% | 0.01411% | 0.00937% | 0.01284% | 0.00937% | 0.01359% | 0.004275% | 0.01284% | 0.00937% | 0.01089% | 0.007837% | 0.01411% | 0.009744% | 0.009744% | 0.01411% | 0.00937% | 0.01284% | 0.00937% | 0.01359% | 0.004275% | 0.005143% | 0.005143%
3324 | 0.00516% | 0.01465% | 0.004674% | 0.01348% | 0.009313% | 0.01025% | 0.008088% | 0.01405% | 0.009763% | 0.01405% | 0.009313% | 0.01348% | 0.009313% | 0.01386% | 0.00427% | 0.01348% | 0.009313% | 0.01025% | 0.008088% | 0.01405% | 0.009763% | 0.009763% | 0.01405% | 0.009313% | 0.01348% | 0.009313% | 0.01386% | 0.00427% | 0.00516% | 0.00516%
3325 | 0.005174% | 0.01404% | 0.004662% | 0.01389% | 0.009405% | 0.009297% | 0.008066% | 0.01396% | 0.009821% | 0.01396% | 0.009405% | 0.01389% | 0.009405% | 0.01417% | 0.00427% | 0.01389% | 0.009405% | 0.009297% | 0.008066% | 0.01396% | 0.009821% | 0.009821% | 0.01396% | 0.009405% | 0.01389% | 0.009405% | 0.01417% | 0.00427% | 0.005174% | 0.005174%
3326 | 0.005139% | 0.01288% | 0.004684% | 0.01403% | 0.009518% | 0.008402% | 0.007828% | 0.01391% | 0.009871% | 0.01391% | 0.009518% | 0.01403% | 0.009518% | 0.01454% | 0.00428% | 0.01403% | 0.009518% | 0.008402% | 0.007828% | 0.01391% | 0.009871% | 0.009871% | 0.01391% | 0.009518% | 0.01403% | 0.009518% | 0.01454% | 0.00428% | 0.005139% | 0.005139%
3327 | 0.005337% | 0.01179% | 0.00477% | 0.01404% | 0.009636% | 0.007832% | 0.007442% | 0.01424% | 0.009939% | 0.01424% | 0.009636% | 0.01404% | 0.009636% | 0.01486% | 0.004296% | 0.01404% | 0.009636% | 0.007832% | 0.007442% | 0.01424% | 0.009939% | 0.009939% | 0.01424% | 0.009636% | 0.01404% | 0.009636% | 0.01486% | 0.004296% | 0.005337% | 0.005337%
3328 | 0.005534% | 0.01102% | 0.005011% | 0.01393% | 0.009586% | 0.007758% | 0.007009% | 0.01251% | 0.00987% | 0.01251% | 0.009586% | 0.01393% | 0.009586% | 0.01495% | 0.004313% | 0.01393% | 0.009586% | 0.007758% | 0.007009% | 0.01251% | 0.00987% | 0.00987% | 0.01251% | 0.009586% | 0.01393% | 0.009586% | 0.01495% | 0.004313% | 0.005534% | 0.005534%
3329 | 0.005577% | 0.01022% | 0.004931% | 0.01361% | 0.009314% | 0.008132% | 0.006589% | 0.012% | 0.009603% | 0.012% | 0.009314% | 0.01361% | 0.009314% | 0.01483% | 0.004316% | 0.01361% | 0.009314% | 0.008132% | 0.006589% | 0.012% | 0.009603% | 0.009603% | 0.012% | 0.009314% | 0.01361% | 0.009314% | 0.01483% | 0.004316% | 0.005577% | 0.005577%
3330 | 0.005856% | 0.009891% | 0.005125% | 0.0131% | 0.008949% | 0.009079% | 0.006307% | 0.01163% | 0.009296% | 0.01163% | 0.008949% | 0.0131% | 0.008949% | 0.01452% | 0.00433% | 0.0131% | 0.008949% | 0.009079% | 0.006307% | 0.01163% | 0.009296% | 0.009296% | 0.01163% | 0.008949% | 0.0131% | 0.008949% | 0.01452% | 0.00433% | 0.005856% | 0.005856%
3331 | 0.006075% | 0.00973% | 0.005374% | 0.01223% | 0.008434% | 0.0102% | 0.006187% | 0.01121% | 0.009036% | 0.01121% | 0.008434% | 0.01223% | 0.008434% | 0.01389% | 0.004336% | 0.01223% | 0.008434% | 0.0102% | 0.006187% | 0.01121% | 0.009036% | 0.009036% | 0.01121% | 0.008434% | 0.01223% | 0.008434% | 0.01389% | 0.004336% | 0.006075% | 0.006075%
3332 | 0.007975% | 0.009887% | 0.007235% | 0.01232% | 0.008995% | 0.01153% | 0.008145% | 0.01103% | 0.009108% | 0.01103% | 0.008995% | 0.01232% | 0.008995% | 0.01433% | 0.006767% | 0.01232% | 0.008995% | 0.01153% | 0.008145% | 0.01103% | 0.009108% | 0.009108% | 0.01103% | 0.008995% | 0.01232% | 0.008995% | 0.01433% | 0.006767% | 0.007975% | 0.007975%
3333 | 0.006536% | 0.009925% | 0.006297% | 0.01081% | 0.00866% | 0.01185% | 0.008414% | 0.01063% | 0.008803% | 0.01063% | 0.00866% | 0.01081% | 0.00866% | 0.01241% | 0.006997% | 0.01081% | 0.00866% | 0.01185% | 0.008414% | 0.01063% | 0.008803% | 0.008803% | 0.01063% | 0.00866% | 0.01081% | 0.00866% | 0.01241% | 0.006997% | 0.006536% | 0.006536%
3334 | 0.006395% | 0.009837% | 0.006219% | 0.00848% | 0.008501% | 0.01206% | 0.008551% | 0.01014% | 0.008498% | 0.01014% | 0.008501% | 0.00848% | 0.008501% | 0.00894% | 0.00701% | 0.00848% | 0.008501% | 0.01206% | 0.008551% | 0.01014% | 0.008498% | 0.008498% | 0.01014% | 0.008501% | 0.00848% | 0.008501% | 0.00894% | 0.00701% | 0.006395% | 0.006395%
3335 | 0.006241% | 0.00984% | 0.006056% | 0.006885% | 0.00842% | 0.0121% | 0.008703% | 0.009025% | 0.008372% | 0.009025% | 0.00842% | 0.006885% | 0.00842% | 0.006482% | 0.007027% | 0.006885% | 0.00842% | 0.0121% | 0.008703% | 0.009025% | 0.008372% | 0.008372% | 0.009025% | 0.00842% | 0.006885% | 0.00842% | 0.006482% | 0.007027% | 0.006241% | 0.006241%
3336 | 0.006228% | 0.009214% | 0.005926% | 0.006242% | 0.008368% | 0.01189% | 0.008698% | 0.008223% | 0.008369% | 0.008223% | 0.008368% | 0.006242% | 0.008368% | 0.005329% | 0.007004% | 0.006242% | 0.008368% | 0.01189% | 0.008698% | 0.008223% | 0.008369% | 0.008369% | 0.008223% | 0.008368% | 0.006242% | 0.008368% | 0.005329% | 0.007004% | 0.006228% | 0.006228%
3337 | 0.005309% | 0.0076% | 0.005186% | 0.006172% | 0.007546% | 0.01217% | 0.007533% | 0.008366% | 0.007715% | 0.008366% | 0.007546% | 0.006172% | 0.007546% | 0.004878% | 0.006927% | 0.006172% | 0.007546% | 0.01217% | 0.007533% | 0.008366% | 0.007715% | 0.007715% | 0.008366% | 0.007546% | 0.006172% | 0.007546% | 0.004878% | 0.006927% | 0.005309% | 0.005309%
3338 | 0.005346% | 0.007536% | 0.005239% | 0.006069% | 0.00768% | 0.01221% | 0.007631% | 0.007864% | 0.007801% | 0.007864% | 0.00768% | 0.006069% | 0.00768% | 0.004595% | 0.006937% | 0.006069% | 0.00768% | 0.01221% | 0.007631% | 0.007864% | 0.007801% | 0.007801% | 0.007864% | 0.00768% | 0.006069% | 0.00768% | 0.004595% | 0.006937% | 0.005346% | 0.005346%
3339 | 0.00521% | 0.007425% | 0.005065% | 0.006038% | 0.007627% | 0.01227% | 0.007701% | 0.007527% | 0.007608% | 0.007527% | 0.007627% | 0.006038% | 0.007627% | 0.004591% | 0.006958% | 0.006038% | 0.007627% | 0.01227% | 0.007701% | 0.007527% | 0.007608% | 0.007608% | 0.007527% | 0.007627% | 0.006038% | 0.007627% | 0.004591% | 0.006958% | 0.00521% | 0.00521%
3340 | 0.005299% | 0.007364% | 0.005141% | 0.006083% | 0.007744% | 0.01232% | 0.007828% | 0.007721% | 0.007726% | 0.007721% | 0.007744% | 0.006083% | 0.007744% | 0.00498% | 0.006972% | 0.006083% | 0.007744% | 0.01232% | 0.007828% | 0.007721% | 0.007726% | 0.007726% | 0.007721% | 0.007744% | 0.006083% | 0.007744% | 0.00498% | 0.006972% | 0.005299% | 0.005299%
3341 | 0.004421% | 0.007232% | 0.004376% | 0.006152% | 0.00746% | 0.01185% | 0.007091% | 0.008171% | 0.007706% | 0.008171% | 0.00746% | 0.006152% | 0.00746% | 0.005208% | 0.005809% | 0.006152% | 0.00746% | 0.01185% | 0.007091% | 0.008171% | 0.007706% | 0.007706% | 0.008171% | 0.00746% | 0.006152% | 0.00746% | 0.005208% | 0.005809% | 0.004421% | 0.004421%
3342 | 0.006865% | 0.007188% | 0.006272% | 0.005831% | 0.006879% | 0.01114% | 0.005936% | 0.008441% | 0.007342% | 0.008441% | 0.006879% | 0.005831% | 0.006879% | 0.005746% | 0.004371% | 0.005831% | 0.006879% | 0.01114% | 0.005936% | 0.008441% | 0.007342% | 0.007342% | 0.008441% | 0.006879% | 0.005831% | 0.006879% | 0.005746% | 0.004371% | 0.006865% | 0.006865%
3343 | 0.004661% | 0.008296% | 0.004602% | 0.006474% | 0.006969% | 0.01083% | 0.006019% | 0.009414% | 0.007232% | 0.009414% | 0.006969% | 0.006474% | 0.006969% | 0.00728% | 0.004334% | 0.006474% | 0.006969% | 0.01083% | 0.006019% | 0.009414% | 0.007232% | 0.007232% | 0.009414% | 0.006969% | 0.006474% | 0.006969% | 0.00728% | 0.004334% | 0.004661% | 0.004661%
3344 | 0.005106% | 0.008441% | 0.004785% | 0.007548% | 0.007409% | 0.01102% | 0.006401% | 0.01159% | 0.007679% | 0.01159% | 0.007409% | 0.007548% | 0.007409% | 0.009339% | 0.004303% | 0.007548% | 0.007409% | 0.01102% | 0.006401% | 0.01159% | 0.007679% | 0.007679% | 0.01159% | 0.007409% | 0.007548% | 0.007409% | 0.009339% | 0.004303% | 0.005106% | 0.005106%
3345 | 0.004856% | 0.009052% | 0.004512% | 0.008812% | 0.007409% | 0.01151% | 0.006291% | 0.01263% | 0.007607% | 0.01263% | 0.007409% | 0.008812% | 0.007409% | 0.01107% | 0.004285% | 0.008812% | 0.007409% | 0.01151% | 0.006291% | 0.01263% | 0.007607% | 0.007607% | 0.01263% | 0.007409% | 0.008812% | 0.007409% | 0.01107% | 0.004285% | 0.004856% | 0.004856%
3346 | 0.00468% | 0.009947% | 0.004276% | 0.01016% | 0.007146% | 0.01219% | 0.006022% | 0.01321% | 0.007359% | 0.01321% | 0.007146% | 0.01016% | 0.007146% | 0.01237% | 0.004274% | 0.01016% | 0.007146% | 0.01219% | 0.006022% | 0.01321% | 0.007359% | 0.007359% | 0.01321% | 0.007146% | 0.01016% | 0.007146% | 0.01237% | 0.004274% | 0.00468% | 0.00468%
3347 | 0.004524% | 0.01104% | 0.004243% | 0.01145% | 0.006904% | 0.01247% | 0.005778% | 0.0136% | 0.007136% | 0.0136% | 0.006904% | 0.01145% | 0.006904% | 0.01326% | 0.004266% | 0.01145% | 0.006904% | 0.01247% | 0.005778% | 0.0136% | 0.007136% | 0.007136% | 0.0136% | 0.006904% | 0.01145% | 0.006904% | 0.01326% | 0.004266% | 0.004524% | 0.004524%
3348 | 0.004587% | 0.01156% | 0.004178% | 0.01263% | 0.0069% | 0.01211% | 0.005777% | 0.01384% | 0.007144% | 0.01384% | 0.0069% | 0.01263% | 0.0069% | 0.01382% | 0.004261% | 0.01263% | 0.0069% | 0.01211% | 0.005777% | 0.01384% | 0.007144% | 0.007144% | 0.01384% | 0.0069% | 0.01263% | 0.0069% | 0.01382% | 0.004261% | 0.004587% | 0.004587%
3349 | 0.004642% | 0.0116% | 0.004181% | 0.01336% | 0.006935% | 0.0114% | 0.005814% | 0.01408% | 0.007145% | 0.01408% | 0.006935% | 0.01336% | 0.006935% | 0.0142% | 0.004265% | 0.01336% | 0.006935% | 0.0114% | 0.005814% | 0.01408% | 0.007145% | 0.007145% | 0.01408% | 0.006935% | 0.01336% | 0.006935% | 0.0142% | 0.004265% | 0.004642% | 0.004642%
3350 | 0.00459% | 0.01103% | 0.004226% | 0.01361% | 0.007039% | 0.01056% | 0.005894% | 0.01429% | 0.007189% | 0.01429% | 0.007039% | 0.01361% | 0.007039% | 0.01449% | 0.004274% | 0.01361% | 0.007039% | 0.01056% | 0.005894% | 0.01429% | 0.007189% | 0.007189% | 0.01429% | 0.007039% | 0.01361% | 0.007039% | 0.01449% | 0.004274% | 0.00459% | 0.00459%
3351 | 0.004691% | 0.01009% | 0.004336% | 0.01347% | 0.007078% | 0.009864% | 0.005889% | 0.01448% | 0.007175% | 0.01448% | 0.007078% | 0.01347% | 0.007078% | 0.01457% | 0.00428% | 0.01347% | 0.007078% | 0.009864% | 0.005889% | 0.01448% | 0.007175% | 0.007175% | 0.01448% | 0.007078% | 0.01347% | 0.007078% | 0.01457% | 0.00428% | 0.004691% | 0.004691%
3352 | 0.004815% | 0.009172% | 0.004426% | 0.01302% | 0.006956% | 0.009636% | 0.005744% | 0.01246% | 0.007103% | 0.01246% | 0.006956% | 0.01302% | 0.006956% | 0.01437% | 0.004287% | 0.01302% | 0.006956% | 0.009636% | 0.005744% | 0.01246% | 0.007103% | 0.007103% | 0.01246% | 0.006956% | 0.01302% | 0.006956% | 0.01437% | 0.004287% | 0.004815% | 0.004815%
3353 | 0.004805% | 0.008309% | 0.004336% | 0.01224% | 0.006716% | 0.009621% | 0.005492% | 0.01163% | 0.007005% | 0.01163% | 0.006716% | 0.01224% | 0.006716% | 0.01368% | 0.004294% | 0.01224% | 0.006716% | 0.009621% | 0.005492% | 0.01163% | 0.007005% | 0.007005% | 0.01163% | 0.006716% | 0.01224% | 0.006716% | 0.01368% | 0.004294% | 0.004805% | 0.004805%
3354 | 0.004976% | 0.007853% | 0.004582% | 0.01124% | 0.006443% | 0.01023% | 0.005233% | 0.01133% | 0.006959% | 0.01133% | 0.006443% | 0.01124% | 0.006443% | 0.01261% | 0.004286% | 0.01124% | 0.006443% | 0.01023% | 0.005233% | 0.01133% | 0.006959% | 0.006959% | 0.01133% | 0.006443% | 0.01124% | 0.006443% | 0.01261% | 0.004286% | 0.004976% | 0.004976%
3355 | 0.005121% | 0.007723% | 0.004514% | 0.01002% | 0.006231% | 0.01109% | 0.005025% | 0.01099% | 0.00696% | 0.01099% | 0.006231% | 0.01002% | 0.006231% | 0.01124% | 0.004276% | 0.01002% | 0.006231% | 0.01109% | 0.005025% | 0.01099% | 0.00696% | 0.00696% | 0.01099% | 0.006231% | 0.01002% | 0.006231% | 0.01124% | 0.004276% | 0.005121% | 0.005121%
3356 | 0.006867% | 0.007798% | 0.006252% | 0.009931% | 0.007029% | 0.01197% | 0.006839% | 0.01085% | 0.007257% | 0.01085% | 0.007029% | 0.009931% | 0.007029% | 0.011% | 0.006691% | 0.009931% | 0.007029% | 0.01197% | 0.006839% | 0.01085% | 0.007257% | 0.007257% | 0.01085% | 0.007029% | 0.009931% | 0.007029% | 0.011% | 0.006691% | 0.006867% | 0.006867%
3357 | 0.005414% | 0.007699% | 0.005328% | 0.008966% | 0.007117% | 0.01198% | 0.007037% | 0.01049% | 0.007322% | 0.01049% | 0.007117% | 0.008966% | 0.007117% | 0.009516% | 0.006922% | 0.008966% | 0.007117% | 0.01198% | 0.007037% | 0.01049% | 0.007322% | 0.007322% | 0.01049% | 0.007117% | 0.008966% | 0.007117% | 0.009516% | 0.006922% | 0.005414% | 0.005414%
3358 | 0.005319% | 0.007669% | 0.005361% | 0.008037% | 0.007219% | 0.01202% | 0.007161% | 0.01021% | 0.007433% | 0.01021% | 0.007219% | 0.008037% | 0.007219% | 0.007947% | 0.006932% | 0.008037% | 0.007219% | 0.01202% | 0.007161% | 0.01021% | 0.007433% | 0.007433% | 0.01021% | 0.007219% | 0.008037% | 0.007219% | 0.007947% | 0.006932% | 0.005319% | 0.005319%
3359 | 0.005336% | 0.007649% | 0.005334% | 0.007312% | 0.00735% | 0.01201% | 0.007289% | 0.009384% | 0.007577% | 0.009384% | 0.00735% | 0.007312% | 0.00735% | 0.006445% | 0.006941% | 0.007312% | 0.00735% | 0.01201% | 0.007289% | 0.009384% | 0.007577% | 0.007577% | 0.009384% | 0.00735% | 0.007312% | 0.00735% | 0.006445% | 0.006941% | 0.005336% | 0.005336%
3360 | 0.005338% | 0.008149% | 0.005293% | 0.006435% | 0.007793% | 0.01203% | 0.007797% | 0.008697% | 0.007856% | 0.008697% | 0.007793% | 0.006435% | 0.007793% | 0.005372% | 0.006933% | 0.006435% | 0.007793% | 0.01203% | 0.007797% | 0.008697% | 0.007856% | 0.007856% | 0.008697% | 0.007793% | 0.006435% | 0.007793% | 0.005372% | 0.006933% | 0.005338% | 0.005338%
3361 | 0.006831% | 0.007943% | 0.006607% | 0.005942% | 0.008434% | 0.01094% | 0.008633% | 0.00758% | 0.008506% | 0.00758% | 0.008434% | 0.005942% | 0.008434% | 0.004752% | 0.006957% | 0.005942% | 0.008434% | 0.01094% | 0.008633% | 0.00758% | 0.008506% | 0.008506% | 0.00758% | 0.008434% | 0.005942% | 0.008434% | 0.004752% | 0.006957% | 0.006831% | 0.006831%
3362 | 0.006886% | 0.007949% | 0.006583% | 0.005784% | 0.008408% | 0.01099% | 0.008618% | 0.00654% | 0.008679% | 0.00654% | 0.008408% | 0.005784% | 0.008408% | 0.004758% | 0.006983% | 0.005784% | 0.008408% | 0.01099% | 0.008618% | 0.00654% | 0.008679% | 0.008679% | 0.00654% | 0.008408% | 0.005784% | 0.008408% | 0.004758% | 0.006983% | 0.006886% | 0.006886%
3363 | 0.007178% | 0.007881% | 0.006613% | 0.005746% | 0.008485% | 0.01103% | 0.008661% | 0.005765% | 0.009141% | 0.005765% | 0.008485% | 0.005746% | 0.008485% | 0.004957% | 0.007228% | 0.005746% | 0.008485% | 0.01103% | 0.008661% | 0.005765% | 0.009141% | 0.009141% | 0.005765% | 0.008485% | 0.005746% | 0.008485% | 0.004957% | 0.007228% | 0.007178% | 0.007178%
3364 | 0.008082% | 0.007889% | 0.006589% | 0.005884% | 0.008929% | 0.01107% | 0.008945% | 0.005752% | 0.009752% | 0.005752% | 0.008929% | 0.005884% | 0.008929% | 0.005338% | 0.007918% | 0.005884% | 0.008929% | 0.01107% | 0.008945% | 0.005752% | 0.009752% | 0.009752% | 0.005752% | 0.008929% | 0.005884% | 0.008929% | 0.005338% | 0.007918% | 0.008082% | 0.008082%
3365 | 0.009289% | 0.008396% | 0.005894% | 0.006082% | 0.009352% | 0.01046% | 0.008813% | 0.006602% | 0.01041% | 0.006602% | 0.009352% | 0.006082% | 0.009352% | 0.005256% | 0.008162% | 0.006082% | 0.009352% | 0.01046% | 0.008813% | 0.006602% | 0.01041% | 0.01041% | 0.006602% | 0.009352% | 0.006082% | 0.009352% | 0.005256% | 0.008162% | 0.009289% | 0.009289%
3366 | 0.01312% | 0.008294% | 0.01026% | 0.006173% | 0.01045% | 0.01005% | 0.009056% | 0.008157% | 0.0118% | 0.008157% | 0.01045% | 0.006173% | 0.01045% | 0.005897% | 0.009144% | 0.006173% | 0.01045% | 0.01005% | 0.009056% | 0.008157% | 0.0118% | 0.0118% | 0.008157% | 0.01045% | 0.006173% | 0.01045% | 0.005897% | 0.009144% | 0.01312% | 0.01312%
3367 | 0.01496% | 0.009585% | 0.01357% | 0.007799% | 0.01221% | 0.01007% | 0.01075% | 0.01059% | 0.01305% | 0.01059% | 0.01221% | 0.007799% | 0.01221% | 0.008316% | 0.01218% | 0.007799% | 0.01221% | 0.01007% | 0.01075% | 0.01059% | 0.01305% | 0.01305% | 0.01059% | 0.01221% | 0.007799% | 0.01221% | 0.008316% | 0.01218% | 0.01496% | 0.01496%
3368 | 0.01679% | 0.01264% | 0.0156% | 0.01% | 0.01387% | 0.01026% | 0.01242% | 0.01287% | 0.0141% | 0.01287% | 0.01387% | 0.01% | 0.01387% | 0.01134% | 0.015% | 0.01% | 0.01387% | 0.01026% | 0.01242% | 0.01287% | 0.0141% | 0.0141% | 0.01287% | 0.01387% | 0.01% | 0.01387% | 0.01134% | 0.015% | 0.01679% | 0.01679%
3369 | 0.01831% | 0.01596% | 0.01659% | 0.0115% | 0.01514% | 0.01064% | 0.01391% | 0.01321% | 0.01498% | 0.01321% | 0.01514% | 0.0115% | 0.01514% | 0.01289% | 0.01717% | 0.0115% | 0.01514% | 0.01064% | 0.01391% | 0.01321% | 0.01498% | 0.01498% | 0.01321% | 0.01514% | 0.0115% | 0.01514% | 0.01289% | 0.01717% | 0.01831% | 0.01831%
3370 | 0.01944% | 0.01861% | 0.01783% | 0.01259% | 0.01586% | 0.01111% | 0.01512% | 0.01353% | 0.01525% | 0.01353% | 0.01586% | 0.01259% | 0.01586% | 0.01373% | 0.0187% | 0.01259% | 0.01586% | 0.01111% | 0.01512% | 0.01353% | 0.01525% | 0.01525% | 0.01353% | 0.01586% | 0.01259% | 0.01586% | 0.01373% | 0.0187% | 0.01944% | 0.01944%
3371 | 0.01997% | 0.0196% | 0.01865% | 0.01343% | 0.01585% | 0.01119% | 0.01571% | 0.01318% | 0.01508% | 0.01318% | 0.01585% | 0.01343% | 0.01585% | 0.01434% | 0.01968% | 0.01343% | 0.01585% | 0.01119% | 0.01571% | 0.01318% | 0.01508% | 0.01508% | 0.01318% | 0.01585% | 0.01343% | 0.01585% | 0.01434% | 0.01968% | 0.01997% | 0.01997%
3372 | 0.01984% | 0.01945% | 0.01946% | 0.01409% | 0.01534% | 0.01067% | 0.01576% | 0.01224% | 0.01471% | 0.01224% | 0.01534% | 0.01409% | 0.01534% | 0.01475% | 0.0201% | 0.01409% | 0.01534% | 0.01067% | 0.01576% | 0.01224% | 0.01471% | 0.01471% | 0.01224% | 0.01534% | 0.01409% | 0.01534% | 0.01475% | 0.0201% | 0.01984% | 0.01984%
3373 | 0.01906% | 0.01873% | 0.02008% | 0.01464% | 0.01444% | 0.009692% | 0.01543% | 0.01142% | 0.01418% | 0.01142% | 0.01444% | 0.01464% | 0.01444% | 0.01516% | 0.02009% | 0.01464% | 0.01444% | 0.009692% | 0.01543% | 0.01142% | 0.01418% | 0.01418% | 0.01142% | 0.01444% | 0.01464% | 0.01444% | 0.01516% | 0.02009% | 0.01906% | 0.01906%
3374 | 0.01784% | 0.01627% | 0.01969% | 0.01511% | 0.01344% | 0.008963% | 0.01467% | 0.01124% | 0.01354% | 0.01124% | 0.01344% | 0.01511% | 0.01344% | 0.01548% | 0.01978% | 0.01511% | 0.01344% | 0.008963% | 0.01467% | 0.01124% | 0.01354% | 0.01354% | 0.01124% | 0.01344% | 0.01511% | 0.01344% | 0.01548% | 0.01978% | 0.01784% | 0.01784%
3375 | 0.01634% | 0.01383% | 0.01896% | 0.01532% | 0.0126% | 0.008409% | 0.01334% | 0.01188% | 0.01317% | 0.01188% | 0.0126% | 0.01532% | 0.0126% | 0.01536% | 0.01871% | 0.01532% | 0.0126% | 0.008409% | 0.01334% | 0.01188% | 0.01317% | 0.01317% | 0.01188% | 0.0126% | 0.01532% | 0.0126% | 0.01536% | 0.01871% | 0.01634% | 0.01634%
3376 | 0.01424% | 0.01229% | 0.01693% | 0.01526% | 0.01192% | 0.008308% | 0.01189% | 0.01055% | 0.01281% | 0.01055% | 0.01192% | 0.01526% | 0.01192% | 0.01477% | 0.01658% | 0.01526% | 0.01192% | 0.008308% | 0.01189% | 0.01055% | 0.01281% | 0.01281% | 0.01055% | 0.01192% | 0.01526% | 0.01192% | 0.01477% | 0.01658% | 0.01424% | 0.01424%
3377 | 0.01192% | 0.01031% | 0.01566% | 0.01483% | 0.01104% | 0.008447% | 0.01068% | 0.0105% | 0.01216% | 0.0105% | 0.01104% | 0.01483% | 0.01104% | 0.01386% | 0.01382% | 0.01483% | 0.01104% | 0.008447% | 0.01068% | 0.0105% | 0.01216% | 0.01216% | 0.0105% | 0.01104% | 0.01483% | 0.01104% | 0.01386% | 0.01382% | 0.01192% | 0.01192%
3378 | 0.009672% | 0.009411% | 0.01449% | 0.014% | 0.01001% | 0.008908% | 0.009737% | 0.01026% | 0.01109% | 0.01026% | 0.01001% | 0.014% | 0.01001% | 0.01281% | 0.01097% | 0.014% | 0.01001% | 0.008908% | 0.009737% | 0.01026% | 0.01109% | 0.01109% | 0.01026% | 0.01001% | 0.014% | 0.01001% | 0.01281% | 0.01097% | 0.009672% | 0.009672%
3379 | 0.008019% | 0.008768% | 0.01134% | 0.01281% | 0.008893% | 0.009401% | 0.008946% | 0.009867% | 0.009873% | 0.009867% | 0.008893% | 0.01281% | 0.008893% | 0.01184% | 0.00884% | 0.01281% | 0.008893% | 0.009401% | 0.008946% | 0.009867% | 0.009873% | 0.009873% | 0.009867% | 0.008893% | 0.01281% | 0.008893% | 0.01184% | 0.00884% | 0.008019% | 0.008019%
3380 | 0.008726% | 0.00862% | 0.009061% | 0.01268% | 0.008939% | 0.01025% | 0.01004% | 0.01005% | 0.009235% | 0.01005% | 0.008939% | 0.01268% | 0.008939% | 0.01213% | 0.009783% | 0.01268% | 0.008939% | 0.01025% | 0.01004% | 0.01005% | 0.009235% | 0.009235% | 0.01005% | 0.008939% | 0.01268% | 0.008939% | 0.01213% | 0.009783% | 0.008726% | 0.008726%
3381 | 0.007345% | 0.008423% | 0.007195% | 0.01112% | 0.008604% | 0.01039% | 0.009577% | 0.01037% | 0.008813% | 0.01037% | 0.008604% | 0.01112% | 0.008604% | 0.01038% | 0.009109% | 0.01112% | 0.008604% | 0.01039% | 0.009577% | 0.01037% | 0.008813% | 0.008813% | 0.01037% | 0.008604% | 0.01112% | 0.008604% | 0.01038% | 0.009109% | 0.007345% | 0.007345%
3382 | 0.006958% | 0.008339% | 0.006555% | 0.008794% | 0.00846% | 0.01059% | 0.008971% | 0.01063% | 0.008639% | 0.01063% | 0.00846% | 0.008794% | 0.00846% | 0.007247% | 0.008354% | 0.008794% | 0.00846% | 0.01059% | 0.008971% | 0.01063% | 0.008639% | 0.008639% | 0.01063% | 0.00846% | 0.008794% | 0.00846% | 0.007247% | 0.008354% | 0.006958% | 0.006958%
3383 | 0.006809% | 0.008284% | 0.006508% | 0.007246% | 0.008336% | 0.01075% | 0.008609% | 0.01065% | 0.00855% | 0.01065% | 0.008336% | 0.007246% | 0.008336% | 0.00525% | 0.007768% | 0.007246% | 0.008336% | 0.01075% | 0.008609% | 0.01065% | 0.00855% | 0.00855% | 0.01065% | 0.008336% | 0.007246% | 0.008336% | 0.00525% | 0.007768% | 0.006809% | 0.006809%
3384 | 0.006443% | 0.008048% | 0.006193% | 0.006397% | 0.008088% | 0.01116% | 0.008215% | 0.009026% | 0.008309% | 0.009026% | 0.008088% | 0.006397% | 0.008088% | 0.004884% | 0.00712% | 0.006397% | 0.008088% | 0.01116% | 0.008215% | 0.009026% | 0.008309% | 0.008309% | 0.009026% | 0.008088% | 0.006397% | 0.008088% | 0.004884% | 0.00712% | 0.006443% | 0.006443%
3385 | 0.006884% | 0.008174% | 0.006603% | 0.005906% | 0.00819% | 0.01103% | 0.008419% | 0.007561% | 0.008438% | 0.007561% | 0.00819% | 0.005906% | 0.00819% | 0.004697% | 0.006914% | 0.005906% | 0.00819% | 0.01103% | 0.008419% | 0.007561% | 0.008438% | 0.008438% | 0.007561% | 0.00819% | 0.005906% | 0.00819% | 0.004697% | 0.006914% | 0.006884% | 0.006884%
3386 | 0.006957% | 0.008107% | 0.006535% | 0.005745% | 0.008193% | 0.01116% | 0.00843% | 0.006537% | 0.008577% | 0.006537% | 0.008193% | 0.005745% | 0.008193% | 0.004706% | 0.006938% | 0.005745% | 0.008193% | 0.01116% | 0.00843% | 0.006537% | 0.008577% | 0.008577% | 0.006537% | 0.008193% | 0.005745% | 0.008193% | 0.004706% | 0.006938% | 0.006957% | 0.006957%
3387 | 0.007227% | 0.008065% | 0.006507% | 0.005702% | 0.00829% | 0.01129% | 0.008493% | 0.005742% | 0.009036% | 0.005742% | 0.00829% | 0.005702% | 0.00829% | 0.004905% | 0.00718% | 0.005702% | 0.00829% | 0.01129% | 0.008493% | 0.005742% | 0.009036% | 0.009036% | 0.005742% | 0.00829% | 0.005702% | 0.00829% | 0.004905% | 0.00718% | 0.007227% | 0.007227%
3388 | 0.008262% | 0.008051% | 0.006563% | 0.005817% | 0.008753% | 0.01138% | 0.008758% | 0.005731% | 0.00972% | 0.005731% | 0.008753% | 0.005817% | 0.008753% | 0.005303% | 0.007868% | 0.005817% | 0.008753% | 0.01138% | 0.008758% | 0.005731% | 0.00972% | 0.00972% | 0.005731% | 0.008753% | 0.005817% | 0.008753% | 0.005303% | 0.007868% | 0.008262% | 0.008262%
3389 | 0.009434% | 0.008644% | 0.005884% | 0.006002% | 0.009195% | 0.01054% | 0.008593% | 0.006601% | 0.01045% | 0.006601% | 0.009195% | 0.006002% | 0.009195% | 0.005219% | 0.008104% | 0.006002% | 0.009195% | 0.01054% | 0.008593% | 0.006601% | 0.01045% | 0.01045% | 0.006601% | 0.009195% | 0.006002% | 0.009195% | 0.005219% | 0.008104% | 0.009434% | 0.009434%
3390 | 0.01327% | 0.008609% | 0.009756% | 0.006098% | 0.01046% | 0.01025% | 0.008866% | 0.008223% | 0.01214% | 0.008223% | 0.01046% | 0.006098% | 0.01046% | 0.005863% | 0.009112% | 0.006098% | 0.01046% | 0.01025% | 0.008866% | 0.008223% | 0.01214% | 0.01214% | 0.008223% | 0.01046% | 0.006098% | 0.01046% | 0.005863% | 0.009112% | 0.01327% | 0.01327%
3391 | 0.01535% | 0.009963% | 0.01338% | 0.007757% | 0.0125% | 0.01006% | 0.01068% | 0.01097% | 0.01389% | 0.01097% | 0.0125% | 0.007757% | 0.0125% | 0.008312% | 0.01217% | 0.007757% | 0.0125% | 0.01006% | 0.01068% | 0.01097% | 0.01389% | 0.01389% | 0.01097% | 0.0125% | 0.007757% | 0.0125% | 0.008312% | 0.01217% | 0.01535% | 0.01535%
3392 | 0.01771% | 0.0132% | 0.01585% | 0.01015% | 0.01448% | 0.01023% | 0.01255% | 0.01349% | 0.01524% | 0.01349% | 0.01448% | 0.01015% | 0.01448% | 0.01151% | 0.01502% | 0.01015% | 0.01448% | 0.01023% | 0.01255% | 0.01349% | 0.01524% | 0.01524% | 0.01349% | 0.01448% | 0.01015% | 0.01448% | 0.01151% | 0.01502% | 0.01771% | 0.01771%
3393 | 0.0202% | 0.01673% | 0.01793% | 0.01206% | 0.01605% | 0.01079% | 0.01427% | 0.01401% | 0.0163% | 0.01401% | 0.01605% | 0.01206% | 0.01605% | 0.01338% | 0.01724% | 0.01206% | 0.01605% | 0.01079% | 0.01427% | 0.01401% | 0.0163% | 0.0163% | 0.01401% | 0.01605% | 0.01206% | 0.01605% | 0.01338% | 0.01724% | 0.0202% | 0.0202%
3394 | 0.02232% | 0.01933% | 0.02029% | 0.01369% | 0.01707% | 0.01142% | 0.01574% | 0.01452% | 0.01689% | 0.01452% | 0.01707% | 0.01369% | 0.01707% | 0.01455% | 0.01881% | 0.01369% | 0.01707% | 0.01142% | 0.01574% | 0.01452% | 0.01689% | 0.01689% | 0.01452% | 0.01707% | 0.01369% | 0.01707% | 0.01455% | 0.01881% | 0.02232% | 0.02232%
3395 | 0.02346% | 0.02025% | 0.02146% | 0.0149% | 0.01714% | 0.0116% | 0.01647% | 0.01431% | 0.01682% | 0.01431% | 0.01714% | 0.0149% | 0.01714% | 0.01534% | 0.0198% | 0.0149% | 0.01714% | 0.0116% | 0.01647% | 0.01431% | 0.01682% | 0.01682% | 0.01431% | 0.01714% | 0.0149% | 0.01714% | 0.01534% | 0.0198% | 0.02346% | 0.02346%
3396 | 0.02368% | 0.01995% | 0.0224% | 0.01585% | 0.01688% | 0.01131% | 0.01665% | 0.01364% | 0.01672% | 0.01364% | 0.01688% | 0.01585% | 0.01688% | 0.01595% | 0.02021% | 0.01585% | 0.01688% | 0.01131% | 0.01665% | 0.01364% | 0.01672% | 0.01672% | 0.01364% | 0.01688% | 0.01585% | 0.01688% | 0.01595% | 0.02021% | 0.02368% | 0.02368%
3397 | 0.02296% | 0.01921% | 0.02295% | 0.01653% | 0.01615% | 0.01047% | 0.01644% | 0.01303% | 0.01636% | 0.01303% | 0.01615% | 0.01653% | 0.01615% | 0.01646% | 0.02021% | 0.01653% | 0.01615% | 0.01047% | 0.01644% | 0.01303% | 0.01636% | 0.01636% | 0.01303% | 0.01615% | 0.01653% | 0.01615% | 0.01646% | 0.02021% | 0.02296% | 0.02296%
3398 | 0.02095% | 0.01663% | 0.0219% | 0.01672% | 0.01499% | 0.009606% | 0.01562% | 0.01278% | 0.01547% | 0.01278% | 0.01499% | 0.01672% | 0.01499% | 0.01661% | 0.01988% | 0.01672% | 0.01499% | 0.009606% | 0.01562% | 0.01278% | 0.01547% | 0.01547% | 0.01278% | 0.01499% | 0.01672% | 0.01499% | 0.01661% | 0.01988% | 0.02095% | 0.02095%
3399 | 0.01861% | 0.01407% | 0.02078% | 0.01658% | 0.01397% | 0.00902% | 0.01422% | 0.01318% | 0.01472% | 0.01318% | 0.01397% | 0.01658% | 0.01397% | 0.01629% | 0.0188% | 0.01658% | 0.01397% | 0.00902% | 0.01422% | 0.01318% | 0.01472% | 0.01472% | 0.01318% | 0.01397% | 0.01658% | 0.01397% | 0.01629% | 0.0188% | 0.01861% | 0.01861%
3400 | 0.01627% | 0.01259% | 0.01859% | 0.01635% | 0.01325% | 0.008762% | 0.0127% | 0.01184% | 0.01427% | 0.01184% | 0.01325% | 0.01635% | 0.01325% | 0.01554% | 0.01666% | 0.01635% | 0.01325% | 0.008762% | 0.0127% | 0.01184% | 0.01427% | 0.01427% | 0.01184% | 0.01325% | 0.01635% | 0.01325% | 0.01554% | 0.01666% | 0.01627% | 0.01627%
3401 | 0.01364% | 0.01073% | 0.0172% | 0.01572% | 0.01212% | 0.008688% | 0.01137% | 0.01166% | 0.01341% | 0.01166% | 0.01212% | 0.01572% | 0.01212% | 0.01447% | 0.01389% | 0.01572% | 0.01212% | 0.008688% | 0.01137% | 0.01166% | 0.01341% | 0.01341% | 0.01166% | 0.01212% | 0.01572% | 0.01212% | 0.01447% | 0.01389% | 0.01364% | 0.01364%
3402 | 0.01103% | 0.009883% | 0.01591% | 0.01474% | 0.01077% | 0.009006% | 0.01029% | 0.01145% | 0.0122% | 0.01145% | 0.01077% | 0.01474% | 0.01077% | 0.01324% | 0.01102% | 0.01474% | 0.01077% | 0.009006% | 0.01029% | 0.01145% | 0.0122% | 0.0122% | 0.01145% | 0.01077% | 0.01474% | 0.01077% | 0.01324% | 0.01102% | 0.01103% | 0.01103%
3403 | 0.009013% | 0.009189% | 0.01223% | 0.01339% | 0.009452% | 0.009475% | 0.009339% | 0.01116% | 0.01082% | 0.01116% | 0.009452% | 0.01339% | 0.009452% | 0.01215% | 0.008868% | 0.01339% | 0.009452% | 0.009475% | 0.009339% | 0.01116% | 0.01082% | 0.01082% | 0.01116% | 0.009452% | 0.01339% | 0.009452% | 0.01215% | 0.008868% | 0.009013% | 0.009013%
3404 | 0.009433% | 0.009004% | 0.009418% | 0.01307% | 0.009353% | 0.01028% | 0.01027% | 0.01127% | 0.009911% | 0.01127% | 0.009353% | 0.01307% | 0.009353% | 0.01236% | 0.009799% | 0.01307% | 0.009353% | 0.01028% | 0.01027% | 0.01127% | 0.009911% | 0.009911% | 0.01127% | 0.009353% | 0.01307% | 0.009353% | 0.01236% | 0.009799% | 0.009433% | 0.009433%
3405 | 0.007433% | 0.008832% | 0.007279% | 0.01137% | 0.008887% | 0.01038% | 0.009716% | 0.01155% | 0.009353% | 0.01155% | 0.008887% | 0.01137% | 0.008887% | 0.01055% | 0.009116% | 0.01137% | 0.008887% | 0.01038% | 0.009716% | 0.01155% | 0.009353% | 0.009353% | 0.01155% | 0.008887% | 0.01137% | 0.008887% | 0.01055% | 0.009116% | 0.007433% | 0.007433%
3406 | 0.007032% | 0.008726% | 0.006569% | 0.008955% | 0.008686% | 0.01061% | 0.009065% | 0.01184% | 0.00917% | 0.01184% | 0.008686% | 0.008955% | 0.008686% | 0.007357% | 0.008355% | 0.008955% | 0.008686% | 0.01061% | 0.009065% | 0.01184% | 0.00917% | 0.00917% | 0.01184% | 0.008686% | 0.008955% | 0.008686% | 0.007357% | 0.008355% | 0.007032% | 0.007032%
3407 | 0.006874% | 0.008723% | 0.006569% | 0.007362% | 0.008567% | 0.01074% | 0.00868% | 0.01188% | 0.009085% | 0.01188% | 0.008567% | 0.007362% | 0.008567% | 0.005321% | 0.007765% | 0.007362% | 0.008567% | 0.01074% | 0.00868% | 0.01188% | 0.009085% | 0.009085% | 0.01188% | 0.008567% | 0.007362% | 0.008567% | 0.005321% | 0.007765% | 0.006874% | 0.006874%
3408 | 0.00688% | 0.008477% | 0.006508% | 0.006409% | 0.008414% | 0.01091% | 0.008504% | 0.009459% | 0.008826% | 0.009459% | 0.008414% | 0.006409% | 0.008414% | 0.00482% | 0.007137% | 0.006409% | 0.008414% | 0.01091% | 0.008504% | 0.009459% | 0.008826% | 0.008826% | 0.009459% | 0.008414% | 0.006409% | 0.008414% | 0.00482% | 0.007137% | 0.00688% | 0.00688%
3409 | 0.00692% | 0.008534% | 0.006666% | 0.005935% | 0.008369% | 0.01105% | 0.008477% | 0.008163% | 0.008898% | 0.008163% | 0.008369% | 0.005935% | 0.008369% | 0.004747% | 0.006906% | 0.005935% | 0.008369% | 0.01105% | 0.008477% | 0.008163% | 0.008898% | 0.008898% | 0.008163% | 0.008369% | 0.005935% | 0.008369% | 0.004747% | 0.006906% | 0.00692% | 0.00692%
3410 | 0.007002% | 0.008448% | 0.006588% | 0.005786% | 0.008373% | 0.01115% | 0.008472% | 0.007053% | 0.00914% | 0.007053% | 0.008373% | 0.005786% | 0.008373% | 0.004744% | 0.006927% | 0.005786% | 0.008373% | 0.01115% | 0.008472% | 0.007053% | 0.00914% | 0.00914% | 0.007053% | 0.008373% | 0.005786% | 0.008373% | 0.004744% | 0.006927% | 0.007002% | 0.007002%
3411 | 0.007336% | 0.008368% | 0.006575% | 0.005748% | 0.008464% | 0.01125% | 0.008534% | 0.006164% | 0.009717% | 0.006164% | 0.008464% | 0.005748% | 0.008464% | 0.004943% | 0.007169% | 0.005748% | 0.008464% | 0.01125% | 0.008534% | 0.006164% | 0.009717% | 0.009717% | 0.006164% | 0.008464% | 0.005748% | 0.008464% | 0.004943% | 0.007169% | 0.007336% | 0.007336%
3412 | 0.008296% | 0.008329% | 0.006636% | 0.005872% | 0.008993% | 0.01136% | 0.008804% | 0.006079% | 0.0105% | 0.006079% | 0.008993% | 0.005872% | 0.008993% | 0.005335% | 0.007854% | 0.005872% | 0.008993% | 0.01136% | 0.008804% | 0.006079% | 0.0105% | 0.0105% | 0.006079% | 0.008993% | 0.005872% | 0.008993% | 0.005335% | 0.007854% | 0.008296% | 0.008296%
3413 | 0.009623% | 0.008964% | 0.006007% | 0.006131% | 0.00961% | 0.01051% | 0.008667% | 0.007082% | 0.01134% | 0.007082% | 0.00961% | 0.006131% | 0.00961% | 0.005211% | 0.008088% | 0.006131% | 0.00961% | 0.01051% | 0.008667% | 0.007082% | 0.01134% | 0.01134% | 0.007082% | 0.00961% | 0.006131% | 0.00961% | 0.005211% | 0.008088% | 0.009623% | 0.009623%
3414 | 0.01373% | 0.008948% | 0.009831% | 0.006272% | 0.01118% | 0.01021% | 0.009047% | 0.008792% | 0.01348% | 0.008792% | 0.01118% | 0.006272% | 0.01118% | 0.005882% | 0.009106% | 0.006272% | 0.01118% | 0.01021% | 0.009047% | 0.008792% | 0.01348% | 0.01348% | 0.008792% | 0.01118% | 0.006272% | 0.01118% | 0.005882% | 0.009106% | 0.01373% | 0.01373%
3415 | 0.01628% | 0.0104% | 0.01389% | 0.008025% | 0.01339% | 0.01007% | 0.011% | 0.01237% | 0.01526% | 0.01237% | 0.01339% | 0.008025% | 0.01339% | 0.008336% | 0.01217% | 0.008025% | 0.01339% | 0.01007% | 0.011% | 0.01237% | 0.01526% | 0.01526% | 0.01237% | 0.01339% | 0.008025% | 0.01339% | 0.008336% | 0.01217% | 0.01628% | 0.01628%
3416 | 0.01913% | 0.01372% | 0.01675% | 0.01062% | 0.01555% | 0.01029% | 0.013% | 0.01488% | 0.01664% | 0.01488% | 0.01555% | 0.01062% | 0.01555% | 0.01162% | 0.01504% | 0.01062% | 0.01555% | 0.01029% | 0.013% | 0.01488% | 0.01664% | 0.01664% | 0.01488% | 0.01555% | 0.01062% | 0.01555% | 0.01162% | 0.01504% | 0.01913% | 0.01913%
3417 | 0.02154% | 0.01718% | 0.01876% | 0.01269% | 0.01714% | 0.01093% | 0.01479% | 0.01516% | 0.01759% | 0.01516% | 0.01714% | 0.01269% | 0.01714% | 0.01364% | 0.01727% | 0.01269% | 0.01714% | 0.01093% | 0.01479% | 0.01516% | 0.01759% | 0.01759% | 0.01516% | 0.01714% | 0.01269% | 0.01714% | 0.01364% | 0.01727% | 0.02154% | 0.02154%
3418 | 0.02367% | 0.01991% | 0.02127% | 0.01448% | 0.01823% | 0.01167% | 0.01639% | 0.0155% | 0.01812% | 0.0155% | 0.01823% | 0.01448% | 0.01823% | 0.01495% | 0.01886% | 0.01448% | 0.01823% | 0.01167% | 0.01639% | 0.0155% | 0.01812% | 0.01812% | 0.0155% | 0.01823% | 0.01448% | 0.01823% | 0.01495% | 0.01886% | 0.02367% | 0.02367%
3419 | 0.02536% | 0.02113% | 0.02329% | 0.01606% | 0.01852% | 0.0121% | 0.01734% | 0.01532% | 0.01809% | 0.01532% | 0.01852% | 0.01606% | 0.01852% | 0.01614% | 0.01988% | 0.01606% | 0.01852% | 0.0121% | 0.01734% | 0.01532% | 0.01809% | 0.01809% | 0.01532% | 0.01852% | 0.01606% | 0.01852% | 0.01614% | 0.01988% | 0.02536% | 0.02536%
3420 | 0.02593% | 0.02095% | 0.02483% | 0.01724% | 0.01816% | 0.01214% | 0.01764% | 0.01452% | 0.01772% | 0.01452% | 0.01816% | 0.01724% | 0.01816% | 0.01707% | 0.0203% | 0.01724% | 0.01816% | 0.01214% | 0.01764% | 0.01452% | 0.01772% | 0.01772% | 0.01452% | 0.01816% | 0.01724% | 0.01816% | 0.01707% | 0.0203% | 0.02593% | 0.02593%
3421 | 0.02543% | 0.02027% | 0.02588% | 0.01813% | 0.01749% | 0.01147% | 0.01759% | 0.0139% | 0.0173% | 0.0139% | 0.01749% | 0.01813% | 0.01749% | 0.01782% | 0.02032% | 0.01813% | 0.01749% | 0.01147% | 0.01759% | 0.0139% | 0.0173% | 0.0173% | 0.0139% | 0.01749% | 0.01813% | 0.01749% | 0.01782% | 0.02032% | 0.02543% | 0.02543%
3422 | 0.02389% | 0.01773% | 0.0252% | 0.01853% | 0.01649% | 0.01068% | 0.01691% | 0.01385% | 0.01649% | 0.01385% | 0.01649% | 0.01853% | 0.01649% | 0.01814% | 0.02003% | 0.01853% | 0.01649% | 0.01068% | 0.01691% | 0.01385% | 0.01649% | 0.01649% | 0.01385% | 0.01649% | 0.01853% | 0.01649% | 0.01814% | 0.02003% | 0.02389% | 0.02389%
3423 | 0.02117% | 0.01486% | 0.02357% | 0.01814% | 0.01536% | 0.01011% | 0.01536% | 0.01433% | 0.01572% | 0.01433% | 0.01536% | 0.01814% | 0.01536% | 0.0176% | 0.01894% | 0.01814% | 0.01536% | 0.01011% | 0.01536% | 0.01433% | 0.01572% | 0.01572% | 0.01433% | 0.01536% | 0.01814% | 0.01536% | 0.0176% | 0.01894% | 0.02117% | 0.02117%
3424 | 0.01817% | 0.01318% | 0.02077% | 0.01751% | 0.01421% | 0.00981% | 0.01354% | 0.01278% | 0.01496% | 0.01278% | 0.01421% | 0.01751% | 0.01421% | 0.0164% | 0.01675% | 0.01751% | 0.01421% | 0.00981% | 0.01354% | 0.01278% | 0.01496% | 0.01496% | 0.01278% | 0.01421% | 0.01751% | 0.01421% | 0.0164% | 0.01675% | 0.01817% | 0.01817%
3425 | 0.01528% | 0.01123% | 0.01932% | 0.01677% | 0.01292% | 0.009553% | 0.01211% | 0.01253% | 0.01395% | 0.01253% | 0.01292% | 0.01677% | 0.01292% | 0.0152% | 0.01395% | 0.01677% | 0.01292% | 0.009553% | 0.01211% | 0.01253% | 0.01395% | 0.01395% | 0.01253% | 0.01292% | 0.01677% | 0.01292% | 0.0152% | 0.01395% | 0.01528% | 0.01528%
3426 | 0.01218% | 0.0104% | 0.01778% | 0.01567% | 0.01138% | 0.009763% | 0.01098% | 0.01215% | 0.01248% | 0.01215% | 0.01138% | 0.01567% | 0.01138% | 0.01393% | 0.01105% | 0.01567% | 0.01138% | 0.009763% | 0.01098% | 0.01215% | 0.01248% | 0.01248% | 0.01215% | 0.01138% | 0.01567% | 0.01138% | 0.01393% | 0.01105% | 0.01218% | 0.01218%
3427 | 0.009533% | 0.009738% | 0.01345% | 0.01396% | 0.009697% | 0.009871% | 0.009783% | 0.01126% | 0.01075% | 0.01126% | 0.009697% | 0.01396% | 0.009697% | 0.01259% | 0.008883% | 0.01396% | 0.009697% | 0.009871% | 0.009783% | 0.01126% | 0.01075% | 0.01075% | 0.01126% | 0.009697% | 0.01396% | 0.009697% | 0.01259% | 0.008883% | 0.009533% | 0.009533%
3428 | 0.009584% | 0.00946% | 0.01006% | 0.01337% | 0.009357% | 0.01051% | 0.0105% | 0.01068% | 0.009622% | 0.01068% | 0.009357% | 0.01337% | 0.009357% | 0.01259% | 0.009803% | 0.01337% | 0.009357% | 0.01051% | 0.0105% | 0.01068% | 0.009622% | 0.009622% | 0.01068% | 0.009357% | 0.01337% | 0.009357% | 0.01259% | 0.009803% | 0.009584% | 0.009584%
3429 | 0.007459% | 0.009166% | 0.007263% | 0.01162% | 0.008828% | 0.01046% | 0.009822% | 0.01076% | 0.00902% | 0.01076% | 0.008828% | 0.01162% | 0.008828% | 0.01076% | 0.009112% | 0.01162% | 0.008828% | 0.01046% | 0.009822% | 0.01076% | 0.00902% | 0.00902% | 0.01076% | 0.008828% | 0.01162% | 0.008828% | 0.01076% | 0.009112% | 0.007459% | 0.007459%
3430 | 0.006957% | 0.009046% | 0.006541% | 0.009175% | 0.008616% | 0.01049% | 0.009121% | 0.01094% | 0.008768% | 0.01094% | 0.008616% | 0.009175% | 0.008616% | 0.007552% | 0.008349% | 0.009175% | 0.008616% | 0.01049% | 0.009121% | 0.01094% | 0.008768% | 0.008768% | 0.01094% | 0.008616% | 0.009175% | 0.008616% | 0.007552% | 0.008349% | 0.006957% | 0.006957%
3431 | 0.006777% | 0.008966% | 0.006486% | 0.007475% | 0.008472% | 0.01063% | 0.008705% | 0.01092% | 0.008642% | 0.01092% | 0.008472% | 0.007475% | 0.008472% | 0.005362% | 0.007759% | 0.007475% | 0.008472% | 0.01063% | 0.008705% | 0.01092% | 0.008642% | 0.008642% | 0.01092% | 0.008472% | 0.007475% | 0.008472% | 0.005362% | 0.007759% | 0.006777% | 0.006777%
3432 | 0.00684% | 0.008729% | 0.006462% | 0.006459% | 0.008386% | 0.0108% | 0.008529% | 0.00924% | 0.008627% | 0.00924% | 0.008386% | 0.006459% | 0.008386% | 0.004796% | 0.00713% | 0.006459% | 0.008386% | 0.0108% | 0.008529% | 0.00924% | 0.008627% | 0.008627% | 0.00924% | 0.008386% | 0.006459% | 0.008386% | 0.004796% | 0.00713% | 0.00684% | 0.00684%
3433 | 0.006817% | 0.008706% | 0.006566% | 0.005904% | 0.008293% | 0.01085% | 0.008474% | 0.007708% | 0.008494% | 0.007708% | 0.008293% | 0.005904% | 0.008293% | 0.004603% | 0.006899% | 0.005904% | 0.008293% | 0.01085% | 0.008474% | 0.007708% | 0.008494% | 0.008494% | 0.007708% | 0.008293% | 0.005904% | 0.008293% | 0.004603% | 0.006899% | 0.006817% | 0.006817%
3434 | 0.006872% | 0.008575% | 0.006477% | 0.005735% | 0.008266% | 0.01091% | 0.008454% | 0.006628% | 0.008664% | 0.006628% | 0.008266% | 0.005735% | 0.008266% | 0.004585% | 0.006919% | 0.005735% | 0.008266% | 0.01091% | 0.008454% | 0.006628% | 0.008664% | 0.008664% | 0.006628% | 0.008266% | 0.005735% | 0.008266% | 0.004585% | 0.006919% | 0.006872% | 0.006872%
3435 | 0.007145% | 0.008361% | 0.00643% | 0.005679% | 0.00835% | 0.01098% | 0.008505% | 0.005824% | 0.009099% | 0.005824% | 0.00835% | 0.005679% | 0.00835% | 0.004729% | 0.007157% | 0.005679% | 0.00835% | 0.01098% | 0.008505% | 0.005824% | 0.009099% | 0.009099% | 0.005824% | 0.00835% | 0.005679% | 0.00835% | 0.004729% | 0.007157% | 0.007145% | 0.007145%
3436 | 0.008044% | 0.008277% | 0.006488% | 0.00579% | 0.008828% | 0.01105% | 0.008753% | 0.005687% | 0.009735% | 0.005687% | 0.008828% | 0.00579% | 0.008828% | 0.005085% | 0.007838% | 0.00579% | 0.008828% | 0.01105% | 0.008753% | 0.005687% | 0.009735% | 0.009735% | 0.005687% | 0.008828% | 0.00579% | 0.008828% | 0.005085% | 0.007838% | 0.008044% | 0.008044%
3437 | 0.009277% | 0.008843% | 0.005814% | 0.005967% | 0.009248% | 0.01024% | 0.008536% | 0.006506% | 0.01046% | 0.006506% | 0.009248% | 0.005967% | 0.009248% | 0.004943% | 0.007997% | 0.005967% | 0.009248% | 0.01024% | 0.008536% | 0.006506% | 0.01046% | 0.01046% | 0.006506% | 0.009248% | 0.005967% | 0.009248% | 0.004943% | 0.007997% | 0.009277% | 0.009277%
3438 | 0.01256% | 0.008779% | 0.009497% | 0.006128% | 0.01057% | 0.009945% | 0.008917% | 0.008115% | 0.01197% | 0.008115% | 0.01057% | 0.006128% | 0.01057% | 0.005601% | 0.009099% | 0.006128% | 0.01057% | 0.009945% | 0.008917% | 0.008115% | 0.01197% | 0.01197% | 0.008115% | 0.01057% | 0.006128% | 0.01057% | 0.005601% | 0.009099% | 0.01256% | 0.01256%
3439 | 0.01517% | 0.01021% | 0.01362% | 0.007847% | 0.0126% | 0.009975% | 0.01085% | 0.01076% | 0.01343% | 0.01076% | 0.0126% | 0.007847% | 0.0126% | 0.008142% | 0.01216% | 0.007847% | 0.0126% | 0.009975% | 0.01085% | 0.01076% | 0.01343% | 0.01343% | 0.01076% | 0.0126% | 0.007847% | 0.0126% | 0.008142% | 0.01216% | 0.01517% | 0.01517%
3440 | 0.01775% | 0.01349% | 0.01649% | 0.01031% | 0.01464% | 0.01042% | 0.01289% | 0.01321% | 0.01472% | 0.01321% | 0.01464% | 0.01031% | 0.01464% | 0.01139% | 0.01503% | 0.01031% | 0.01464% | 0.01042% | 0.01289% | 0.01321% | 0.01472% | 0.01472% | 0.01321% | 0.01464% | 0.01031% | 0.01464% | 0.01139% | 0.01503% | 0.01775% | 0.01775%
3441 | 0.02003% | 0.01689% | 0.0185% | 0.01229% | 0.01631% | 0.01113% | 0.01478% | 0.01359% | 0.01577% | 0.01359% | 0.01631% | 0.01229% | 0.01631% | 0.01328% | 0.01725% | 0.01229% | 0.01631% | 0.01113% | 0.01478% | 0.01359% | 0.01577% | 0.01577% | 0.01359% | 0.01631% | 0.01229% | 0.01631% | 0.01328% | 0.01725% | 0.02003% | 0.02003%
3442 | 0.02208% | 0.01938% | 0.02066% | 0.01391% | 0.01741% | 0.01189% | 0.01637% | 0.01412% | 0.01646% | 0.01412% | 0.01741% | 0.01391% | 0.01741% | 0.01442% | 0.01882% | 0.01391% | 0.01741% | 0.01189% | 0.01637% | 0.01412% | 0.01646% | 0.01646% | 0.01412% | 0.01741% | 0.01391% | 0.01741% | 0.01442% | 0.01882% | 0.02208% | 0.02208%
3443 | 0.0238% | 0.02041% | 0.0224% | 0.01543% | 0.01799% | 0.01268% | 0.0174% | 0.01435% | 0.01689% | 0.01435% | 0.01799% | 0.01543% | 0.01799% | 0.01544% | 0.01985% | 0.01543% | 0.01799% | 0.01268% | 0.0174% | 0.01435% | 0.01689% | 0.01689% | 0.01435% | 0.01799% | 0.01543% | 0.01799% | 0.01544% | 0.01985% | 0.0238% | 0.0238%
3444 | 0.02468% | 0.02018% | 0.02391% | 0.01663% | 0.01781% | 0.01301% | 0.01778% | 0.01377% | 0.01675% | 0.01377% | 0.01781% | 0.01663% | 0.01781% | 0.01631% | 0.0203% | 0.01663% | 0.01781% | 0.01301% | 0.01778% | 0.01377% | 0.01675% | 0.01675% | 0.01377% | 0.01781% | 0.01663% | 0.01781% | 0.01631% | 0.0203% | 0.02468% | 0.02468%
3445 | 0.02392% | 0.01941% | 0.02451% | 0.01732% | 0.01696% | 0.01235% | 0.01763% | 0.01299% | 0.01616% | 0.01299% | 0.01696% | 0.01732% | 0.01696% | 0.01689% | 0.0203% | 0.01732% | 0.01696% | 0.01235% | 0.01763% | 0.01299% | 0.01616% | 0.01616% | 0.01299% | 0.01696% | 0.01732% | 0.01696% | 0.01689% | 0.0203% | 0.02392% | 0.02392%
3446 | 0.02261% | 0.01704% | 0.02399% | 0.01784% | 0.01597% | 0.01136% | 0.01699% | 0.01291% | 0.01538% | 0.01291% | 0.01597% | 0.01784% | 0.01597% | 0.01737% | 0.02001% | 0.01784% | 0.01597% | 0.01136% | 0.01699% | 0.01291% | 0.01538% | 0.01538% | 0.01291% | 0.01597% | 0.01784% | 0.01597% | 0.01737% | 0.02001% | 0.02261% | 0.02261%
3447 | 0.02029% | 0.01453% | 0.02287% | 0.01772% | 0.01488% | 0.01071% | 0.01556% | 0.01322% | 0.01452% | 0.01322% | 0.01488% | 0.01772% | 0.01488% | 0.01727% | 0.01893% | 0.01772% | 0.01488% | 0.01071% | 0.01556% | 0.01322% | 0.01452% | 0.01452% | 0.01322% | 0.01488% | 0.01772% | 0.01488% | 0.01727% | 0.01893% | 0.02029% | 0.02029%
3448 | 0.01699% | 0.01288% | 0.01999% | 0.01715% | 0.01364% | 0.01022% | 0.01369% | 0.01143% | 0.0136% | 0.01143% | 0.01364% | 0.01715% | 0.01364% | 0.01637% | 0.01673% | 0.01715% | 0.01364% | 0.01022% | 0.01369% | 0.01143% | 0.0136% | 0.0136% | 0.01143% | 0.01364% | 0.01715% | 0.01364% | 0.01637% | 0.01673% | 0.01699% | 0.01699%
3449 | 0.01365% | 0.01094% | 0.01786% | 0.01621% | 0.01229% | 0.009796% | 0.01206% | 0.01104% | 0.01265% | 0.01104% | 0.01229% | 0.01621% | 0.01229% | 0.01513% | 0.0139% | 0.01621% | 0.01229% | 0.009796% | 0.01206% | 0.01104% | 0.01265% | 0.01265% | 0.01104% | 0.01229% | 0.01621% | 0.01229% | 0.01513% | 0.0139% | 0.01365% | 0.01365%
3450 | 0.01077% | 0.01002% | 0.01615% | 0.01508% | 0.01073% | 0.009984% | 0.01081% | 0.01059% | 0.01132% | 0.01059% | 0.01073% | 0.01508% | 0.01073% | 0.01384% | 0.01101% | 0.01508% | 0.01073% | 0.009984% | 0.01081% | 0.01059% | 0.01132% | 0.01132% | 0.01059% | 0.01073% | 0.01508% | 0.01073% | 0.01384% | 0.01101% | 0.01077% | 0.01077%
3451 | 0.008764% | 0.009451% | 0.01256% | 0.01374% | 0.009347% | 0.01013% | 0.009754% | 0.01014% | 0.01008% | 0.01014% | 0.009347% | 0.01374% | 0.009347% | 0.0127% | 0.008875% | 0.01374% | 0.009347% | 0.01013% | 0.009754% | 0.01014% | 0.01008% | 0.01008% | 0.01014% | 0.009347% | 0.01374% | 0.009347% | 0.0127% | 0.008875% | 0.008764% | 0.008764%
3452 | 0.009268% | 0.009326% | 0.009615% | 0.01337% | 0.009278% | 0.01062% | 0.01053% | 0.01032% | 0.009413% | 0.01032% | 0.009278% | 0.01337% | 0.009278% | 0.01277% | 0.009798% | 0.01337% | 0.009278% | 0.01062% | 0.01053% | 0.01032% | 0.009413% | 0.009413% | 0.01032% | 0.009278% | 0.01337% | 0.009278% | 0.01277% | 0.009798% | 0.009268% | 0.009268%
3453 | 0.007351% | 0.009062% | 0.007205% | 0.01154% | 0.008781% | 0.01053% | 0.009839% | 0.01051% | 0.008911% | 0.01051% | 0.008781% | 0.01154% | 0.008781% | 0.01079% | 0.009111% | 0.01154% | 0.008781% | 0.01053% | 0.009839% | 0.01051% | 0.008911% | 0.008911% | 0.01051% | 0.008781% | 0.01154% | 0.008781% | 0.01079% | 0.009111% | 0.007351% | 0.007351%
3454 | 0.006927% | 0.008886% | 0.006509% | 0.009013% | 0.008556% | 0.01055% | 0.009118% | 0.01066% | 0.008675% | 0.01066% | 0.008556% | 0.009013% | 0.008556% | 0.007432% | 0.008348% | 0.009013% | 0.008556% | 0.01055% | 0.009118% | 0.01066% | 0.008675% | 0.008675% | 0.01066% | 0.008556% | 0.009013% | 0.008556% | 0.007432% | 0.008348% | 0.006927% | 0.006927%
3455 | 0.006771% | 0.008736% | 0.006476% | 0.007318% | 0.008401% | 0.01055% | 0.008689% | 0.01062% | 0.008569% | 0.01062% | 0.008401% | 0.007318% | 0.008401% | 0.005214% | 0.00776% | 0.007318% | 0.008401% | 0.01055% | 0.008689% | 0.01062% | 0.008569% | 0.008569% | 0.01062% | 0.008401% | 0.007318% | 0.008401% | 0.005214% | 0.00776% | 0.006771% | 0.006771%
3456 | 0.006789% | 0.008554% | 0.006446% | 0.006372% | 0.008315% | 0.01067% | 0.008511% | 0.008977% | 0.008475% | 0.008977% | 0.008315% | 0.006372% | 0.008315% | 0.004678% | 0.007131% | 0.006372% | 0.008315% | 0.01067% | 0.008511% | 0.008977% | 0.008475% | 0.008475% | 0.008977% | 0.008315% | 0.006372% | 0.008315% | 0.004678% | 0.007131% | 0.006789% | 0.006789%
3457 | 0.006794% | 0.008356% | 0.006566% | 0.005906% | 0.00822% | 0.01078% | 0.00844% | 0.007556% | 0.008431% | 0.007556% | 0.00822% | 0.005906% | 0.00822% | 0.004657% | 0.006903% | 0.005906% | 0.00822% | 0.01078% | 0.00844% | 0.007556% | 0.008431% | 0.008431% | 0.007556% | 0.00822% | 0.005906% | 0.00822% | 0.004657% | 0.006903% | 0.006794% | 0.006794%
3458 | 0.00686% | 0.008279% | 0.006476% | 0.005749% | 0.008208% | 0.01088% | 0.008433% | 0.006513% | 0.008596% | 0.006513% | 0.008208% | 0.005749% | 0.008208% | 0.004651% | 0.006926% | 0.005749% | 0.008208% | 0.01088% | 0.008433% | 0.006513% | 0.008596% | 0.008596% | 0.006513% | 0.008208% | 0.005749% | 0.008208% | 0.004651% | 0.006926% | 0.00686% | 0.00686%
3459 | 0.007148% | 0.008166% | 0.00644% | 0.005708% | 0.008299% | 0.01099% | 0.008492% | 0.005747% | 0.009023% | 0.005747% | 0.008299% | 0.005708% | 0.008299% | 0.00484% | 0.007167% | 0.005708% | 0.008299% | 0.01099% | 0.008492% | 0.005747% | 0.009023% | 0.009023% | 0.005747% | 0.008299% | 0.005708% | 0.008299% | 0.00484% | 0.007167% | 0.007148% | 0.007148%
3460 | 0.008092% | 0.008179% | 0.006502% | 0.005819% | 0.008784% | 0.01108% | 0.00876% | 0.005687% | 0.009681% | 0.005687% | 0.008784% | 0.005819% | 0.008784% | 0.005234% | 0.007848% | 0.005819% | 0.008784% | 0.01108% | 0.00876% | 0.005687% | 0.009681% | 0.009681% | 0.005687% | 0.008784% | 0.005819% | 0.008784% | 0.005234% | 0.007848% | 0.008092% | 0.008092%
3461 | 0.009305% | 0.008732% | 0.005803% | 0.005979% | 0.00919% | 0.01032% | 0.008498% | 0.00652% | 0.01041% | 0.00652% | 0.00919% | 0.005979% | 0.00919% | 0.005055% | 0.007942% | 0.005979% | 0.00919% | 0.01032% | 0.008498% | 0.00652% | 0.01041% | 0.01041% | 0.00652% | 0.00919% | 0.005979% | 0.00919% | 0.005055% | 0.007942% | 0.009305% | 0.009305%
3462 | 0.01302% | 0.008702% | 0.009528% | 0.006153% | 0.01053% | 0.009999% | 0.008914% | 0.008105% | 0.01192% | 0.008105% | 0.01053% | 0.006153% | 0.01053% | 0.005762% | 0.009103% | 0.006153% | 0.01053% | 0.009999% | 0.008914% | 0.008105% | 0.01192% | 0.01192% | 0.008105% | 0.01053% | 0.006153% | 0.01053% | 0.005762% | 0.009103% | 0.01302% | 0.01302%
3463 | 0.01549% | 0.01012% | 0.01373% | 0.007842% | 0.01248% | 0.009992% | 0.01083% | 0.01071% | 0.01331% | 0.01071% | 0.01248% | 0.007842% | 0.01248% | 0.008314% | 0.01216% | 0.007842% | 0.01248% | 0.009992% | 0.01083% | 0.01071% | 0.01331% | 0.01331% | 0.01071% | 0.01248% | 0.007842% | 0.01248% | 0.008314% | 0.01216% | 0.01549% | 0.01549%
3464 | 0.01807% | 0.01342% | 0.01675% | 0.01034% | 0.01452% | 0.01043% | 0.01288% | 0.01312% | 0.01457% | 0.01312% | 0.01452% | 0.01034% | 0.01452% | 0.0116% | 0.01502% | 0.01034% | 0.01452% | 0.01043% | 0.01288% | 0.01312% | 0.01457% | 0.01457% | 0.01312% | 0.01452% | 0.01034% | 0.01452% | 0.0116% | 0.01502% | 0.01807% | 0.01807%
3465 | 0.02031% | 0.01694% | 0.0188% | 0.01239% | 0.01625% | 0.01117% | 0.01478% | 0.01357% | 0.01569% | 0.01357% | 0.01625% | 0.01239% | 0.01625% | 0.0136% | 0.01724% | 0.01239% | 0.01625% | 0.01117% | 0.01478% | 0.01357% | 0.01569% | 0.01569% | 0.01357% | 0.01625% | 0.01239% | 0.01625% | 0.0136% | 0.01724% | 0.02031% | 0.02031%
3466 | 0.02213% | 0.01946% | 0.02105% | 0.01412% | 0.01747% | 0.01237% | 0.01647% | 0.01413% | 0.01645% | 0.01413% | 0.01747% | 0.01412% | 0.01747% | 0.01501% | 0.01884% | 0.01412% | 0.01747% | 0.01237% | 0.01647% | 0.01413% | 0.01645% | 0.01645% | 0.01413% | 0.01747% | 0.01412% | 0.01747% | 0.01501% | 0.01884% | 0.02213% | 0.02213%
3467 | 0.02341% | 0.02052% | 0.02277% | 0.01556% | 0.01767% | 0.01315% | 0.0174% | 0.0139% | 0.01636% | 0.0139% | 0.01767% | 0.01556% | 0.01767% | 0.01616% | 0.01987% | 0.01556% | 0.01767% | 0.01315% | 0.0174% | 0.0139% | 0.01636% | 0.01636% | 0.0139% | 0.01767% | 0.01556% | 0.01767% | 0.01616% | 0.01987% | 0.02341% | 0.02341%
3468 | 0.02341% | 0.02021% | 0.02378% | 0.01649% | 0.01721% | 0.01282% | 0.01761% | 0.01298% | 0.01587% | 0.01298% | 0.01721% | 0.01649% | 0.01721% | 0.01687% | 0.02029% | 0.01649% | 0.01721% | 0.01282% | 0.01761% | 0.01298% | 0.01587% | 0.01587% | 0.01298% | 0.01721% | 0.01649% | 0.01721% | 0.01687% | 0.02029% | 0.02341% | 0.02341%
3469 | 0.02226% | 0.01949% | 0.02424% | 0.01708% | 0.01618% | 0.01188% | 0.01737% | 0.01211% | 0.01508% | 0.01211% | 0.01618% | 0.01708% | 0.01618% | 0.01739% | 0.02028% | 0.01708% | 0.01618% | 0.01188% | 0.01737% | 0.01211% | 0.01508% | 0.01508% | 0.01211% | 0.01618% | 0.01708% | 0.01618% | 0.01739% | 0.02028% | 0.02226% | 0.02226%
3470 | 0.02016% | 0.01677% | 0.0231% | 0.01718% | 0.01476% | 0.01092% | 0.01651% | 0.01163% | 0.01375% | 0.01163% | 0.01476% | 0.01718% | 0.01476% | 0.01755% | 0.01995% | 0.01718% | 0.01476% | 0.01092% | 0.01651% | 0.01163% | 0.01375% | 0.01375% | 0.01163% | 0.01476% | 0.01718% | 0.01476% | 0.01755% | 0.01995% | 0.02016% | 0.02016%
3471 | 0.0177% | 0.01389% | 0.02173% | 0.01685% | 0.01356% | 0.01029% | 0.01494% | 0.01188% | 0.01277% | 0.01188% | 0.01356% | 0.01685% | 0.01356% | 0.01709% | 0.01885% | 0.01685% | 0.01356% | 0.01029% | 0.01494% | 0.01188% | 0.01277% | 0.01277% | 0.01188% | 0.01356% | 0.01685% | 0.01356% | 0.01709% | 0.01885% | 0.0177% | 0.0177%
3472 | 0.01505% | 0.01227% | 0.01926% | 0.01635% | 0.01254% | 0.009995% | 0.01319% | 0.01031% | 0.01217% | 0.01031% | 0.01254% | 0.01635% | 0.01254% | 0.01605% | 0.01667% | 0.01635% | 0.01254% | 0.009995% | 0.01319% | 0.01031% | 0.01217% | 0.01217% | 0.01031% | 0.01254% | 0.01635% | 0.01254% | 0.01605% | 0.01667% | 0.01505% | 0.01505%
3473 | 0.01223% | 0.0103% | 0.01703% | 0.01542% | 0.0112% | 0.009719% | 0.0115% | 0.01011% | 0.01135% | 0.01011% | 0.0112% | 0.01542% | 0.0112% | 0.01466% | 0.01383% | 0.01542% | 0.0112% | 0.009719% | 0.0115% | 0.01011% | 0.01135% | 0.01135% | 0.01011% | 0.0112% | 0.01542% | 0.0112% | 0.01466% | 0.01383% | 0.01223% | 0.01223%
3474 | 0.009881% | 0.009516% | 0.01542% | 0.01445% | 0.01002% | 0.009867% | 0.01036% | 0.00999% | 0.01043% | 0.00999% | 0.01002% | 0.01445% | 0.01002% | 0.01339% | 0.01097% | 0.01445% | 0.01002% | 0.009867% | 0.01036% | 0.00999% | 0.01043% | 0.01043% | 0.00999% | 0.01002% | 0.01445% | 0.01002% | 0.01339% | 0.01097% | 0.009881% | 0.009881%
3475 | 0.00821% | 0.009064% | 0.01227% | 0.01331% | 0.009032% | 0.01011% | 0.009486% | 0.009871% | 0.009651% | 0.009871% | 0.009032% | 0.01331% | 0.009032% | 0.01231% | 0.008864% | 0.01331% | 0.009032% | 0.01011% | 0.009486% | 0.009871% | 0.009651% | 0.009651% | 0.009871% | 0.009032% | 0.01331% | 0.009032% | 0.01231% | 0.008864% | 0.00821% | 0.00821%
3476 | 0.008935% | 0.008918% | 0.009427% | 0.01303% | 0.009082% | 0.01069% | 0.01034% | 0.01017% | 0.009174% | 0.01017% | 0.009082% | 0.01303% | 0.009082% | 0.01239% | 0.009728% | 0.01303% | 0.009082% | 0.01069% | 0.01034% | 0.01017% | 0.009174% | 0.009174% | 0.01017% | 0.009082% | 0.01303% | 0.009082% | 0.01239% | 0.009728% | 0.008935% | 0.008935%
3477 | 0.007332% | 0.008655% | 0.007143% | 0.01134% | 0.008692% | 0.01066% | 0.009784% | 0.0104% | 0.008761% | 0.0104% | 0.008692% | 0.01134% | 0.008692% | 0.01054% | 0.009118% | 0.01134% | 0.008692% | 0.01066% | 0.009784% | 0.0104% | 0.008761% | 0.008761% | 0.0104% | 0.008692% | 0.01134% | 0.008692% | 0.01054% | 0.009118% | 0.007332% | 0.007332%
3478 | 0.0069% | 0.008495% | 0.006444% | 0.008913% | 0.008516% | 0.01067% | 0.009097% | 0.01063% | 0.008588% | 0.01063% | 0.008516% | 0.008913% | 0.008516% | 0.007313% | 0.008353% | 0.008913% | 0.008516% | 0.01067% | 0.009097% | 0.01063% | 0.008588% | 0.008588% | 0.01063% | 0.008516% | 0.008913% | 0.008516% | 0.007313% | 0.008353% | 0.0069% | 0.0069%
3479 | 0.006744% | 0.008482% | 0.00645% | 0.007317% | 0.008397% | 0.01066% | 0.008691% | 0.01063% | 0.008509% | 0.01063% | 0.008397% | 0.007317% | 0.008397% | 0.00526% | 0.007761% | 0.007317% | 0.008397% | 0.01066% | 0.008691% | 0.01063% | 0.008509% | 0.008509% | 0.01063% | 0.008397% | 0.007317% | 0.008397% | 0.00526% | 0.007761% | 0.006744% | 0.006744%
3480 | 0.006752% | 0.008412% | 0.00643% | 0.006378% | 0.008304% | 0.01069% | 0.008507% | 0.008984% | 0.008423% | 0.008984% | 0.008304% | 0.006378% | 0.008304% | 0.004736% | 0.007132% | 0.006378% | 0.008304% | 0.01069% | 0.008507% | 0.008984% | 0.008423% | 0.008423% | 0.008984% | 0.008304% | 0.006378% | 0.008304% | 0.004736% | 0.007132% | 0.006752% | 0.006752%
3481 | 0.005555% | 0.01014% | 0.005489% | 0.005796% | 0.008553% | 0.01195% | 0.008736% | 0.007697% | 0.00842% | 0.007697% | 0.008553% | 0.005796% | 0.008553% | 0.004786% | 0.006911% | 0.005796% | 0.008553% | 0.01195% | 0.008736% | 0.007697% | 0.00842% | 0.00842% | 0.007697% | 0.008553% | 0.005796% | 0.008553% | 0.004786% | 0.006911% | 0.005555% | 0.005555%
3482 | 0.005382% | 0.01027% | 0.005381% | 0.005703% | 0.008448% | 0.01195% | 0.008653% | 0.00702% | 0.008504% | 0.00702% | 0.008448% | 0.005703% | 0.008448% | 0.004411% | 0.006911% | 0.005703% | 0.008448% | 0.01195% | 0.008653% | 0.00702% | 0.008504% | 0.008504% | 0.00702% | 0.008448% | 0.005703% | 0.008448% | 0.004411% | 0.006911% | 0.005382% | 0.005382%
3483 | 0.005256% | 0.01034% | 0.005282% | 0.005698% | 0.008609% | 0.012% | 0.008569% | 0.006811% | 0.008931% | 0.006811% | 0.008609% | 0.005698% | 0.008609% | 0.00447% | 0.006909% | 0.005698% | 0.008609% | 0.012% | 0.008569% | 0.006811% | 0.008931% | 0.008931% | 0.006811% | 0.008609% | 0.005698% | 0.008609% | 0.00447% | 0.006909% | 0.005256% | 0.005256%
3484 | 0.005173% | 0.01035% | 0.005258% | 0.005781% | 0.008814% | 0.01206% | 0.008432% | 0.00693% | 0.009084% | 0.00693% | 0.008814% | 0.005781% | 0.008814% | 0.004785% | 0.006906% | 0.005781% | 0.008814% | 0.01206% | 0.008432% | 0.00693% | 0.009084% | 0.009084% | 0.00693% | 0.008814% | 0.005781% | 0.008814% | 0.004785% | 0.006906% | 0.005173% | 0.005173%
3485 | 0.004192% | 0.01093% | 0.004292% | 0.005627% | 0.008294% | 0.01133% | 0.00731% | 0.007433% | 0.00894% | 0.007433% | 0.008294% | 0.005627% | 0.008294% | 0.004543% | 0.005583% | 0.005627% | 0.008294% | 0.01133% | 0.00731% | 0.007433% | 0.00894% | 0.00894% | 0.007433% | 0.008294% | 0.005627% | 0.008294% | 0.004543% | 0.005583% | 0.004192% | 0.004192%
3486 | 0.005736% | 0.01052% | 0.005327% | 0.005697% | 0.008147% | 0.01102% | 0.006383% | 0.008618% | 0.009295% | 0.008618% | 0.008147% | 0.005697% | 0.008147% | 0.005078% | 0.004295% | 0.005697% | 0.008147% | 0.01102% | 0.006383% | 0.008618% | 0.009295% | 0.009295% | 0.008618% | 0.008147% | 0.005697% | 0.008147% | 0.005078% | 0.004295% | 0.005736% | 0.005736%
3487 | 0.005298% | 0.01081% | 0.004899% | 0.007288% | 0.008452% | 0.011% | 0.006469% | 0.01043% | 0.009559% | 0.01043% | 0.008452% | 0.007288% | 0.008452% | 0.007564% | 0.004277% | 0.007288% | 0.008452% | 0.011% | 0.006469% | 0.01043% | 0.009559% | 0.009559% | 0.01043% | 0.008452% | 0.007288% | 0.008452% | 0.007564% | 0.004277% | 0.005298% | 0.005298%
3488 | 0.004693% | 0.01178% | 0.004377% | 0.009585% | 0.008796% | 0.01116% | 0.00669% | 0.01252% | 0.009683% | 0.01252% | 0.008796% | 0.009585% | 0.008796% | 0.01074% | 0.004258% | 0.009585% | 0.008796% | 0.01116% | 0.00669% | 0.01252% | 0.009683% | 0.009683% | 0.01252% | 0.008796% | 0.009585% | 0.008796% | 0.01074% | 0.004258% | 0.004693% | 0.004693%
3489 | 0.004549% | 0.01313% | 0.004272% | 0.01142% | 0.00947% | 0.01146% | 0.007077% | 0.01322% | 0.009949% | 0.01322% | 0.00947% | 0.01142% | 0.00947% | 0.01264% | 0.004252% | 0.01142% | 0.00947% | 0.01146% | 0.007077% | 0.01322% | 0.009949% | 0.009949% | 0.01322% | 0.00947% | 0.01142% | 0.00947% | 0.01264% | 0.004252% | 0.004549% | 0.004549%
3490 | 0.004615% | 0.01464% | 0.004702% | 0.01283% | 0.009974% | 0.01177% | 0.007625% | 0.01426% | 0.01025% | 0.01426% | 0.009974% | 0.01283% | 0.009974% | 0.01371% | 0.004253% | 0.01283% | 0.009974% | 0.01177% | 0.007625% | 0.01426% | 0.01025% | 0.01025% | 0.01426% | 0.009974% | 0.01283% | 0.009974% | 0.01371% | 0.004253% | 0.004615% | 0.004615%
3491 | 0.004568% | 0.01564% | 0.004599% | 0.01384% | 0.01008% | 0.01177% | 0.008192% | 0.01461% | 0.01036% | 0.01461% | 0.01008% | 0.01384% | 0.01008% | 0.01434% | 0.004256% | 0.01384% | 0.01008% | 0.01177% | 0.008192% | 0.01461% | 0.01036% | 0.01036% | 0.01461% | 0.01008% | 0.01384% | 0.01008% | 0.01434% | 0.004256% | 0.004568% | 0.004568%
3492 | 0.004627% | 0.01549% | 0.004512% | 0.01463% | 0.0101% | 0.01136% | 0.008538% | 0.01458% | 0.01048% | 0.01458% | 0.0101% | 0.01463% | 0.0101% | 0.01482% | 0.004261% | 0.01463% | 0.0101% | 0.01136% | 0.008538% | 0.01458% | 0.01048% | 0.01048% | 0.01458% | 0.0101% | 0.01463% | 0.0101% | 0.01482% | 0.004261% | 0.004627% | 0.004627%
3493 | 0.004745% | 0.0148% | 0.00456% | 0.01504% | 0.01012% | 0.01042% | 0.00848% | 0.01449% | 0.01045% | 0.01449% | 0.01012% | 0.01504% | 0.01012% | 0.01519% | 0.004261% | 0.01504% | 0.01012% | 0.01042% | 0.00848% | 0.01449% | 0.01045% | 0.01045% | 0.01449% | 0.01012% | 0.01504% | 0.01012% | 0.01519% | 0.004261% | 0.004745% | 0.004745%
3494 | 0.004837% | 0.0137% | 0.004599% | 0.01527% | 0.01025% | 0.009628% | 0.008224% | 0.01448% | 0.0105% | 0.01448% | 0.01025% | 0.01527% | 0.01025% | 0.01569% | 0.004264% | 0.01527% | 0.01025% | 0.009628% | 0.008224% | 0.01448% | 0.0105% | 0.0105% | 0.01448% | 0.01025% | 0.01527% | 0.01025% | 0.01569% | 0.004264% | 0.004837% | 0.004837%
3495 | 0.004926% | 0.01269% | 0.004833% | 0.01534% | 0.01042% | 0.008981% | 0.007838% | 0.01488% | 0.01061% | 0.01488% | 0.01042% | 0.01534% | 0.01042% | 0.01611% | 0.004269% | 0.01534% | 0.01042% | 0.008981% | 0.007838% | 0.01488% | 0.01061% | 0.01061% | 0.01488% | 0.01042% | 0.01534% | 0.01042% | 0.01611% | 0.004269% | 0.004926% | 0.004926%
3496 | 0.005138% | 0.01204% | 0.00498% | 0.01529% | 0.01045% | 0.009036% | 0.007432% | 0.01325% | 0.01059% | 0.01325% | 0.01045% | 0.01529% | 0.01045% | 0.0164% | 0.004276% | 0.01529% | 0.01045% | 0.009036% | 0.007432% | 0.01325% | 0.01059% | 0.01059% | 0.01325% | 0.01045% | 0.01529% | 0.01045% | 0.0164% | 0.004276% | 0.005138% | 0.005138%
3497 | 0.00506% | 0.01136% | 0.004951% | 0.01487% | 0.01014% | 0.009207% | 0.006971% | 0.01276% | 0.01025% | 0.01276% | 0.01014% | 0.01487% | 0.01014% | 0.01626% | 0.004278% | 0.01487% | 0.01014% | 0.009207% | 0.006971% | 0.01276% | 0.01025% | 0.01025% | 0.01276% | 0.01014% | 0.01487% | 0.01014% | 0.01626% | 0.004278% | 0.00506% | 0.00506%
3498 | 0.005402% | 0.011% | 0.005124% | 0.01408% | 0.009581% | 0.009866% | 0.006551% | 0.01227% | 0.009748% | 0.01227% | 0.009581% | 0.01408% | 0.009581% | 0.01564% | 0.004271% | 0.01408% | 0.009581% | 0.009866% | 0.006551% | 0.01227% | 0.009748% | 0.009748% | 0.01227% | 0.009581% | 0.01408% | 0.009581% | 0.01564% | 0.004271% | 0.005402% | 0.005402%
3499 | 0.00555% | 0.01072% | 0.005106% | 0.01288% | 0.008875% | 0.01072% | 0.0063% | 0.01169% | 0.009325% | 0.01169% | 0.008875% | 0.01288% | 0.008875% | 0.0147% | 0.004268% | 0.01288% | 0.008875% | 0.01072% | 0.0063% | 0.01169% | 0.009325% | 0.009325% | 0.01169% | 0.008875% | 0.01288% | 0.008875% | 0.0147% | 0.004268% | 0.00555% | 0.00555%
3500 | 0.007268% | 0.01067% | 0.006563% | 0.01263% | 0.009203% | 0.0116% | 0.007986% | 0.01136% | 0.00928% | 0.01136% | 0.009203% | 0.01263% | 0.009203% | 0.01468% | 0.006505% | 0.01263% | 0.009203% | 0.0116% | 0.007986% | 0.01136% | 0.00928% | 0.00928% | 0.01136% | 0.009203% | 0.01263% | 0.009203% | 0.01468% | 0.006505% | 0.007268% | 0.007268%
3501 | 0.006595% | 0.0106% | 0.006235% | 0.01098% | 0.0088% | 0.01183% | 0.008366% | 0.01092% | 0.008919% | 0.01092% | 0.0088% | 0.01098% | 0.0088% | 0.01257% | 0.006918% | 0.01098% | 0.0088% | 0.01183% | 0.008366% | 0.01092% | 0.008919% | 0.008919% | 0.01092% | 0.0088% | 0.01098% | 0.0088% | 0.01257% | 0.006918% | 0.006595% | 0.006595%
3502 | 0.006336% | 0.01049% | 0.006147% | 0.008545% | 0.00854% | 0.01194% | 0.008462% | 0.01039% | 0.008585% | 0.01039% | 0.00854% | 0.008545% | 0.00854% | 0.00886% | 0.006933% | 0.008545% | 0.00854% | 0.01194% | 0.008462% | 0.01039% | 0.008585% | 0.008585% | 0.01039% | 0.00854% | 0.008545% | 0.00854% | 0.00886% | 0.006933% | 0.006336% | 0.006336%
3503 | 0.006082% | 0.01043% | 0.005993% | 0.006897% | 0.008419% | 0.01199% | 0.008592% | 0.009278% | 0.008438% | 0.009278% | 0.008419% | 0.006897% | 0.008419% | 0.006299% | 0.006948% | 0.006897% | 0.008419% | 0.01199% | 0.008592% | 0.009278% | 0.008438% | 0.008438% | 0.009278% | 0.008419% | 0.006897% | 0.008419% | 0.006299% | 0.006948% | 0.006082% | 0.006082%
3504 | 0.005983% | 0.00973% | 0.005874% | 0.006242% | 0.008359% | 0.01168% | 0.008621% | 0.00848% | 0.008401% | 0.00848% | 0.008359% | 0.006242% | 0.008359% | 0.005147% | 0.006938% | 0.006242% | 0.008359% | 0.01168% | 0.008621% | 0.00848% | 0.008401% | 0.008401% | 0.00848% | 0.008359% | 0.006242% | 0.008359% | 0.005147% | 0.006938% | 0.005983% | 0.005983%
3505 | 0.005053% | 0.008078% | 0.005096% | 0.006143% | 0.007489% | 0.012% | 0.007419% | 0.008622% | 0.007743% | 0.008622% | 0.007489% | 0.006143% | 0.007489% | 0.004737% | 0.006875% | 0.006143% | 0.007489% | 0.012% | 0.007419% | 0.008622% | 0.007743% | 0.007743% | 0.008622% | 0.007489% | 0.006143% | 0.007489% | 0.004737% | 0.006875% | 0.005053% | 0.005053%
3506 | 0.005067% | 0.007967% | 0.005109% | 0.006038% | 0.007593% | 0.01203% | 0.007502% | 0.008063% | 0.007833% | 0.008063% | 0.007593% | 0.006038% | 0.007593% | 0.004448% | 0.006878% | 0.006038% | 0.007593% | 0.01203% | 0.007502% | 0.008063% | 0.007833% | 0.007833% | 0.008063% | 0.007593% | 0.006038% | 0.007593% | 0.004448% | 0.006878% | 0.005067% | 0.005067%
3507 | 0.004921% | 0.00781% | 0.004974% | 0.005994% | 0.007512% | 0.01206% | 0.007544% | 0.007681% | 0.007617% | 0.007681% | 0.007512% | 0.005994% | 0.007512% | 0.004433% | 0.006885% | 0.005994% | 0.007512% | 0.01206% | 0.007544% | 0.007681% | 0.007617% | 0.007617% | 0.007681% | 0.007512% | 0.005994% | 0.007512% | 0.004433% | 0.006885% | 0.004921% | 0.004921%
3508 | 0.004932% | 0.007657% | 0.004998% | 0.006034% | 0.007604% | 0.01214% | 0.007653% | 0.00784% | 0.007709% | 0.00784% | 0.007604% | 0.006034% | 0.007604% | 0.004806% | 0.006892% | 0.006034% | 0.007604% | 0.01214% | 0.007653% | 0.00784% | 0.007709% | 0.007709% | 0.00784% | 0.007604% | 0.006034% | 0.007604% | 0.004806% | 0.006892% | 0.004932% | 0.004932%
3509 | 0.003955% | 0.007488% | 0.004193% | 0.006028% | 0.007289% | 0.01163% | 0.00679% | 0.008271% | 0.007656% | 0.008271% | 0.007289% | 0.006028% | 0.007289% | 0.004938% | 0.00558% | 0.006028% | 0.007289% | 0.01163% | 0.00679% | 0.008271% | 0.007656% | 0.007656% | 0.008271% | 0.007289% | 0.006028% | 0.007289% | 0.004938% | 0.00558% | 0.003955% | 0.003955%
3510 | 0.006266% | 0.007464% | 0.005529% | 0.005732% | 0.006773% | 0.01106% | 0.005766% | 0.008554% | 0.007314% | 0.008554% | 0.006773% | 0.005732% | 0.006773% | 0.005522% | 0.004301% | 0.005732% | 0.006773% | 0.01106% | 0.005766% | 0.008554% | 0.007314% | 0.007314% | 0.008554% | 0.006773% | 0.005732% | 0.006773% | 0.005522% | 0.004301% | 0.006266% | 0.006266%
3511 | 0.004466% | 0.008555% | 0.004344% | 0.006378% | 0.006894% | 0.0108% | 0.005888% | 0.009615% | 0.007264% | 0.009615% | 0.006894% | 0.006378% | 0.006894% | 0.007091% | 0.004283% | 0.006378% | 0.006894% | 0.0108% | 0.005888% | 0.009615% | 0.007264% | 0.007264% | 0.009615% | 0.006894% | 0.006378% | 0.006894% | 0.007091% | 0.004283% | 0.004466% | 0.004466%
3512 | 0.004833% | 0.008631% | 0.004501% | 0.007504% | 0.007346% | 0.01124% | 0.006317% | 0.01172% | 0.00769% | 0.01172% | 0.007346% | 0.007504% | 0.007346% | 0.00919% | 0.004269% | 0.007504% | 0.007346% | 0.01124% | 0.006317% | 0.01172% | 0.00769% | 0.00769% | 0.01172% | 0.007346% | 0.007504% | 0.007346% | 0.00919% | 0.004269% | 0.004833% | 0.004833%
3513 | 0.00475% | 0.009381% | 0.004365% | 0.008912% | 0.007392% | 0.01199% | 0.006253% | 0.01291% | 0.007611% | 0.01291% | 0.007392% | 0.008912% | 0.007392% | 0.01114% | 0.004261% | 0.008912% | 0.007392% | 0.01199% | 0.006253% | 0.01291% | 0.007611% | 0.007611% | 0.01291% | 0.007392% | 0.008912% | 0.007392% | 0.01114% | 0.004261% | 0.00475% | 0.00475%
3514 | 0.004558% | 0.01041% | 0.004249% | 0.01045% | 0.007242% | 0.01282% | 0.006055% | 0.01356% | 0.007369% | 0.01356% | 0.007242% | 0.01045% | 0.007242% | 0.01272% | 0.00426% | 0.01045% | 0.007242% | 0.01282% | 0.006055% | 0.01356% | 0.007369% | 0.007369% | 0.01356% | 0.007242% | 0.01045% | 0.007242% | 0.01272% | 0.00426% | 0.004558% | 0.004558%
3515 | 0.004276% | 0.01171% | 0.004141% | 0.01196% | 0.007117% | 0.01309% | 0.005909% | 0.01393% | 0.007196% | 0.01393% | 0.007117% | 0.01196% | 0.007117% | 0.01387% | 0.004261% | 0.01196% | 0.007117% | 0.01309% | 0.005909% | 0.01393% | 0.007196% | 0.007196% | 0.01393% | 0.007117% | 0.01196% | 0.007117% | 0.01387% | 0.004261% | 0.004276% | 0.004276%
3516 | 0.004409% | 0.01232% | 0.00412% | 0.01333% | 0.007169% | 0.0129% | 0.005996% | 0.01431% | 0.007237% | 0.01431% | 0.007169% | 0.01333% | 0.007169% | 0.01473% | 0.00426% | 0.01333% | 0.007169% | 0.0129% | 0.005996% | 0.01431% | 0.007237% | 0.007237% | 0.01431% | 0.007169% | 0.01333% | 0.007169% | 0.01473% | 0.00426% | 0.004409% | 0.004409%
3517 | 0.004521% | 0.01246% | 0.004106% | 0.01415% | 0.007239% | 0.01201% | 0.006064% | 0.01468% | 0.007303% | 0.01468% | 0.007239% | 0.01415% | 0.007239% | 0.01523% | 0.004261% | 0.01415% | 0.007239% | 0.01201% | 0.006064% | 0.01468% | 0.007303% | 0.007303% | 0.01468% | 0.007239% | 0.01415% | 0.007239% | 0.01523% | 0.004261% | 0.004521% | 0.004521%
3518 | 0.004222% | 0.0119% | 0.003915% | 0.01432% | 0.007221% | 0.01074% | 0.006068% | 0.01466% | 0.007308% | 0.01466% | 0.007221% | 0.01432% | 0.007221% | 0.0153% | 0.004261% | 0.01432% | 0.007221% | 0.01074% | 0.006068% | 0.01466% | 0.007308% | 0.007308% | 0.01466% | 0.007221% | 0.01432% | 0.007221% | 0.0153% | 0.004261% | 0.004222% | 0.004222%
3519 | 0.004586% | 0.01098% | 0.003976% | 0.01411% | 0.007253% | 0.009841% | 0.006073% | 0.01475% | 0.007299% | 0.01475% | 0.007253% | 0.01411% | 0.007253% | 0.01525% | 0.004268% | 0.01411% | 0.007253% | 0.009841% | 0.006073% | 0.01475% | 0.007299% | 0.007299% | 0.01475% | 0.007253% | 0.01411% | 0.007253% | 0.01525% | 0.004268% | 0.004586% | 0.004586%
3520 | 0.00484% | 0.01013% | 0.004124% | 0.01362% | 0.007168% | 0.009758% | 0.005968% | 0.01278% | 0.007227% | 0.01278% | 0.007168% | 0.01362% | 0.007168% | 0.0151% | 0.004276% | 0.01362% | 0.007168% | 0.009758% | 0.005968% | 0.01278% | 0.007227% | 0.007227% | 0.01278% | 0.007168% | 0.01362% | 0.007168% | 0.0151% | 0.004276% | 0.00484% | 0.00484%
3521 | 0.004768% | 0.009377% | 0.004085% | 0.01277% | 0.006915% | 0.009872% | 0.005686% | 0.01201% | 0.007136% | 0.01201% | 0.006915% | 0.01277% | 0.006915% | 0.01444% | 0.00427% | 0.01277% | 0.006915% | 0.009872% | 0.005686% | 0.01201% | 0.007136% | 0.007136% | 0.01201% | 0.006915% | 0.01277% | 0.006915% | 0.01444% | 0.00427% | 0.004768% | 0.004768%
3522 | 0.004913% | 0.008794% | 0.004325% | 0.0116% | 0.006602% | 0.01039% | 0.005354% | 0.01167% | 0.007058% | 0.01167% | 0.006602% | 0.0116% | 0.006602% | 0.01318% | 0.004257% | 0.0116% | 0.006602% | 0.01039% | 0.005354% | 0.01167% | 0.007058% | 0.007058% | 0.01167% | 0.006602% | 0.0116% | 0.006602% | 0.01318% | 0.004257% | 0.004913% | 0.004913%
3523 | 0.004805% | 0.008372% | 0.00414% | 0.01019% | 0.006279% | 0.01105% | 0.005045% | 0.01127% | 0.006995% | 0.01127% | 0.006279% | 0.01019% | 0.006279% | 0.01153% | 0.004244% | 0.01019% | 0.006279% | 0.01105% | 0.005045% | 0.01127% | 0.006995% | 0.006995% | 0.01127% | 0.006279% | 0.01019% | 0.006279% | 0.01153% | 0.004244% | 0.004805% | 0.004805%
3524 | 0.006372% | 0.008301% | 0.005813% | 0.009941% | 0.006949% | 0.01176% | 0.006631% | 0.01111% | 0.007225% | 0.01111% | 0.006949% | 0.009941% | 0.006949% | 0.011% | 0.006478% | 0.009941% | 0.006949% | 0.01176% | 0.006631% | 0.01111% | 0.007225% | 0.007225% | 0.01111% | 0.006949% | 0.009941% | 0.006949% | 0.011% | 0.006478% | 0.006372% | 0.006372%
3525 | 0.005583% | 0.008096% | 0.005288% | 0.008964% | 0.007044% | 0.0119% | 0.006939% | 0.01068% | 0.007248% | 0.01068% | 0.007044% | 0.008964% | 0.007044% | 0.009509% | 0.006886% | 0.008964% | 0.007044% | 0.0119% | 0.006939% | 0.01068% | 0.007248% | 0.007248% | 0.01068% | 0.007044% | 0.008964% | 0.007044% | 0.009509% | 0.006886% | 0.005583% | 0.005583%
3526 | 0.005363% | 0.008006% | 0.005269% | 0.008004% | 0.007134% | 0.01192% | 0.007046% | 0.01029% | 0.007344% | 0.01029% | 0.007134% | 0.008004% | 0.007134% | 0.007888% | 0.006898% | 0.008004% | 0.007134% | 0.01192% | 0.007046% | 0.01029% | 0.007344% | 0.007344% | 0.01029% | 0.007134% | 0.008004% | 0.007134% | 0.007888% | 0.006898% | 0.005363% | 0.005363%
3527 | 0.005318% | 0.007928% | 0.005311% | 0.007273% | 0.007262% | 0.01188% | 0.007165% | 0.009481% | 0.007517% | 0.009481% | 0.007262% | 0.007273% | 0.007262% | 0.006369% | 0.006907% | 0.007273% | 0.007262% | 0.01188% | 0.007165% | 0.009481% | 0.007517% | 0.007517% | 0.009481% | 0.007262% | 0.007273% | 0.007262% | 0.006369% | 0.006907% | 0.005318% | 0.005318%
3528 | 0.005268% | 0.008519% | 0.005294% | 0.006405% | 0.007692% | 0.01189% | 0.007671% | 0.008889% | 0.007813% | 0.008889% | 0.007692% | 0.006405% | 0.007692% | 0.005242% | 0.006885% | 0.006405% | 0.007692% | 0.01189% | 0.007671% | 0.008889% | 0.007813% | 0.007813% | 0.008889% | 0.007692% | 0.006405% | 0.007692% | 0.005242% | 0.006885% | 0.005268% | 0.005268%
3529 | 0.006809% | 0.008269% | 0.006583% | 0.005896% | 0.008292% | 0.01072% | 0.008485% | 0.007674% | 0.008448% | 0.007674% | 0.008292% | 0.005896% | 0.008292% | 0.004644% | 0.006914% | 0.005896% | 0.008292% | 0.01072% | 0.008485% | 0.007674% | 0.008448% | 0.008448% | 0.007674% | 0.008292% | 0.005896% | 0.008292% | 0.004644% | 0.006914% | 0.006809% | 0.006809%
3530 | 0.006851% | 0.00824% | 0.006569% | 0.005744% | 0.008287% | 0.01087% | 0.008453% | 0.006627% | 0.008644% | 0.006627% | 0.008287% | 0.005744% | 0.008287% | 0.004651% | 0.006936% | 0.005744% | 0.008287% | 0.01087% | 0.008453% | 0.006627% | 0.008644% | 0.008644% | 0.006627% | 0.008287% | 0.005744% | 0.008287% | 0.004651% | 0.006936% | 0.006851% | 0.006851%
3531 | 0.00718% | 0.008177% | 0.006554% | 0.005694% | 0.008399% | 0.01098% | 0.0085% | 0.005803% | 0.009119% | 0.005803% | 0.008399% | 0.005694% | 0.008399% | 0.004853% | 0.007176% | 0.005694% | 0.008399% | 0.01098% | 0.0085% | 0.005803% | 0.009119% | 0.009119% | 0.005803% | 0.008399% | 0.005694% | 0.008399% | 0.004853% | 0.007176% | 0.00718% | 0.00718%
3532 | 0.008112% | 0.008155% | 0.006562% | 0.005805% | 0.008864% | 0.01106% | 0.008787% | 0.005729% | 0.009825% | 0.005729% | 0.008864% | 0.005805% | 0.008864% | 0.005224% | 0.007863% | 0.005805% | 0.008864% | 0.01106% | 0.008787% | 0.005729% | 0.009825% | 0.009825% | 0.005729% | 0.008864% | 0.005805% | 0.008864% | 0.005224% | 0.007863% | 0.008112% | 0.008112%
3533 | 0.009267% | 0.008741% | 0.005872% | 0.005928% | 0.009293% | 0.01029% | 0.008519% | 0.006542% | 0.0106% | 0.006542% | 0.009293% | 0.005928% | 0.009293% | 0.005058% | 0.007958% | 0.005928% | 0.009293% | 0.01029% | 0.008519% | 0.006542% | 0.0106% | 0.0106% | 0.006542% | 0.009293% | 0.005928% | 0.009293% | 0.005058% | 0.007958% | 0.009267% | 0.009267%
3534 | 0.01308% | 0.008742% | 0.009881% | 0.006061% | 0.01062% | 0.009949% | 0.008947% | 0.008179% | 0.01222% | 0.008179% | 0.01062% | 0.006061% | 0.01062% | 0.00575% | 0.009107% | 0.006061% | 0.01062% | 0.009949% | 0.008947% | 0.008179% | 0.01222% | 0.01222% | 0.008179% | 0.01062% | 0.006061% | 0.01062% | 0.00575% | 0.009107% | 0.01308% | 0.01308%
3535 | 0.0153% | 0.01005% | 0.01337% | 0.007712% | 0.01267% | 0.01007% | 0.01086% | 0.01108% | 0.01388% | 0.01108% | 0.01267% | 0.007712% | 0.01267% | 0.008232% | 0.01216% | 0.007712% | 0.01267% | 0.01007% | 0.01086% | 0.01108% | 0.01388% | 0.01388% | 0.01108% | 0.01267% | 0.007712% | 0.01267% | 0.008232% | 0.01216% | 0.0153% | 0.0153%
3536 | 0.01758% | 0.01322% | 0.01574% | 0.01015% | 0.01473% | 0.01046% | 0.01287% | 0.0136% | 0.01526% | 0.0136% | 0.01473% | 0.01015% | 0.01473% | 0.01148% | 0.01501% | 0.01015% | 0.01473% | 0.01046% | 0.01287% | 0.0136% | 0.01526% | 0.01526% | 0.0136% | 0.01473% | 0.01015% | 0.01473% | 0.01148% | 0.01501% | 0.01758% | 0.01758%
3537 | 0.01999% | 0.01671% | 0.01758% | 0.01217% | 0.01652% | 0.01104% | 0.01474% | 0.01423% | 0.01657% | 0.01423% | 0.01652% | 0.01217% | 0.01652% | 0.01345% | 0.01724% | 0.01217% | 0.01652% | 0.01104% | 0.01474% | 0.01423% | 0.01657% | 0.01657% | 0.01423% | 0.01652% | 0.01217% | 0.01652% | 0.01345% | 0.01724% | 0.01999% | 0.01999%
3538 | 0.02212% | 0.01946% | 0.01967% | 0.01382% | 0.01758% | 0.01175% | 0.01628% | 0.01486% | 0.0173% | 0.01486% | 0.01758% | 0.01382% | 0.01758% | 0.01465% | 0.01882% | 0.01382% | 0.01758% | 0.01175% | 0.01628% | 0.01486% | 0.0173% | 0.0173% | 0.01486% | 0.01758% | 0.01382% | 0.01758% | 0.01465% | 0.01882% | 0.02212% | 0.02212%
3539 | 0.02365% | 0.02054% | 0.02111% | 0.01519% | 0.01788% | 0.01193% | 0.01705% | 0.01497% | 0.01758% | 0.01497% | 0.01788% | 0.01519% | 0.01788% | 0.01556% | 0.01983% | 0.01519% | 0.01788% | 0.01193% | 0.01705% | 0.01497% | 0.01758% | 0.01758% | 0.01497% | 0.01788% | 0.01519% | 0.01788% | 0.01556% | 0.01983% | 0.02365% | 0.02365%
3540 | 0.02411% | 0.02024% | 0.02215% | 0.0162% | 0.01767% | 0.01135% | 0.01724% | 0.0144% | 0.01756% | 0.0144% | 0.01767% | 0.0162% | 0.01767% | 0.01621% | 0.02025% | 0.0162% | 0.01767% | 0.01135% | 0.01724% | 0.0144% | 0.01756% | 0.01756% | 0.0144% | 0.01767% | 0.0162% | 0.01767% | 0.01621% | 0.02025% | 0.02411% | 0.02411%
3541 | 0.02361% | 0.01946% | 0.02277% | 0.01691% | 0.017% | 0.01026% | 0.01703% | 0.01398% | 0.01738% | 0.01398% | 0.017% | 0.01691% | 0.017% | 0.01671% | 0.02025% | 0.01691% | 0.017% | 0.01026% | 0.01703% | 0.01398% | 0.01738% | 0.01738% | 0.01398% | 0.017% | 0.01691% | 0.017% | 0.01671% | 0.02025% | 0.02361% | 0.02361%
3542 | 0.0221% | 0.0171% | 0.0221% | 0.01734% | 0.01596% | 0.00938% | 0.01627% | 0.01394% | 0.01668% | 0.01394% | 0.01596% | 0.01734% | 0.01596% | 0.01695% | 0.01992% | 0.01734% | 0.01596% | 0.00938% | 0.01627% | 0.01394% | 0.01668% | 0.01668% | 0.01394% | 0.01596% | 0.01734% | 0.01596% | 0.01695% | 0.01992% | 0.0221% | 0.0221%
3543 | 0.02011% | 0.01465% | 0.02148% | 0.01746% | 0.01516% | 0.008799% | 0.01499% | 0.01462% | 0.01625% | 0.01462% | 0.01516% | 0.01746% | 0.01516% | 0.0168% | 0.01887% | 0.01746% | 0.01516% | 0.008799% | 0.01499% | 0.01462% | 0.01625% | 0.01625% | 0.01462% | 0.01516% | 0.01746% | 0.01516% | 0.0168% | 0.01887% | 0.02011% | 0.02011%
3544 | 0.01768% | 0.01311% | 0.01949% | 0.01727% | 0.01445% | 0.00887% | 0.01354% | 0.01334% | 0.01585% | 0.01334% | 0.01445% | 0.01727% | 0.01445% | 0.01611% | 0.01675% | 0.01727% | 0.01445% | 0.00887% | 0.01354% | 0.01334% | 0.01585% | 0.01585% | 0.01334% | 0.01445% | 0.01727% | 0.01445% | 0.01611% | 0.01675% | 0.01768% | 0.01768%
3545 | 0.01529% | 0.01122% | 0.01829% | 0.0167% | 0.01344% | 0.008803% | 0.01223% | 0.01338% | 0.01527% | 0.01338% | 0.01344% | 0.0167% | 0.01344% | 0.015% | 0.01399% | 0.0167% | 0.01344% | 0.008803% | 0.01223% | 0.01338% | 0.01527% | 0.01527% | 0.01338% | 0.01344% | 0.0167% | 0.01344% | 0.015% | 0.01399% | 0.01529% | 0.01529%
3546 | 0.0127% | 0.01047% | 0.01715% | 0.01573% | 0.01198% | 0.009289% | 0.01115% | 0.0132% | 0.0138% | 0.0132% | 0.01198% | 0.01573% | 0.01198% | 0.0138% | 0.01111% | 0.01573% | 0.01198% | 0.009289% | 0.01115% | 0.0132% | 0.0138% | 0.0138% | 0.0132% | 0.01198% | 0.01573% | 0.01198% | 0.0138% | 0.01111% | 0.0127% | 0.0127%
3547 | 0.01034% | 0.009904% | 0.01343% | 0.0143% | 0.01038% | 0.009798% | 0.01005% | 0.01278% | 0.01196% | 0.01278% | 0.01038% | 0.0143% | 0.01038% | 0.01268% | 0.008926% | 0.0143% | 0.01038% | 0.009798% | 0.01005% | 0.01278% | 0.01196% | 0.01196% | 0.01278% | 0.01038% | 0.0143% | 0.01038% | 0.01268% | 0.008926% | 0.01034% | 0.01034%
3548 | 0.01031% | 0.009691% | 0.01005% | 0.01375% | 0.01003% | 0.01048% | 0.01062% | 0.01279% | 0.01086% | 0.01279% | 0.01003% | 0.01375% | 0.01003% | 0.01267% | 0.009685% | 0.01375% | 0.01003% | 0.01048% | 0.01062% | 0.01279% | 0.01086% | 0.01086% | 0.01279% | 0.01003% | 0.01375% | 0.01003% | 0.01267% | 0.009685% | 0.01031% | 0.01031%
3549 | 0.007656% | 0.009391% | 0.007391% | 0.01186% | 0.009481% | 0.01063% | 0.01003% | 0.01289% | 0.01021% | 0.01289% | 0.009481% | 0.01186% | 0.009481% | 0.0108% | 0.009123% | 0.01186% | 0.009481% | 0.01063% | 0.01003% | 0.01289% | 0.01021% | 0.01021% | 0.01289% | 0.009481% | 0.01186% | 0.009481% | 0.0108% | 0.009123% | 0.007656% | 0.007656%
3550 | 0.007218% | 0.009209% | 0.006571% | 0.009297% | 0.009199% | 0.01075% | 0.009306% | 0.01308% | 0.009936% | 0.01308% | 0.009199% | 0.009297% | 0.009199% | 0.007493% | 0.008356% | 0.009297% | 0.009199% | 0.01075% | 0.009306% | 0.01308% | 0.009936% | 0.009936% | 0.01308% | 0.009199% | 0.009297% | 0.009199% | 0.007493% | 0.008356% | 0.007218% | 0.007218%
3551 | 0.007026% | 0.009097% | 0.006623% | 0.007603% | 0.009045% | 0.01082% | 0.008869% | 0.01294% | 0.009728% | 0.01294% | 0.009045% | 0.007603% | 0.009045% | 0.005392% | 0.007763% | 0.007603% | 0.009045% | 0.01082% | 0.008869% | 0.01294% | 0.009728% | 0.009728% | 0.01294% | 0.009045% | 0.007603% | 0.009045% | 0.005392% | 0.007763% | 0.007026% | 0.007026%
3552 | 0.006585% | 0.008671% | 0.006174% | 0.006573% | 0.008517% | 0.01113% | 0.008337% | 0.01004% | 0.009062% | 0.01004% | 0.008517% | 0.006573% | 0.008517% | 0.004933% | 0.007101% | 0.006573% | 0.008517% | 0.01113% | 0.008337% | 0.01004% | 0.009062% | 0.009062% | 0.01004% | 0.008517% | 0.006573% | 0.008517% | 0.004933% | 0.007101% | 0.006585% | 0.006585%
3553 | 0.007055% | 0.008727% | 0.006596% | 0.005972% | 0.00859% | 0.01098% | 0.008545% | 0.008514% | 0.009199% | 0.008514% | 0.00859% | 0.005972% | 0.00859% | 0.004752% | 0.006903% | 0.005972% | 0.00859% | 0.01098% | 0.008545% | 0.008514% | 0.009199% | 0.009199% | 0.008514% | 0.00859% | 0.005972% | 0.00859% | 0.004752% | 0.006903% | 0.007055% | 0.007055%
3554 | 0.00709% | 0.008658% | 0.00663% | 0.00582% | 0.008582% | 0.01108% | 0.008545% | 0.007392% | 0.009531% | 0.007392% | 0.008582% | 0.00582% | 0.008582% | 0.004748% | 0.006926% | 0.00582% | 0.008582% | 0.01108% | 0.008545% | 0.007392% | 0.009531% | 0.009531% | 0.007392% | 0.008582% | 0.00582% | 0.008582% | 0.004748% | 0.006926% | 0.00709% | 0.00709%
3555 | 0.007354% | 0.008605% | 0.006586% | 0.005783% | 0.008747% | 0.01116% | 0.008616% | 0.006585% | 0.0103% | 0.006585% | 0.008747% | 0.005783% | 0.008747% | 0.004946% | 0.007168% | 0.005783% | 0.008747% | 0.01116% | 0.008616% | 0.006585% | 0.0103% | 0.0103% | 0.006585% | 0.008747% | 0.005783% | 0.008747% | 0.004946% | 0.007168% | 0.007354% | 0.007354%
3556 | 0.00828% | 0.008523% | 0.006676% | 0.005904% | 0.009289% | 0.01123% | 0.008887% | 0.006368% | 0.01099% | 0.006368% | 0.009289% | 0.005904% | 0.009289% | 0.005348% | 0.007852% | 0.005904% | 0.009289% | 0.01123% | 0.008887% | 0.006368% | 0.01099% | 0.01099% | 0.006368% | 0.009289% | 0.005904% | 0.009289% | 0.005348% | 0.007852% | 0.00828% | 0.00828%
3557 | 0.009467% | 0.009115% | 0.005903% | 0.006179% | 0.009924% | 0.01036% | 0.008689% | 0.007274% | 0.01189% | 0.007274% | 0.009924% | 0.006179% | 0.009924% | 0.005162% | 0.007947% | 0.006179% | 0.009924% | 0.01036% | 0.008689% | 0.007274% | 0.01189% | 0.01189% | 0.007274% | 0.009924% | 0.006179% | 0.009924% | 0.005162% | 0.007947% | 0.009467% | 0.009467%
3558 | 0.01424% | 0.009208% | 0.009692% | 0.006522% | 0.012% | 0.01013% | 0.00934% | 0.009242% | 0.01464% | 0.009242% | 0.012% | 0.006522% | 0.012% | 0.006067% | 0.009117% | 0.006522% | 0.012% | 0.01013% | 0.00934% | 0.009242% | 0.01464% | 0.01464% | 0.009242% | 0.012% | 0.006522% | 0.012% | 0.006067% | 0.009117% | 0.01424% | 0.01424%
3559 | 0.01733% | 0.01075% | 0.01428% | 0.00857% | 0.01464% | 0.01016% | 0.01155% | 0.01347% | 0.01678% | 0.01347% | 0.01464% | 0.00857% | 0.01464% | 0.008732% | 0.01223% | 0.00857% | 0.01464% | 0.01016% | 0.01155% | 0.01347% | 0.01678% | 0.01678% | 0.01347% | 0.01464% | 0.00857% | 0.01464% | 0.008732% | 0.01223% | 0.01733% | 0.01733%
3560 | 0.02103% | 0.01423% | 0.01773% | 0.01163% | 0.01724% | 0.0105% | 0.01389% | 0.01628% | 0.01873% | 0.01628% | 0.01724% | 0.01163% | 0.01724% | 0.01232% | 0.01517% | 0.01163% | 0.01724% | 0.0105% | 0.01389% | 0.01628% | 0.01873% | 0.01873% | 0.01628% | 0.01724% | 0.01163% | 0.01724% | 0.01232% | 0.01517% | 0.02103% | 0.02103%
3561 | 0.02449% | 0.01787% | 0.02058% | 0.01417% | 0.01938% | 0.01122% | 0.01608% | 0.0171% | 0.0202% | 0.0171% | 0.01938% | 0.01417% | 0.01938% | 0.01467% | 0.01747% | 0.01417% | 0.01938% | 0.01122% | 0.01608% | 0.0171% | 0.0202% | 0.0202% | 0.0171% | 0.01938% | 0.01417% | 0.01938% | 0.01467% | 0.01747% | 0.02449% | 0.02449%
3562 | 0.0277% | 0.02079% | 0.02369% | 0.01634% | 0.02079% | 0.012% | 0.01797% | 0.01796% | 0.02109% | 0.01796% | 0.02079% | 0.01634% | 0.02079% | 0.0163% | 0.0191% | 0.01634% | 0.02079% | 0.012% | 0.01797% | 0.01796% | 0.02109% | 0.02109% | 0.01796% | 0.02079% | 0.01634% | 0.02079% | 0.0163% | 0.0191% | 0.0277% | 0.0277%
3563 | 0.02954% | 0.02195% | 0.02553% | 0.01793% | 0.02112% | 0.01224% | 0.01894% | 0.01794% | 0.02128% | 0.01794% | 0.02112% | 0.01793% | 0.02112% | 0.01744% | 0.02013% | 0.01793% | 0.02112% | 0.01224% | 0.01894% | 0.01794% | 0.02128% | 0.02128% | 0.01794% | 0.02112% | 0.01793% | 0.02112% | 0.01744% | 0.02013% | 0.02954% | 0.02954%
3564 | 0.02964% | 0.02147% | 0.02636% | 0.01882% | 0.0207% | 0.0118% | 0.01911% | 0.01709% | 0.02091% | 0.01709% | 0.0207% | 0.01882% | 0.0207% | 0.01805% | 0.02054% | 0.01882% | 0.0207% | 0.0118% | 0.01911% | 0.01709% | 0.02091% | 0.02091% | 0.01709% | 0.0207% | 0.01882% | 0.0207% | 0.01805% | 0.02054% | 0.02964% | 0.02964%
3565 | 0.02872% | 0.02056% | 0.02685% | 0.01939% | 0.01987% | 0.01093% | 0.01894% | 0.01641% | 0.02041% | 0.01641% | 0.01987% | 0.01939% | 0.01987% | 0.01858% | 0.02054% | 0.01939% | 0.01987% | 0.01093% | 0.01894% | 0.01641% | 0.02041% | 0.02041% | 0.01641% | 0.01987% | 0.01939% | 0.01987% | 0.01858% | 0.02054% | 0.02872% | 0.02872%
3566 | 0.02695% | 0.01799% | 0.02603% | 0.01965% | 0.01884% | 0.01017% | 0.01823% | 0.01625% | 0.01968% | 0.01625% | 0.01884% | 0.01965% | 0.01884% | 0.01883% | 0.02026% | 0.01965% | 0.01884% | 0.01017% | 0.01823% | 0.01625% | 0.01968% | 0.01968% | 0.01625% | 0.01884% | 0.01965% | 0.01884% | 0.01883% | 0.02026% | 0.02695% | 0.02695%
3567 | 0.0242% | 0.01534% | 0.02489% | 0.01937% | 0.01779% | 0.009687% | 0.01677% | 0.01663% | 0.01897% | 0.01663% | 0.01779% | 0.01937% | 0.01779% | 0.01843% | 0.01921% | 0.01937% | 0.01779% | 0.009687% | 0.01677% | 0.01663% | 0.01897% | 0.01897% | 0.01663% | 0.01779% | 0.01937% | 0.01779% | 0.01843% | 0.01921% | 0.0242% | 0.0242%
3568 | 0.02072% | 0.01362% | 0.02219% | 0.01872% | 0.01665% | 0.00952% | 0.015% | 0.01491% | 0.01809% | 0.01491% | 0.01665% | 0.01872% | 0.01665% | 0.01729% | 0.01703% | 0.01872% | 0.01665% | 0.00952% | 0.015% | 0.01491% | 0.01809% | 0.01809% | 0.01491% | 0.01665% | 0.01872% | 0.01665% | 0.01729% | 0.01703% | 0.02072% | 0.02072%
3569 | 0.01702% | 0.01158% | 0.01999% | 0.01771% | 0.01485% | 0.009525% | 0.01328% | 0.01434% | 0.01645% | 0.01434% | 0.01485% | 0.01771% | 0.01485% | 0.01581% | 0.01413% | 0.01771% | 0.01485% | 0.009525% | 0.01328% | 0.01434% | 0.01645% | 0.01645% | 0.01434% | 0.01485% | 0.01771% | 0.01485% | 0.01581% | 0.01413% | 0.01702% | 0.01702%
3570 | 0.01375% | 0.01063% | 0.018% | 0.01633% | 0.01294% | 0.009748% | 0.01191% | 0.01382% | 0.01452% | 0.01382% | 0.01294% | 0.01633% | 0.01294% | 0.01429% | 0.01118% | 0.01633% | 0.01294% | 0.009748% | 0.01191% | 0.01382% | 0.01452% | 0.01452% | 0.01382% | 0.01294% | 0.01633% | 0.01294% | 0.01429% | 0.01118% | 0.01375% | 0.01375%
3571 | 0.01081% | 0.009934% | 0.01374% | 0.01459% | 0.01098% | 0.01005% | 0.01054% | 0.0131% | 0.01238% | 0.0131% | 0.01098% | 0.01459% | 0.01098% | 0.01291% | 0.008955% | 0.01459% | 0.01098% | 0.01005% | 0.01054% | 0.0131% | 0.01238% | 0.01238% | 0.0131% | 0.01098% | 0.01459% | 0.01098% | 0.01291% | 0.008955% | 0.01081% | 0.01081%
3572 | 0.01064% | 0.009671% | 0.01019% | 0.01396% | 0.0105% | 0.01053% | 0.01094% | 0.01312% | 0.01124% | 0.01312% | 0.0105% | 0.01396% | 0.0105% | 0.01278% | 0.009667% | 0.01396% | 0.0105% | 0.01053% | 0.01094% | 0.01312% | 0.01124% | 0.01124% | 0.01312% | 0.0105% | 0.01396% | 0.0105% | 0.01278% | 0.009667% | 0.01064% | 0.01064%
3573 | 0.007658% | 0.009381% | 0.007387% | 0.01198% | 0.009749% | 0.01059% | 0.01024% | 0.01302% | 0.01045% | 0.01302% | 0.009749% | 0.01198% | 0.009749% | 0.01084% | 0.009122% | 0.01198% | 0.009749% | 0.01059% | 0.01024% | 0.01302% | 0.01045% | 0.01045% | 0.01302% | 0.009749% | 0.01198% | 0.009749% | 0.01084% | 0.009122% | 0.007658% | 0.007658%
3574 | 0.007204% | 0.009256% | 0.006561% | 0.009363% | 0.009428% | 0.01073% | 0.009451% | 0.01318% | 0.0101% | 0.01318% | 0.009428% | 0.009363% | 0.009428% | 0.007493% | 0.008353% | 0.009363% | 0.009428% | 0.01073% | 0.009451% | 0.01318% | 0.0101% | 0.0101% | 0.01318% | 0.009428% | 0.009363% | 0.009428% | 0.007493% | 0.008353% | 0.007204% | 0.007204%
3575 | 0.007045% | 0.009198% | 0.006621% | 0.007679% | 0.009349% | 0.01087% | 0.009033% | 0.01327% | 0.01006% | 0.01327% | 0.009349% | 0.007679% | 0.009349% | 0.005391% | 0.00776% | 0.007679% | 0.009349% | 0.01087% | 0.009033% | 0.01327% | 0.01006% | 0.01006% | 0.01327% | 0.009349% | 0.007679% | 0.009349% | 0.005391% | 0.00776% | 0.007045% | 0.007045%
3576 | 0.006997% | 0.008975% | 0.006482% | 0.006612% | 0.00901% | 0.01095% | 0.008755% | 0.01038% | 0.009674% | 0.01038% | 0.00901% | 0.006612% | 0.00901% | 0.004866% | 0.007128% | 0.006612% | 0.00901% | 0.01095% | 0.008755% | 0.01038% | 0.009674% | 0.009674% | 0.01038% | 0.00901% | 0.006612% | 0.00901% | 0.004866% | 0.007128% | 0.006997% | 0.006997%
3577 | 0.007029% | 0.00892% | 0.006549% | 0.006001% | 0.008818% | 0.01107% | 0.008651% | 0.008799% | 0.009468% | 0.008799% | 0.008818% | 0.006001% | 0.008818% | 0.004755% | 0.006898% | 0.006001% | 0.008818% | 0.01107% | 0.008651% | 0.008799% | 0.009468% | 0.009468% | 0.008799% | 0.008818% | 0.006001% | 0.008818% | 0.004755% | 0.006898% | 0.007029% | 0.007029%
3578 | 0.00707% | 0.008818% | 0.006557% | 0.00585% | 0.008808% | 0.01119% | 0.008629% | 0.007632% | 0.009796% | 0.007632% | 0.008808% | 0.00585% | 0.008808% | 0.004746% | 0.006923% | 0.00585% | 0.008808% | 0.01119% | 0.008629% | 0.007632% | 0.009796% | 0.009796% | 0.007632% | 0.008808% | 0.00585% | 0.008808% | 0.004746% | 0.006923% | 0.00707% | 0.00707%
3579 | 0.007356% | 0.00875% | 0.006538% | 0.005815% | 0.008942% | 0.01132% | 0.008674% | 0.006737% | 0.01052% | 0.006737% | 0.008942% | 0.005815% | 0.008942% | 0.00492% | 0.007165% | 0.005815% | 0.008942% | 0.01132% | 0.008674% | 0.006737% | 0.01052% | 0.01052% | 0.006737% | 0.008942% | 0.005815% | 0.008942% | 0.00492% | 0.007165% | 0.007356% | 0.007356%
3580 | 0.008272% | 0.008669% | 0.006554% | 0.005933% | 0.009507% | 0.01142% | 0.00896% | 0.006549% | 0.01123% | 0.006549% | 0.009507% | 0.005933% | 0.009507% | 0.005304% | 0.00785% | 0.005933% | 0.009507% | 0.01142% | 0.00896% | 0.006549% | 0.01123% | 0.01123% | 0.006549% | 0.009507% | 0.005933% | 0.009507% | 0.005304% | 0.00785% | 0.008272% | 0.008272%
3581 | 0.009498% | 0.009218% | 0.005825% | 0.006205% | 0.01017% | 0.01049% | 0.008716% | 0.007482% | 0.01218% | 0.007482% | 0.01017% | 0.006205% | 0.01017% | 0.005028% | 0.007859% | 0.006205% | 0.01017% | 0.01049% | 0.008716% | 0.007482% | 0.01218% | 0.01218% | 0.007482% | 0.01017% | 0.006205% | 0.01017% | 0.005028% | 0.007859% | 0.009498% | 0.009498%
3582 | 0.01424% | 0.009266% | 0.009606% | 0.006538% | 0.01238% | 0.01012% | 0.009478% | 0.009446% | 0.01497% | 0.009446% | 0.01238% | 0.006538% | 0.01238% | 0.005935% | 0.009107% | 0.006538% | 0.01238% | 0.01012% | 0.009478% | 0.009446% | 0.01497% | 0.01497% | 0.009446% | 0.01238% | 0.006538% | 0.01238% | 0.005935% | 0.009107% | 0.01424% | 0.01424%
3583 | 0.01747% | 0.01076% | 0.0145% | 0.008593% | 0.01516% | 0.01013% | 0.01177% | 0.01391% | 0.01726% | 0.01391% | 0.01516% | 0.008593% | 0.01516% | 0.008599% | 0.01223% | 0.008593% | 0.01516% | 0.01013% | 0.01177% | 0.01391% | 0.01726% | 0.01726% | 0.01391% | 0.01516% | 0.008593% | 0.01516% | 0.008599% | 0.01223% | 0.01747% | 0.01747%
3584 | 0.02113% | 0.01431% | 0.01809% | 0.01165% | 0.01778% | 0.01053% | 0.01411% | 0.01656% | 0.01916% | 0.01656% | 0.01778% | 0.01165% | 0.01778% | 0.0122% | 0.01517% | 0.01165% | 0.01778% | 0.01053% | 0.01411% | 0.01656% | 0.01916% | 0.01916% | 0.01656% | 0.01778% | 0.01165% | 0.01778% | 0.0122% | 0.01517% | 0.02113% | 0.02113%
3585 | 0.02461% | 0.01798% | 0.02092% | 0.0143% | 0.02005% | 0.01124% | 0.01633% | 0.01753% | 0.02084% | 0.01753% | 0.02005% | 0.0143% | 0.02005% | 0.01459% | 0.01748% | 0.0143% | 0.02005% | 0.01124% | 0.01633% | 0.01753% | 0.02084% | 0.02084% | 0.01753% | 0.02005% | 0.0143% | 0.02005% | 0.01459% | 0.01748% | 0.02461% | 0.02461%
3586 | 0.02785% | 0.02086% | 0.02405% | 0.01656% | 0.0214% | 0.01206% | 0.0182% | 0.0184% | 0.02174% | 0.0184% | 0.0214% | 0.01656% | 0.0214% | 0.01624% | 0.01912% | 0.01656% | 0.0214% | 0.01206% | 0.0182% | 0.0184% | 0.02174% | 0.02174% | 0.0184% | 0.0214% | 0.01656% | 0.0214% | 0.01624% | 0.01912% | 0.02785% | 0.02785%
3587 | 0.02993% | 0.02216% | 0.02621% | 0.01836% | 0.0219% | 0.01267% | 0.01932% | 0.01853% | 0.02198% | 0.01853% | 0.0219% | 0.01836% | 0.0219% | 0.01761% | 0.02018% | 0.01836% | 0.0219% | 0.01267% | 0.01932% | 0.01853% | 0.02198% | 0.02198% | 0.01853% | 0.0219% | 0.01836% | 0.0219% | 0.01761% | 0.02018% | 0.02993% | 0.02993%
3588 | 0.03065% | 0.02181% | 0.02774% | 0.01958% | 0.02183% | 0.01266% | 0.0198% | 0.01796% | 0.02193% | 0.01796% | 0.02183% | 0.01958% | 0.02183% | 0.01864% | 0.02063% | 0.01958% | 0.02183% | 0.01266% | 0.0198% | 0.01796% | 0.02193% | 0.02193% | 0.01796% | 0.02183% | 0.01958% | 0.02183% | 0.01864% | 0.02063% | 0.03065% | 0.03065%
3589 | 0.02996% | 0.02102% | 0.02836% | 0.02029% | 0.02122% | 0.0118% | 0.01977% | 0.01752% | 0.02174% | 0.01752% | 0.02122% | 0.02029% | 0.02122% | 0.0193% | 0.02069% | 0.02029% | 0.02122% | 0.0118% | 0.01977% | 0.01752% | 0.02174% | 0.02174% | 0.01752% | 0.02122% | 0.02029% | 0.02122% | 0.0193% | 0.02069% | 0.02996% | 0.02996%
3590 | 0.02722% | 0.01826% | 0.02688% | 0.02014% | 0.01961% | 0.01087% | 0.01872% | 0.01678% | 0.02028% | 0.01678% | 0.01961% | 0.02014% | 0.01961% | 0.0192% | 0.02035% | 0.02014% | 0.01961% | 0.01087% | 0.01872% | 0.01678% | 0.02028% | 0.02028% | 0.01678% | 0.01961% | 0.02014% | 0.01961% | 0.0192% | 0.02035% | 0.02722% | 0.02722%
3591 | 0.02402% | 0.01539% | 0.02515% | 0.01955% | 0.01808% | 0.01017% | 0.01699% | 0.0167% | 0.01891% | 0.0167% | 0.01808% | 0.01955% | 0.01808% | 0.01856% | 0.01923% | 0.01955% | 0.01808% | 0.01017% | 0.01699% | 0.0167% | 0.01891% | 0.01891% | 0.0167% | 0.01808% | 0.01955% | 0.01808% | 0.01856% | 0.01923% | 0.02402% | 0.02402%
3592 | 0.02125% | 0.01378% | 0.02282% | 0.01911% | 0.01722% | 0.00982% | 0.01532% | 0.01545% | 0.01855% | 0.01545% | 0.01722% | 0.01911% | 0.01722% | 0.01754% | 0.01706% | 0.01911% | 0.01722% | 0.00982% | 0.01532% | 0.01545% | 0.01855% | 0.01855% | 0.01545% | 0.01722% | 0.01911% | 0.01722% | 0.01754% | 0.01706% | 0.02125% | 0.02125%
3593 | 0.01792% | 0.0118% | 0.02062% | 0.01818% | 0.01582% | 0.009814% | 0.0138% | 0.01529% | 0.01766% | 0.01529% | 0.01582% | 0.01818% | 0.01582% | 0.01613% | 0.01423% | 0.01818% | 0.01582% | 0.009814% | 0.0138% | 0.01529% | 0.01766% | 0.01766% | 0.01529% | 0.01582% | 0.01818% | 0.01582% | 0.01613% | 0.01423% | 0.01792% | 0.01792%
3594 | 0.01476% | 0.01091% | 0.01885% | 0.01695% | 0.014% | 0.01005% | 0.0125% | 0.01498% | 0.01593% | 0.01498% | 0.014% | 0.01695% | 0.014% | 0.01466% | 0.01129% | 0.01695% | 0.014% | 0.01005% | 0.0125% | 0.01498% | 0.01593% | 0.01593% | 0.01498% | 0.014% | 0.01695% | 0.014% | 0.01466% | 0.01129% | 0.01476% | 0.01476%
3595 | 0.01163% | 0.01014% | 0.01448% | 0.01513% | 0.0117% | 0.01021% | 0.01099% | 0.01397% | 0.01325% | 0.01397% | 0.0117% | 0.01513% | 0.0117% | 0.0132% | 0.00903% | 0.01513% | 0.0117% | 0.01021% | 0.01099% | 0.01397% | 0.01325% | 0.01325% | 0.01397% | 0.0117% | 0.01513% | 0.0117% | 0.0132% | 0.00903% | 0.01163% | 0.01163%
3596 | 0.01104% | 0.009906% | 0.01069% | 0.01439% | 0.01103% | 0.01066% | 0.01125% | 0.01386% | 0.01179% | 0.01386% | 0.01103% | 0.01439% | 0.01103% | 0.01304% | 0.009676% | 0.01439% | 0.01103% | 0.01066% | 0.01125% | 0.01386% | 0.01179% | 0.01179% | 0.01386% | 0.01103% | 0.01439% | 0.01103% | 0.01304% | 0.009676% | 0.01104% | 0.01104%
3597 | 0.007776% | 0.0097% | 0.007451% | 0.01246% | 0.01035% | 0.01073% | 0.01053% | 0.01391% | 0.01111% | 0.01391% | 0.01035% | 0.01246% | 0.01035% | 0.01119% | 0.009139% | 0.01246% | 0.01035% | 0.01073% | 0.01053% | 0.01391% | 0.01111% | 0.01111% | 0.01391% | 0.01035% | 0.01246% | 0.01035% | 0.01119% | 0.009139% | 0.007776% | 0.007776%
3598 | 0.007364% | 0.009657% | 0.006658% | 0.009905% | 0.01019% | 0.0108% | 0.009789% | 0.01435% | 0.011% | 0.01435% | 0.01019% | 0.009905% | 0.01019% | 0.007873% | 0.008368% | 0.009905% | 0.01019% | 0.0108% | 0.009789% | 0.01435% | 0.011% | 0.011% | 0.01435% | 0.01019% | 0.009905% | 0.01019% | 0.007873% | 0.008368% | 0.007364% | 0.007364%
3599 | 0.007161% | 0.009609% | 0.006721% | 0.008171% | 0.01031% | 0.01085% | 0.009423% | 0.0146% | 0.01111% | 0.0146% | 0.01031% | 0.008171% | 0.01031% | 0.005653% | 0.007774% | 0.008171% | 0.01031% | 0.01085% | 0.009423% | 0.0146% | 0.01111% | 0.01111% | 0.0146% | 0.01031% | 0.008171% | 0.01031% | 0.005653% | 0.007774% | 0.007161% | 0.007161%
3600 | 0.007059% | 0.009339% | 0.006589% | 0.006929% | 0.009776% | 0.01089% | 0.009062% | 0.01107% | 0.01057% | 0.01107% | 0.009776% | 0.006929% | 0.009776% | 0.004995% | 0.007133% | 0.006929% | 0.009776% | 0.01089% | 0.009062% | 0.01107% | 0.01057% | 0.01057% | 0.01107% | 0.009776% | 0.006929% | 0.009776% | 0.004995% | 0.007133% | 0.007059% | 0.007059%
3601 | 0.00705% | 0.009336% | 0.006714% | 0.006196% | 0.009656% | 0.01092% | 0.008975% | 0.009654% | 0.01049% | 0.009654% | 0.009656% | 0.006196% | 0.009656% | 0.004809% | 0.006898% | 0.006196% | 0.009656% | 0.01092% | 0.008975% | 0.009654% | 0.01049% | 0.01049% | 0.009654% | 0.009656% | 0.006196% | 0.009656% | 0.004809% | 0.006898% | 0.00705% | 0.00705%
3602 | 0.007049% | 0.009286% | 0.006568% | 0.006014% | 0.009584% | 0.01101% | 0.00892% | 0.008457% | 0.01075% | 0.008457% | 0.009584% | 0.006014% | 0.009584% | 0.004778% | 0.006917% | 0.006014% | 0.009584% | 0.01101% | 0.00892% | 0.008457% | 0.01075% | 0.01075% | 0.008457% | 0.009584% | 0.006014% | 0.009584% | 0.004778% | 0.006917% | 0.007049% | 0.007049%
3603 | 0.007337% | 0.009179% | 0.006519% | 0.005974% | 0.009728% | 0.0111% | 0.008964% | 0.007523% | 0.01161% | 0.007523% | 0.009728% | 0.005974% | 0.009728% | 0.004941% | 0.007159% | 0.005974% | 0.009728% | 0.0111% | 0.008964% | 0.007523% | 0.01161% | 0.01161% | 0.007523% | 0.009728% | 0.005974% | 0.009728% | 0.004941% | 0.007159% | 0.007337% | 0.007337%
3604 | 0.008244% | 0.009138% | 0.006634% | 0.006096% | 0.01032% | 0.01121% | 0.009268% | 0.007286% | 0.0123% | 0.007286% | 0.01032% | 0.006096% | 0.01032% | 0.005323% | 0.007846% | 0.006096% | 0.01032% | 0.01121% | 0.009268% | 0.007286% | 0.0123% | 0.0123% | 0.007286% | 0.01032% | 0.006096% | 0.01032% | 0.005323% | 0.007846% | 0.008244% | 0.008244%
3605 | 0.009576% | 0.009545% | 0.005747% | 0.006493% | 0.01107% | 0.01039% | 0.009021% | 0.008143% | 0.0137% | 0.008143% | 0.01107% | 0.006493% | 0.01107% | 0.005107% | 0.007806% | 0.006493% | 0.01107% | 0.01039% | 0.009021% | 0.008143% | 0.0137% | 0.0137% | 0.008143% | 0.01107% | 0.006493% | 0.01107% | 0.005107% | 0.007806% | 0.009576% | 0.009576%
3606 | 0.01518% | 0.009604% | 0.01022% | 0.006921% | 0.0133% | 0.01001% | 0.009865% | 0.009974% | 0.0159% | 0.009974% | 0.0133% | 0.006921% | 0.0133% | 0.006041% | 0.009127% | 0.006921% | 0.0133% | 0.01001% | 0.009865% | 0.009974% | 0.0159% | 0.0159% | 0.009974% | 0.0133% | 0.006921% | 0.0133% | 0.006041% | 0.009127% | 0.01518% | 0.01518%
3607 | 0.01797% | 0.01107% | 0.01491% | 0.008923% | 0.01561% | 0.01018% | 0.01203% | 0.01446% | 0.01749% | 0.01446% | 0.01561% | 0.008923% | 0.01561% | 0.008726% | 0.01224% | 0.008923% | 0.01561% | 0.01018% | 0.01203% | 0.01446% | 0.01749% | 0.01749% | 0.01446% | 0.01561% | 0.008923% | 0.01561% | 0.008726% | 0.01224% | 0.01797% | 0.01797%
3608 | 0.02164% | 0.01452% | 0.01843% | 0.01197% | 0.01815% | 0.01067% | 0.01436% | 0.01703% | 0.01952% | 0.01703% | 0.01815% | 0.01197% | 0.01815% | 0.01227% | 0.01518% | 0.01197% | 0.01815% | 0.01067% | 0.01436% | 0.01703% | 0.01952% | 0.01952% | 0.01703% | 0.01815% | 0.01197% | 0.01815% | 0.01227% | 0.01518% | 0.02164% | 0.02164%
3609 | 0.02517% | 0.01825% | 0.02135% | 0.01457% | 0.02028% | 0.01134% | 0.01652% | 0.01785% | 0.02104% | 0.01785% | 0.02028% | 0.01457% | 0.02028% | 0.01449% | 0.01749% | 0.01457% | 0.02028% | 0.01134% | 0.01652% | 0.01785% | 0.02104% | 0.02104% | 0.01785% | 0.02028% | 0.01457% | 0.02028% | 0.01449% | 0.01749% | 0.02517% | 0.02517%
3610 | 0.02824% | 0.02112% | 0.0244% | 0.01671% | 0.02161% | 0.01206% | 0.01835% | 0.01868% | 0.02187% | 0.01868% | 0.02161% | 0.01671% | 0.02161% | 0.0159% | 0.01912% | 0.01671% | 0.02161% | 0.01206% | 0.01835% | 0.01868% | 0.02187% | 0.02187% | 0.01868% | 0.02161% | 0.01671% | 0.02161% | 0.0159% | 0.01912% | 0.02824% | 0.02824%
3611 | 0.03023% | 0.02229% | 0.02632% | 0.01833% | 0.02201% | 0.01264% | 0.01941% | 0.01876% | 0.02208% | 0.01876% | 0.02201% | 0.01833% | 0.02201% | 0.01699% | 0.02017% | 0.01833% | 0.02201% | 0.01264% | 0.01941% | 0.01876% | 0.02208% | 0.02208% | 0.01876% | 0.02201% | 0.01833% | 0.02201% | 0.01699% | 0.02017% | 0.03023% | 0.03023%
3612 | 0.03072% | 0.02192% | 0.02727% | 0.01929% | 0.02199% | 0.01195% | 0.01973% | 0.01831% | 0.02227% | 0.01831% | 0.02199% | 0.01929% | 0.02199% | 0.01765% | 0.0206% | 0.01929% | 0.02199% | 0.01195% | 0.01973% | 0.01831% | 0.02227% | 0.02227% | 0.01831% | 0.02199% | 0.01929% | 0.02199% | 0.01765% | 0.0206% | 0.03072% | 0.03072%
3613 | 0.02978% | 0.0211% | 0.02758% | 0.01985% | 0.02134% | 0.01071% | 0.01952% | 0.01793% | 0.02225% | 0.01793% | 0.02134% | 0.01985% | 0.02134% | 0.01808% | 0.02062% | 0.01985% | 0.02134% | 0.01071% | 0.01952% | 0.01793% | 0.02225% | 0.02225% | 0.01793% | 0.02134% | 0.01985% | 0.02134% | 0.01808% | 0.02062% | 0.02978% | 0.02978%
3614 | 0.02717% | 0.01844% | 0.02644% | 0.01996% | 0.01973% | 0.01012% | 0.01857% | 0.01721% | 0.02064% | 0.01721% | 0.01973% | 0.01996% | 0.01973% | 0.0183% | 0.02025% | 0.01996% | 0.01973% | 0.01012% | 0.01857% | 0.01721% | 0.02064% | 0.02064% | 0.01721% | 0.01973% | 0.01996% | 0.01973% | 0.0183% | 0.02025% | 0.02717% | 0.02717%
3615 | 0.02367% | 0.0155% | 0.02485% | 0.01947% | 0.01803% | 0.009534% | 0.01691% | 0.01688% | 0.01883% | 0.01688% | 0.01803% | 0.01947% | 0.01803% | 0.018% | 0.01908% | 0.01947% | 0.01803% | 0.009534% | 0.01691% | 0.01688% | 0.01883% | 0.01883% | 0.01688% | 0.01803% | 0.01947% | 0.01803% | 0.018% | 0.01908% | 0.02367% | 0.02367%
3616 | 0.02053% | 0.01383% | 0.02247% | 0.01898% | 0.01691% | 0.009563% | 0.01524% | 0.01519% | 0.01782% | 0.01519% | 0.01691% | 0.01898% | 0.01691% | 0.01725% | 0.01691% | 0.01898% | 0.01691% | 0.009563% | 0.01524% | 0.01519% | 0.01782% | 0.01782% | 0.01519% | 0.01691% | 0.01898% | 0.01691% | 0.01725% | 0.01691% | 0.02053% | 0.02053%
3617 | 0.01757% | 0.01191% | 0.02075% | 0.01819% | 0.01548% | 0.009566% | 0.01373% | 0.01513% | 0.01691% | 0.01513% | 0.01548% | 0.01819% | 0.01548% | 0.01609% | 0.01408% | 0.01819% | 0.01548% | 0.009566% | 0.01373% | 0.01513% | 0.01691% | 0.01691% | 0.01513% | 0.01548% | 0.01819% | 0.01548% | 0.01609% | 0.01408% | 0.01757% | 0.01757%
3618 | 0.01466% | 0.01112% | 0.01916% | 0.01704% | 0.01383% | 0.009976% | 0.01253% | 0.01497% | 0.01546% | 0.01497% | 0.01383% | 0.01704% | 0.01383% | 0.0148% | 0.01119% | 0.01704% | 0.01383% | 0.009976% | 0.01253% | 0.01497% | 0.01546% | 0.01546% | 0.01497% | 0.01383% | 0.01704% | 0.01383% | 0.0148% | 0.01119% | 0.01466% | 0.01466%
3619 | 0.0116% | 0.01047% | 0.01465% | 0.01532% | 0.01169% | 0.0102% | 0.01107% | 0.01421% | 0.01314% | 0.01421% | 0.01169% | 0.01532% | 0.01169% | 0.01346% | 0.008983% | 0.01532% | 0.01169% | 0.0102% | 0.01107% | 0.01421% | 0.01314% | 0.01314% | 0.01421% | 0.01169% | 0.01532% | 0.01169% | 0.01346% | 0.008983% | 0.0116% | 0.0116%
3620 | 0.01113% | 0.01017% | 0.01072% | 0.01456% | 0.01107% | 0.01077% | 0.01135% | 0.01405% | 0.0118% | 0.01405% | 0.01107% | 0.01456% | 0.01107% | 0.01328% | 0.009665% | 0.01456% | 0.01107% | 0.01077% | 0.01135% | 0.01405% | 0.0118% | 0.0118% | 0.01405% | 0.01107% | 0.01456% | 0.01107% | 0.01328% | 0.009665% | 0.01113% | 0.01113%
3621 | 0.007741% | 0.009945% | 0.007448% | 0.01252% | 0.01046% | 0.01076% | 0.01062% | 0.01411% | 0.01113% | 0.01411% | 0.01046% | 0.01252% | 0.01046% | 0.01126% | 0.00914% | 0.01252% | 0.01046% | 0.01076% | 0.01062% | 0.01411% | 0.01113% | 0.01113% | 0.01411% | 0.01046% | 0.01252% | 0.01046% | 0.01126% | 0.00914% | 0.007741% | 0.007741%
3622 | 0.007193% | 0.009716% | 0.006665% | 0.00966% | 0.009884% | 0.01073% | 0.009691% | 0.01386% | 0.01055% | 0.01386% | 0.009884% | 0.00966% | 0.009884% | 0.007697% | 0.008358% | 0.00966% | 0.009884% | 0.01073% | 0.009691% | 0.01386% | 0.01055% | 0.01055% | 0.01386% | 0.009884% | 0.00966% | 0.009884% | 0.007697% | 0.008358% | 0.007193% | 0.007193%
3623 | 0.006924% | 0.009432% | 0.006568% | 0.00771% | 0.009493% | 0.01069% | 0.009107% | 0.01334% | 0.01004% | 0.01334% | 0.009493% | 0.00771% | 0.009493% | 0.005346% | 0.007755% | 0.00771% | 0.009493% | 0.01069% | 0.009107% | 0.01334% | 0.01004% | 0.01004% | 0.01334% | 0.009493% | 0.00771% | 0.009493% | 0.005346% | 0.007755% | 0.006924% | 0.006924%
3624 | 0.006951% | 0.009227% | 0.006561% | 0.006683% | 0.009351% | 0.01073% | 0.008889% | 0.01073% | 0.009948% | 0.01073% | 0.009351% | 0.006683% | 0.009351% | 0.004798% | 0.007122% | 0.006683% | 0.009351% | 0.01073% | 0.008889% | 0.01073% | 0.009948% | 0.009948% | 0.01073% | 0.009351% | 0.006683% | 0.009351% | 0.004798% | 0.007122% | 0.006951% | 0.006951%
3625 | 0.006852% | 0.008867% | 0.00659% | 0.005983% | 0.008834% | 0.01071% | 0.008643% | 0.008791% | 0.009262% | 0.008791% | 0.008834% | 0.005983% | 0.008834% | 0.004683% | 0.006887% | 0.005983% | 0.008834% | 0.01071% | 0.008643% | 0.008791% | 0.009262% | 0.009262% | 0.008791% | 0.008834% | 0.005983% | 0.008834% | 0.004683% | 0.006887% | 0.006852% | 0.006852%
3626 | 0.006861% | 0.008726% | 0.006521% | 0.005797% | 0.008687% | 0.01075% | 0.008561% | 0.00744% | 0.009331% | 0.00744% | 0.008687% | 0.005797% | 0.008687% | 0.004648% | 0.006906% | 0.005797% | 0.008687% | 0.01075% | 0.008561% | 0.00744% | 0.009331% | 0.009331% | 0.00744% | 0.008687% | 0.005797% | 0.008687% | 0.004648% | 0.006906% | 0.006861% | 0.006861%
3627 | 0.007114% | 0.008549% | 0.006461% | 0.005735% | 0.008751% | 0.01078% | 0.00858% | 0.006473% | 0.009903% | 0.006473% | 0.008751% | 0.005735% | 0.008751% | 0.004806% | 0.007145% | 0.005735% | 0.008751% | 0.01078% | 0.00858% | 0.006473% | 0.009903% | 0.009903% | 0.006473% | 0.008751% | 0.005735% | 0.008751% | 0.004806% | 0.007145% | 0.007114% | 0.007114%
3628 | 0.008097% | 0.008492% | 0.006531% | 0.005849% | 0.009254% | 0.01086% | 0.008846% | 0.006323% | 0.01048% | 0.006323% | 0.009254% | 0.005849% | 0.009254% | 0.005178% | 0.007827% | 0.005849% | 0.009254% | 0.01086% | 0.008846% | 0.006323% | 0.01048% | 0.01048% | 0.006323% | 0.009254% | 0.005849% | 0.009254% | 0.005178% | 0.007827% | 0.008097% | 0.008097%
3629 | 0.009335% | 0.008973% | 0.005726% | 0.005919% | 0.009719% | 0.0101% | 0.008425% | 0.007043% | 0.01116% | 0.007043% | 0.009719% | 0.005919% | 0.009719% | 0.004855% | 0.00773% | 0.005919% | 0.009719% | 0.0101% | 0.008425% | 0.007043% | 0.01116% | 0.01116% | 0.007043% | 0.009719% | 0.005919% | 0.009719% | 0.004855% | 0.00773% | 0.009335% | 0.009335%
3630 | 0.01291% | 0.00895% | 0.009413% | 0.006168% | 0.01149% | 0.009907% | 0.009137% | 0.008804% | 0.01321% | 0.008804% | 0.01149% | 0.006168% | 0.01149% | 0.005715% | 0.00909% | 0.006168% | 0.01149% | 0.009907% | 0.009137% | 0.008804% | 0.01321% | 0.01321% | 0.008804% | 0.01149% | 0.006168% | 0.01149% | 0.005715% | 0.00909% | 0.01291% | 0.01291%
3631 | 0.01549% | 0.01031% | 0.01339% | 0.007955% | 0.01379% | 0.01005% | 0.01122% | 0.01201% | 0.01506% | 0.01201% | 0.01379% | 0.007955% | 0.01379% | 0.008279% | 0.01217% | 0.007955% | 0.01379% | 0.01005% | 0.01122% | 0.01201% | 0.01506% | 0.01506% | 0.01201% | 0.01379% | 0.007955% | 0.01379% | 0.008279% | 0.01217% | 0.01549% | 0.01549%
3632 | 0.01824% | 0.01338% | 0.01608% | 0.01057% | 0.01597% | 0.01053% | 0.01339% | 0.01454% | 0.01655% | 0.01454% | 0.01597% | 0.01057% | 0.01597% | 0.0116% | 0.01505% | 0.01057% | 0.01597% | 0.01053% | 0.01339% | 0.01454% | 0.01655% | 0.01655% | 0.01454% | 0.01597% | 0.01057% | 0.01597% | 0.0116% | 0.01505% | 0.01824% | 0.01824%
3633 | 0.02117% | 0.0167% | 0.01832% | 0.01285% | 0.01795% | 0.01153% | 0.01553% | 0.01512% | 0.0178% | 0.01512% | 0.01795% | 0.01285% | 0.01795% | 0.01382% | 0.01732% | 0.01285% | 0.01795% | 0.01153% | 0.01553% | 0.01512% | 0.0178% | 0.0178% | 0.01512% | 0.01795% | 0.01285% | 0.01795% | 0.01382% | 0.01732% | 0.02117% | 0.02117%
3634 | 0.02354% | 0.01944% | 0.02075% | 0.01474% | 0.01916% | 0.01342% | 0.01734% | 0.01577% | 0.01823% | 0.01577% | 0.01916% | 0.01474% | 0.01916% | 0.01549% | 0.01893% | 0.01474% | 0.01916% | 0.01342% | 0.01734% | 0.01577% | 0.01823% | 0.01823% | 0.01577% | 0.01916% | 0.01474% | 0.01916% | 0.01549% | 0.01893% | 0.02354% | 0.02354%
3635 | 0.02502% | 0.02047% | 0.02229% | 0.01616% | 0.0194% | 0.01422% | 0.01836% | 0.01567% | 0.01808% | 0.01567% | 0.0194% | 0.01616% | 0.0194% | 0.01679% | 0.01995% | 0.01616% | 0.0194% | 0.01422% | 0.01836% | 0.01567% | 0.01808% | 0.01808% | 0.01567% | 0.0194% | 0.01616% | 0.0194% | 0.01679% | 0.01995% | 0.02502% | 0.02502%
3636 | 0.0256% | 0.02024% | 0.02363% | 0.01723% | 0.01911% | 0.01413% | 0.01879% | 0.01495% | 0.01772% | 0.01495% | 0.01911% | 0.01723% | 0.01911% | 0.01781% | 0.02038% | 0.01723% | 0.01911% | 0.01413% | 0.01879% | 0.01495% | 0.01772% | 0.01772% | 0.01495% | 0.01911% | 0.01723% | 0.01911% | 0.01781% | 0.02038% | 0.0256% | 0.0256%
3637 | 0.02508% | 0.01953% | 0.02446% | 0.01803% | 0.01834% | 0.01342% | 0.01881% | 0.01437% | 0.0172% | 0.01437% | 0.01834% | 0.01803% | 0.01834% | 0.01867% | 0.0204% | 0.01803% | 0.01834% | 0.01342% | 0.01881% | 0.01437% | 0.0172% | 0.0172% | 0.01437% | 0.01834% | 0.01803% | 0.01834% | 0.01867% | 0.0204% | 0.02508% | 0.02508%
3638 | 0.02333% | 0.01693% | 0.02377% | 0.0183% | 0.01723% | 0.01256% | 0.01818% | 0.0141% | 0.0163% | 0.0141% | 0.01723% | 0.0183% | 0.01723% | 0.01897% | 0.02011% | 0.0183% | 0.01723% | 0.01256% | 0.01818% | 0.0141% | 0.0163% | 0.0163% | 0.0141% | 0.01723% | 0.0183% | 0.01723% | 0.01897% | 0.02011% | 0.02333% | 0.02333%
3639 | 0.02127% | 0.01433% | 0.02297% | 0.01823% | 0.01635% | 0.01185% | 0.01687% | 0.01457% | 0.01574% | 0.01457% | 0.01635% | 0.01823% | 0.01635% | 0.01866% | 0.01907% | 0.01823% | 0.01635% | 0.01185% | 0.01687% | 0.01457% | 0.01574% | 0.01574% | 0.01457% | 0.01635% | 0.01823% | 0.01635% | 0.01866% | 0.01907% | 0.02127% | 0.02127%
3640 | 0.01835% | 0.01281% | 0.02064% | 0.01775% | 0.01521% | 0.01157% | 0.01509% | 0.0129% | 0.01496% | 0.0129% | 0.01521% | 0.01775% | 0.01521% | 0.01762% | 0.01689% | 0.01775% | 0.01521% | 0.01157% | 0.01509% | 0.0129% | 0.01496% | 0.01496% | 0.0129% | 0.01521% | 0.01775% | 0.01521% | 0.01762% | 0.01689% | 0.01835% | 0.01835%
3641 | 0.01502% | 0.0108% | 0.01869% | 0.01684% | 0.01368% | 0.01128% | 0.01338% | 0.01261% | 0.01393% | 0.01261% | 0.01368% | 0.01684% | 0.01368% | 0.01611% | 0.01405% | 0.01684% | 0.01368% | 0.01128% | 0.01338% | 0.01261% | 0.01393% | 0.01393% | 0.01261% | 0.01368% | 0.01684% | 0.01368% | 0.01611% | 0.01405% | 0.01502% | 0.01502%
3642 | 0.01223% | 0.009925% | 0.01732% | 0.0158% | 0.01209% | 0.0113% | 0.012% | 0.01247% | 0.01256% | 0.01247% | 0.01209% | 0.0158% | 0.01209% | 0.01465% | 0.01112% | 0.0158% | 0.01209% | 0.0113% | 0.012% | 0.01247% | 0.01256% | 0.01256% | 0.01247% | 0.01209% | 0.0158% | 0.01209% | 0.01465% | 0.01112% | 0.01223% | 0.01223%
3643 | 0.009986% | 0.009269% | 0.01338% | 0.01428% | 0.0103% | 0.01116% | 0.01053% | 0.01199% | 0.01104% | 0.01199% | 0.0103% | 0.01428% | 0.0103% | 0.01313% | 0.008923% | 0.01428% | 0.0103% | 0.01116% | 0.01053% | 0.01199% | 0.01104% | 0.01104% | 0.01199% | 0.0103% | 0.01428% | 0.0103% | 0.01313% | 0.008923% | 0.009986% | 0.009986%
3644 | 0.009941% | 0.009142% | 0.009826% | 0.0136% | 0.009879% | 0.01109% | 0.01079% | 0.01202% | 0.0102% | 0.01202% | 0.009879% | 0.0136% | 0.009879% | 0.01273% | 0.009573% | 0.0136% | 0.009879% | 0.01109% | 0.01079% | 0.01202% | 0.0102% | 0.0102% | 0.01202% | 0.009879% | 0.0136% | 0.009879% | 0.01273% | 0.009573% | 0.009941% | 0.009941%
3645 | 0.007505% | 0.008975% | 0.007305% | 0.01179% | 0.009405% | 0.01081% | 0.01019% | 0.01225% | 0.009679% | 0.01225% | 0.009405% | 0.01179% | 0.009405% | 0.0108% | 0.00912% | 0.01179% | 0.009405% | 0.01081% | 0.01019% | 0.01225% | 0.009679% | 0.009679% | 0.01225% | 0.009405% | 0.01179% | 0.009405% | 0.0108% | 0.00912% | 0.007505% | 0.007505%
3646 | 0.007087% | 0.008822% | 0.006509% | 0.009193% | 0.009089% | 0.0108% | 0.009395% | 0.01235% | 0.009383% | 0.01235% | 0.009089% | 0.009193% | 0.009089% | 0.007436% | 0.008347% | 0.009193% | 0.009089% | 0.0108% | 0.009395% | 0.01235% | 0.009383% | 0.009383% | 0.01235% | 0.009089% | 0.009193% | 0.009089% | 0.007436% | 0.008347% | 0.007087% | 0.007087%
3647 | 0.006909% | 0.008698% | 0.006482% | 0.007447% | 0.00882% | 0.01075% | 0.008871% | 0.01203% | 0.009115% | 0.01203% | 0.00882% | 0.007447% | 0.00882% | 0.005296% | 0.007748% | 0.007447% | 0.00882% | 0.01075% | 0.008871% | 0.01203% | 0.009115% | 0.009115% | 0.01203% | 0.00882% | 0.007447% | 0.00882% | 0.005296% | 0.007748% | 0.006909% | 0.006909%
3648 | 0.006867% | 0.008714% | 0.006435% | 0.006472% | 0.008722% | 0.0107% | 0.008668% | 0.009966% | 0.009092% | 0.009966% | 0.008722% | 0.006472% | 0.008722% | 0.004756% | 0.007118% | 0.006472% | 0.008722% | 0.0107% | 0.008668% | 0.009966% | 0.009092% | 0.009092% | 0.009966% | 0.008722% | 0.006472% | 0.008722% | 0.004756% | 0.007118% | 0.006867% | 0.006867%
3649 | 0.005702% | 0.01037% | 0.005537% | 0.005822% | 0.008895% | 0.01194% | 0.0088% | 0.008344% | 0.008925% | 0.008344% | 0.008895% | 0.005822% | 0.008895% | 0.004806% | 0.006895% | 0.005822% | 0.008895% | 0.01194% | 0.0088% | 0.008344% | 0.008925% | 0.008925% | 0.008344% | 0.008895% | 0.005822% | 0.008895% | 0.004806% | 0.006895% | 0.005702% | 0.005702%
3650 | 0.005525% | 0.01041% | 0.005448% | 0.005721% | 0.008713% | 0.01201% | 0.008708% | 0.00752% | 0.009041% | 0.00752% | 0.008713% | 0.005721% | 0.008713% | 0.004416% | 0.006901% | 0.005721% | 0.008713% | 0.01201% | 0.008708% | 0.00752% | 0.009041% | 0.009041% | 0.00752% | 0.008713% | 0.005721% | 0.008713% | 0.004416% | 0.006901% | 0.005525% | 0.005525%
3651 | 0.005444% | 0.01042% | 0.005339% | 0.005713% | 0.00889% | 0.01206% | 0.008613% | 0.007256% | 0.009596% | 0.007256% | 0.00889% | 0.005713% | 0.00889% | 0.004472% | 0.006903% | 0.005713% | 0.00889% | 0.01206% | 0.008613% | 0.007256% | 0.009596% | 0.009596% | 0.007256% | 0.00889% | 0.005713% | 0.00889% | 0.004472% | 0.006903% | 0.005444% | 0.005444%
3652 | 0.005407% | 0.01043% | 0.005318% | 0.005807% | 0.009182% | 0.01212% | 0.0085% | 0.007417% | 0.009804% | 0.007417% | 0.009182% | 0.005807% | 0.009182% | 0.00479% | 0.006901% | 0.005807% | 0.009182% | 0.01212% | 0.0085% | 0.007417% | 0.009804% | 0.009804% | 0.007417% | 0.009182% | 0.005807% | 0.009182% | 0.00479% | 0.006901% | 0.005407% | 0.005407%
3653 | 0.004204% | 0.01094% | 0.004191% | 0.005557% | 0.00855% | 0.01129% | 0.00713% | 0.007874% | 0.009651% | 0.007874% | 0.00855% | 0.005557% | 0.00855% | 0.004329% | 0.005317% | 0.005557% | 0.00855% | 0.01129% | 0.00713% | 0.007874% | 0.009651% | 0.009651% | 0.007874% | 0.00855% | 0.005557% | 0.00855% | 0.004329% | 0.005317% | 0.004204% | 0.004204%
3654 | 0.005604% | 0.01068% | 0.005022% | 0.005815% | 0.008634% | 0.01109% | 0.006509% | 0.009242% | 0.01041% | 0.009242% | 0.008634% | 0.005815% | 0.008634% | 0.005142% | 0.004288% | 0.005815% | 0.008634% | 0.01109% | 0.006509% | 0.009242% | 0.01041% | 0.01041% | 0.009242% | 0.008634% | 0.005815% | 0.008634% | 0.005142% | 0.004288% | 0.005604% | 0.005604%
3655 | 0.005449% | 0.01109% | 0.004744% | 0.007653% | 0.009477% | 0.0111% | 0.006789% | 0.01202% | 0.01134% | 0.01202% | 0.009477% | 0.007653% | 0.009477% | 0.007776% | 0.004279% | 0.007653% | 0.009477% | 0.0111% | 0.006789% | 0.01202% | 0.01134% | 0.01134% | 0.01202% | 0.009477% | 0.007653% | 0.009477% | 0.007776% | 0.004279% | 0.005449% | 0.005449%
3656 | 0.005064% | 0.01209% | 0.004439% | 0.01035% | 0.01033% | 0.01132% | 0.007235% | 0.01421% | 0.01195% | 0.01421% | 0.01033% | 0.01035% | 0.01033% | 0.01115% | 0.004288% | 0.01035% | 0.01033% | 0.01132% | 0.007235% | 0.01421% | 0.01195% | 0.01195% | 0.01421% | 0.01033% | 0.01035% | 0.01033% | 0.01115% | 0.004288% | 0.005064% | 0.005064%
3657 | 0.005265% | 0.01349% | 0.004614% | 0.01267% | 0.01144% | 0.01185% | 0.0079% | 0.01523% | 0.01256% | 0.01523% | 0.01144% | 0.01267% | 0.01144% | 0.01338% | 0.00431% | 0.01267% | 0.01144% | 0.01185% | 0.0079% | 0.01523% | 0.01256% | 0.01256% | 0.01523% | 0.01144% | 0.01267% | 0.01144% | 0.01338% | 0.00431% | 0.005265% | 0.005265%
3658 | 0.005859% | 0.01512% | 0.00509% | 0.01453% | 0.01229% | 0.01254% | 0.008683% | 0.01674% | 0.01307% | 0.01674% | 0.01229% | 0.01453% | 0.01229% | 0.01476% | 0.004326% | 0.01453% | 0.01229% | 0.01254% | 0.008683% | 0.01674% | 0.01307% | 0.01307% | 0.01674% | 0.01229% | 0.01453% | 0.01229% | 0.01476% | 0.004326% | 0.005859% | 0.005859%
3659 | 0.006234% | 0.01624% | 0.005542% | 0.01618% | 0.01265% | 0.0127% | 0.009521% | 0.01758% | 0.01335% | 0.01758% | 0.01265% | 0.01618% | 0.01265% | 0.01583% | 0.004337% | 0.01618% | 0.01265% | 0.0127% | 0.009521% | 0.01758% | 0.01335% | 0.01335% | 0.01758% | 0.01265% | 0.01618% | 0.01265% | 0.01583% | 0.004337% | 0.006234% | 0.006234%
3660 | 0.007065% | 0.01626% | 0.006035% | 0.01753% | 0.01298% | 0.01241% | 0.01021% | 0.01797% | 0.01371% | 0.01797% | 0.01298% | 0.01753% | 0.01298% | 0.01677% | 0.004347% | 0.01753% | 0.01298% | 0.01241% | 0.01021% | 0.01797% | 0.01371% | 0.01371% | 0.01797% | 0.01298% | 0.01753% | 0.01298% | 0.01677% | 0.004347% | 0.007065% | 0.007065%
3661 | 0.007453% | 0.01567% | 0.00623% | 0.01823% | 0.01335% | 0.01144% | 0.01035% | 0.01822% | 0.01406% | 0.01822% | 0.01335% | 0.01823% | 0.01335% | 0.01741% | 0.004353% | 0.01823% | 0.01335% | 0.01144% | 0.01035% | 0.01822% | 0.01406% | 0.01406% | 0.01822% | 0.01335% | 0.01823% | 0.01335% | 0.01741% | 0.004353% | 0.007453% | 0.007453%
3662 | 0.007569% | 0.01465% | 0.006562% | 0.01848% | 0.01377% | 0.01049% | 0.01028% | 0.0182% | 0.01446% | 0.0182% | 0.01377% | 0.01848% | 0.01377% | 0.018% | 0.004396% | 0.01848% | 0.01377% | 0.01049% | 0.01028% | 0.0182% | 0.01446% | 0.01446% | 0.0182% | 0.01377% | 0.01848% | 0.01377% | 0.018% | 0.004396% | 0.007569% | 0.007569%
3663 | 0.008211% | 0.01372% | 0.006941% | 0.01852% | 0.0142% | 0.009988% | 0.01004% | 0.01858% | 0.01487% | 0.01858% | 0.0142% | 0.01852% | 0.0142% | 0.01854% | 0.004441% | 0.01852% | 0.0142% | 0.009988% | 0.01004% | 0.01858% | 0.01487% | 0.01487% | 0.01858% | 0.0142% | 0.01852% | 0.0142% | 0.01854% | 0.004441% | 0.008211% | 0.008211%
3664 | 0.00817% | 0.01299% | 0.006926% | 0.0181% | 0.01408% | 0.009801% | 0.00945% | 0.01681% | 0.01474% | 0.01681% | 0.01408% | 0.0181% | 0.01408% | 0.01858% | 0.00446% | 0.0181% | 0.01408% | 0.009801% | 0.00945% | 0.01681% | 0.01474% | 0.01474% | 0.01681% | 0.01408% | 0.0181% | 0.01408% | 0.01858% | 0.00446% | 0.00817% | 0.00817%
3665 | 0.007566% | 0.01205% | 0.006274% | 0.01703% | 0.01344% | 0.009938% | 0.0086% | 0.01605% | 0.01423% | 0.01605% | 0.01344% | 0.01703% | 0.01344% | 0.01801% | 0.00444% | 0.01703% | 0.01344% | 0.009938% | 0.0086% | 0.01605% | 0.01423% | 0.01423% | 0.01605% | 0.01344% | 0.01703% | 0.01344% | 0.01801% | 0.00444% | 0.007566% | 0.007566%
3666 | 0.007237% | 0.01154% | 0.00587% | 0.01574% | 0.01251% | 0.01039% | 0.007815% | 0.01528% | 0.01337% | 0.01528% | 0.01251% | 0.01574% | 0.01251% | 0.01712% | 0.004381% | 0.01574% | 0.01251% | 0.01039% | 0.007815% | 0.01528% | 0.01337% | 0.01337% | 0.01528% | 0.01251% | 0.01574% | 0.01251% | 0.01712% | 0.004381% | 0.007237% | 0.007237%
3667 | 0.006812% | 0.01118% | 0.005693% | 0.01414% | 0.01112% | 0.01091% | 0.007149% | 0.01431% | 0.01222% | 0.01431% | 0.01112% | 0.01414% | 0.01112% | 0.01583% | 0.004303% | 0.01414% | 0.01112% | 0.01091% | 0.007149% | 0.01431% | 0.01222% | 0.01222% | 0.01431% | 0.01112% | 0.01414% | 0.01112% | 0.01583% | 0.004303% | 0.006812% | 0.006812%
3668 | 0.007815% | 0.01099% | 0.006461% | 0.01323% | 0.01056% | 0.01162% | 0.008313% | 0.01343% | 0.01136% | 0.01343% | 0.01056% | 0.01323% | 0.01056% | 0.01523% | 0.006185% | 0.01323% | 0.01056% | 0.01162% | 0.008313% | 0.01343% | 0.01136% | 0.01136% | 0.01343% | 0.01056% | 0.01323% | 0.01056% | 0.01523% | 0.006185% | 0.007815% | 0.007815%
3669 | 0.006723% | 0.01088% | 0.00636% | 0.01146% | 0.009866% | 0.01202% | 0.008756% | 0.01286% | 0.01059% | 0.01286% | 0.009866% | 0.01146% | 0.009866% | 0.01305% | 0.006907% | 0.01146% | 0.009866% | 0.01202% | 0.008756% | 0.01286% | 0.01059% | 0.01059% | 0.01286% | 0.009866% | 0.01146% | 0.009866% | 0.01305% | 0.006907% | 0.006723% | 0.006723%
3670 | 0.006562% | 0.0108% | 0.006161% | 0.008876% | 0.009494% | 0.01215% | 0.008797% | 0.01231% | 0.01002% | 0.01231% | 0.009494% | 0.008876% | 0.009494% | 0.009214% | 0.006923% | 0.008876% | 0.009494% | 0.01215% | 0.008797% | 0.01231% | 0.01002% | 0.01002% | 0.01231% | 0.009494% | 0.008876% | 0.009494% | 0.009214% | 0.006923% | 0.006562% | 0.006562%
3671 | 0.006366% | 0.01074% | 0.006023% | 0.007099% | 0.009149% | 0.01213% | 0.008851% | 0.01099% | 0.009574% | 0.01099% | 0.009149% | 0.007099% | 0.009149% | 0.006546% | 0.00694% | 0.007099% | 0.009149% | 0.01213% | 0.008851% | 0.01099% | 0.009574% | 0.009574% | 0.01099% | 0.009149% | 0.007099% | 0.009149% | 0.006546% | 0.00694% | 0.006366% | 0.006366%
3672 | 0.006211% | 0.009972% | 0.005909% | 0.006356% | 0.008864% | 0.01177% | 0.008789% | 0.009444% | 0.009182% | 0.009444% | 0.008864% | 0.006356% | 0.008864% | 0.005291% | 0.006931% | 0.006356% | 0.008864% | 0.01177% | 0.008789% | 0.009444% | 0.009182% | 0.009182% | 0.009444% | 0.008864% | 0.006356% | 0.008864% | 0.005291% | 0.006931% | 0.006211% | 0.006211%
3673 | 0.005328% | 0.00837% | 0.005143% | 0.006217% | 0.007786% | 0.01212% | 0.007569% | 0.009597% | 0.008368% | 0.009597% | 0.007786% | 0.006217% | 0.007786% | 0.004821% | 0.006887% | 0.006217% | 0.007786% | 0.01212% | 0.007569% | 0.009597% | 0.008368% | 0.008368% | 0.009597% | 0.007786% | 0.006217% | 0.007786% | 0.004821% | 0.006887% | 0.005328% | 0.005328%
3674 | 0.005355% | 0.008253% | 0.005179% | 0.006101% | 0.007877% | 0.01217% | 0.007648% | 0.008947% | 0.008424% | 0.008947% | 0.007877% | 0.006101% | 0.007877% | 0.004525% | 0.006902% | 0.006101% | 0.007877% | 0.01217% | 0.007648% | 0.008947% | 0.008424% | 0.008424% | 0.008947% | 0.007877% | 0.006101% | 0.007877% | 0.004525% | 0.006902% | 0.005355% | 0.005355%
3675 | 0.00518% | 0.008101% | 0.005027% | 0.006048% | 0.007746% | 0.01222% | 0.007671% | 0.008493% | 0.008136% | 0.008493% | 0.007746% | 0.006048% | 0.007746% | 0.004508% | 0.006907% | 0.006048% | 0.007746% | 0.01222% | 0.007671% | 0.008493% | 0.008136% | 0.008136% | 0.008493% | 0.007746% | 0.006048% | 0.007746% | 0.004508% | 0.006907% | 0.00518% | 0.00518%
3676 | 0.005242% | 0.008013% | 0.005078% | 0.006083% | 0.007809% | 0.0123% | 0.007767% | 0.008641% | 0.008168% | 0.008641% | 0.007809% | 0.006083% | 0.007809% | 0.004893% | 0.006912% | 0.006083% | 0.007809% | 0.0123% | 0.007767% | 0.008641% | 0.008168% | 0.008168% | 0.008641% | 0.007809% | 0.006083% | 0.007809% | 0.004893% | 0.006912% | 0.005242% | 0.005242%
3677 | 0.004124% | 0.007818% | 0.004106% | 0.006038% | 0.007387% | 0.01166% | 0.00666% | 0.009122% | 0.008118% | 0.009122% | 0.007387% | 0.006038% | 0.007387% | 0.00488% | 0.005334% | 0.006038% | 0.007387% | 0.01166% | 0.00666% | 0.009122% | 0.008118% | 0.008118% | 0.009122% | 0.007387% | 0.006038% | 0.007387% | 0.00488% | 0.005334% | 0.004124% | 0.004124%
3678 | 0.006147% | 0.00783% | 0.005061% | 0.005842% | 0.006968% | 0.01115% | 0.005869% | 0.009458% | 0.007787% | 0.009458% | 0.006968% | 0.005842% | 0.006968% | 0.005668% | 0.004302% | 0.005842% | 0.006968% | 0.01115% | 0.005869% | 0.009458% | 0.007787% | 0.007787% | 0.009458% | 0.006968% | 0.005842% | 0.006968% | 0.005668% | 0.004302% | 0.006147% | 0.006147%
3679 | 0.004453% | 0.008872% | 0.004247% | 0.006515% | 0.007108% | 0.01083% | 0.005994% | 0.01107% | 0.007726% | 0.01107% | 0.007108% | 0.006515% | 0.007108% | 0.007219% | 0.004275% | 0.006515% | 0.007108% | 0.01083% | 0.005994% | 0.01107% | 0.007726% | 0.007726% | 0.01107% | 0.007108% | 0.006515% | 0.007108% | 0.007219% | 0.004275% | 0.004453% | 0.004453%
3680 | 0.004906% | 0.009292% | 0.004252% | 0.007783% | 0.00773% | 0.01112% | 0.006481% | 0.01332% | 0.008401% | 0.01332% | 0.00773% | 0.007783% | 0.00773% | 0.009458% | 0.004257% | 0.007783% | 0.00773% | 0.01112% | 0.006481% | 0.01332% | 0.008401% | 0.008401% | 0.01332% | 0.00773% | 0.007783% | 0.00773% | 0.009458% | 0.004257% | 0.004906% | 0.004906%
3681 | 0.004867% | 0.01018% | 0.004131% | 0.009443% | 0.007926% | 0.01159% | 0.006489% | 0.01465% | 0.008575% | 0.01465% | 0.007926% | 0.009443% | 0.007926% | 0.01151% | 0.00426% | 0.009443% | 0.007926% | 0.01159% | 0.006489% | 0.01465% | 0.008575% | 0.008575% | 0.01465% | 0.007926% | 0.009443% | 0.007926% | 0.01151% | 0.00426% | 0.004867% | 0.004867%
3682 | 0.004708% | 0.01119% | 0.003888% | 0.01119% | 0.007786% | 0.01231% | 0.00633% | 0.01515% | 0.008376% | 0.01515% | 0.007786% | 0.01119% | 0.007786% | 0.01317% | 0.00427% | 0.01119% | 0.007786% | 0.01231% | 0.00633% | 0.01515% | 0.008376% | 0.008376% | 0.01515% | 0.007786% | 0.01119% | 0.007786% | 0.01317% | 0.00427% | 0.004708% | 0.004708%
3683 | 0.00459% | 0.01231% | 0.00415% | 0.01291% | 0.007629% | 0.01262% | 0.006195% | 0.01554% | 0.008256% | 0.01554% | 0.007629% | 0.01291% | 0.007629% | 0.01436% | 0.004276% | 0.01291% | 0.007629% | 0.01262% | 0.006195% | 0.01554% | 0.008256% | 0.008256% | 0.01554% | 0.007629% | 0.01291% | 0.007629% | 0.01436% | 0.004276% | 0.00459% | 0.00459%
3684 | 0.005046% | 0.01282% | 0.004373% | 0.01435% | 0.007668% | 0.01214% | 0.006275% | 0.01589% | 0.008396% | 0.01589% | 0.007668% | 0.01435% | 0.007668% | 0.01504% | 0.004277% | 0.01435% | 0.007668% | 0.01214% | 0.006275% | 0.01589% | 0.008396% | 0.008396% | 0.01589% | 0.007668% | 0.01435% | 0.007668% | 0.01504% | 0.004277% | 0.005046% | 0.005046%
3685 | 0.005213% | 0.01282% | 0.004413% | 0.01514% | 0.00772% | 0.01106% | 0.006361% | 0.01618% | 0.008477% | 0.01618% | 0.00772% | 0.01514% | 0.00772% | 0.01542% | 0.00428% | 0.01514% | 0.00772% | 0.01106% | 0.006361% | 0.01618% | 0.008477% | 0.008477% | 0.01618% | 0.00772% | 0.01514% | 0.00772% | 0.01542% | 0.00428% | 0.005213% | 0.005213%
3686 | 0.005243% | 0.01225% | 0.004652% | 0.01542% | 0.008057% | 0.0101% | 0.006572% | 0.01641% | 0.008822% | 0.01641% | 0.008057% | 0.01542% | 0.008057% | 0.01578% | 0.004296% | 0.01542% | 0.008057% | 0.0101% | 0.006572% | 0.01641% | 0.008822% | 0.008822% | 0.01641% | 0.008057% | 0.01542% | 0.008057% | 0.01578% | 0.004296% | 0.005243% | 0.005243%
3687 | 0.005917% | 0.01132% | 0.005148% | 0.01536% | 0.008455% | 0.009626% | 0.006764% | 0.01678% | 0.009259% | 0.01678% | 0.008455% | 0.01536% | 0.008455% | 0.01597% | 0.004347% | 0.01536% | 0.008455% | 0.009626% | 0.006764% | 0.01678% | 0.009259% | 0.009259% | 0.01678% | 0.008455% | 0.01536% | 0.008455% | 0.01597% | 0.004347% | 0.005917% | 0.005917%
3688 | 0.006485% | 0.01053% | 0.00562% | 0.01511% | 0.008671% | 0.009534% | 0.006799% | 0.01526% | 0.009521% | 0.01526% | 0.008671% | 0.01511% | 0.008671% | 0.01598% | 0.004392% | 0.01511% | 0.008671% | 0.009534% | 0.006799% | 0.01526% | 0.009521% | 0.009521% | 0.01526% | 0.008671% | 0.01511% | 0.008671% | 0.01598% | 0.004392% | 0.006485% | 0.006485%
3689 | 0.006154% | 0.009653% | 0.005366% | 0.01402% | 0.008243% | 0.009623% | 0.006403% | 0.01434% | 0.009184% | 0.01434% | 0.008243% | 0.01402% | 0.008243% | 0.01517% | 0.004361% | 0.01402% | 0.008243% | 0.009623% | 0.006403% | 0.01434% | 0.009184% | 0.009184% | 0.01434% | 0.008243% | 0.01402% | 0.008243% | 0.01517% | 0.004361% | 0.006154% | 0.006154%
3690 | 0.005903% | 0.009088% | 0.005017% | 0.01249% | 0.007541% | 0.01024% | 0.005859% | 0.01366% | 0.008684% | 0.01366% | 0.007541% | 0.01249% | 0.007541% | 0.01367% | 0.004302% | 0.01249% | 0.007541% | 0.01024% | 0.005859% | 0.01366% | 0.008684% | 0.008684% | 0.01366% | 0.007541% | 0.01249% | 0.007541% | 0.01367% | 0.004302% | 0.005903% | 0.005903%
3691 | 0.005508% | 0.008837% | 0.004695% | 0.01085% | 0.007003% | 0.01099% | 0.005431% | 0.01312% | 0.008324% | 0.01312% | 0.007003% | 0.01085% | 0.007003% | 0.01195% | 0.004261% | 0.01085% | 0.007003% | 0.01099% | 0.005431% | 0.01312% | 0.008324% | 0.008324% | 0.01312% | 0.007003% | 0.01085% | 0.007003% | 0.01195% | 0.004261% | 0.005508% | 0.005508%
3692 | 0.006508% | 0.008768% | 0.005675% | 0.0102% | 0.007242% | 0.01161% | 0.006679% | 0.01259% | 0.008046% | 0.01259% | 0.007242% | 0.0102% | 0.007242% | 0.01117% | 0.006163% | 0.0102% | 0.007242% | 0.01161% | 0.006679% | 0.01259% | 0.008046% | 0.008046% | 0.01259% | 0.007242% | 0.0102% | 0.007242% | 0.01117% | 0.006163% | 0.006508% | 0.006508%
3693 | 0.005619% | 0.008607% | 0.005329% | 0.009232% | 0.007318% | 0.01182% | 0.007108% | 0.01201% | 0.007895% | 0.01201% | 0.007318% | 0.009232% | 0.007318% | 0.009711% | 0.006883% | 0.009232% | 0.007318% | 0.01182% | 0.007108% | 0.01201% | 0.007895% | 0.007895% | 0.01201% | 0.007318% | 0.009232% | 0.007318% | 0.009711% | 0.006883% | 0.005619% | 0.005619%
3694 | 0.005486% | 0.008557% | 0.00525% | 0.008222% | 0.007425% | 0.01192% | 0.007195% | 0.01177% | 0.00804% | 0.01177% | 0.007425% | 0.008222% | 0.007425% | 0.008032% | 0.006892% | 0.008222% | 0.007425% | 0.01192% | 0.007195% | 0.01177% | 0.00804% | 0.00804% | 0.01177% | 0.007425% | 0.008222% | 0.007425% | 0.008032% | 0.006892% | 0.005486% | 0.005486%
3695 | 0.005441% | 0.008483% | 0.005298% | 0.007429% | 0.007554% | 0.01197% | 0.007299% | 0.01095% | 0.008239% | 0.01095% | 0.007554% | 0.007429% | 0.007554% | 0.006462% | 0.006901% | 0.007429% | 0.007554% | 0.01197% | 0.007299% | 0.01095% | 0.008239% | 0.008239% | 0.01095% | 0.007554% | 0.007429% | 0.007554% | 0.006462% | 0.006901% | 0.005441% | 0.005441%
3696 | 0.00544% | 0.008912% | 0.005281% | 0.006515% | 0.008025% | 0.01201% | 0.007809% | 0.009819% | 0.008539% | 0.009819% | 0.008025% | 0.006515% | 0.008025% | 0.005341% | 0.006883% | 0.006515% | 0.008025% | 0.01201% | 0.007809% | 0.009819% | 0.008539% | 0.008539% | 0.009819% | 0.008025% | 0.006515% | 0.008025% | 0.005341% | 0.006883% | 0.00544% | 0.00544%
3697 | 0.006984% | 0.008617% | 0.006573% | 0.005921% | 0.008611% | 0.01092% | 0.008703% | 0.008524% | 0.009189% | 0.008524% | 0.008611% | 0.005921% | 0.008611% | 0.004711% | 0.006915% | 0.005921% | 0.008611% | 0.01092% | 0.008703% | 0.008524% | 0.009189% | 0.009189% | 0.008524% | 0.008611% | 0.005921% | 0.008611% | 0.004711% | 0.006915% | 0.006984% | 0.006984%
3698 | 0.00704% | 0.008488% | 0.006551% | 0.005776% | 0.008573% | 0.01111% | 0.00864% | 0.00737% | 0.009491% | 0.00737% | 0.008573% | 0.005776% | 0.008573% | 0.004709% | 0.006938% | 0.005776% | 0.008573% | 0.01111% | 0.00864% | 0.00737% | 0.009491% | 0.009491% | 0.00737% | 0.008573% | 0.005776% | 0.008573% | 0.004709% | 0.006938% | 0.00704% | 0.00704%
3699 | 0.007362% | 0.008355% | 0.006557% | 0.005734% | 0.008739% | 0.01127% | 0.008671% | 0.006504% | 0.01028% | 0.006504% | 0.008739% | 0.005734% | 0.008739% | 0.004913% | 0.007182% | 0.005734% | 0.008739% | 0.01127% | 0.008671% | 0.006504% | 0.01028% | 0.01028% | 0.006504% | 0.008739% | 0.005734% | 0.008739% | 0.004913% | 0.007182% | 0.007362% | 0.007362%
3700 | 0.008292% | 0.008307% | 0.006566% | 0.005854% | 0.009314% | 0.01141% | 0.008966% | 0.006255% | 0.01096% | 0.006255% | 0.009314% | 0.005854% | 0.009314% | 0.005305% | 0.00787% | 0.005854% | 0.009314% | 0.01141% | 0.008966% | 0.006255% | 0.01096% | 0.01096% | 0.006255% | 0.009314% | 0.005854% | 0.009314% | 0.005305% | 0.00787% | 0.008292% | 0.008292%
3701 | 0.009308% | 0.008779% | 0.005743% | 0.005934% | 0.009809% | 0.01048% | 0.008533% | 0.007111% | 0.01177% | 0.007111% | 0.009809% | 0.005934% | 0.009809% | 0.00492% | 0.0077% | 0.005934% | 0.009809% | 0.01048% | 0.008533% | 0.007111% | 0.01177% | 0.01177% | 0.007111% | 0.009809% | 0.005934% | 0.009809% | 0.00492% | 0.0077% | 0.009308% | 0.009308%
3702 | 0.01377% | 0.008832% | 0.009563% | 0.006301% | 0.01169% | 0.01022% | 0.009378% | 0.008932% | 0.01393% | 0.008932% | 0.01169% | 0.006301% | 0.01169% | 0.005932% | 0.009114% | 0.006301% | 0.01169% | 0.01022% | 0.009378% | 0.008932% | 0.01393% | 0.01393% | 0.008932% | 0.01169% | 0.006301% | 0.01169% | 0.005932% | 0.009114% | 0.01377% | 0.01377%
3703 | 0.01643% | 0.01021% | 0.01364% | 0.008131% | 0.01403% | 0.01012% | 0.0115% | 0.01258% | 0.01567% | 0.01258% | 0.01403% | 0.008131% | 0.01403% | 0.008501% | 0.01218% | 0.008131% | 0.01403% | 0.01012% | 0.0115% | 0.01258% | 0.01567% | 0.01567% | 0.01258% | 0.01403% | 0.008131% | 0.01403% | 0.008501% | 0.01218% | 0.01643% | 0.01643%
3704 | 0.01904% | 0.01345% | 0.01645% | 0.01077% | 0.0161% | 0.0105% | 0.0136% | 0.01491% | 0.01689% | 0.01491% | 0.0161% | 0.01077% | 0.0161% | 0.01181% | 0.01506% | 0.01077% | 0.0161% | 0.0105% | 0.0136% | 0.01491% | 0.01689% | 0.01689% | 0.01491% | 0.0161% | 0.01077% | 0.0161% | 0.01181% | 0.01506% | 0.01904% | 0.01904%
3705 | 0.02134% | 0.01682% | 0.01849% | 0.01287% | 0.01771% | 0.01137% | 0.01554% | 0.01522% | 0.01784% | 0.01522% | 0.01771% | 0.01287% | 0.01771% | 0.01384% | 0.0173% | 0.01287% | 0.01771% | 0.01137% | 0.01554% | 0.01522% | 0.01784% | 0.01784% | 0.01522% | 0.01771% | 0.01287% | 0.01771% | 0.01384% | 0.0173% | 0.02134% | 0.02134%
3706 | 0.02346% | 0.01947% | 0.02081% | 0.01459% | 0.01876% | 0.01253% | 0.01725% | 0.01567% | 0.01832% | 0.01567% | 0.01876% | 0.01459% | 0.01876% | 0.0152% | 0.01892% | 0.01459% | 0.01876% | 0.01253% | 0.01725% | 0.01567% | 0.01832% | 0.01832% | 0.01567% | 0.01876% | 0.01459% | 0.01876% | 0.0152% | 0.01892% | 0.02346% | 0.02346%
3707 | 0.02462% | 0.02041% | 0.02237% | 0.01586% | 0.01871% | 0.01295% | 0.01806% | 0.01529% | 0.01793% | 0.01529% | 0.01871% | 0.01586% | 0.01871% | 0.01629% | 0.01993% | 0.01586% | 0.01871% | 0.01295% | 0.01806% | 0.01529% | 0.01793% | 0.01793% | 0.01529% | 0.01871% | 0.01586% | 0.01871% | 0.01629% | 0.01993% | 0.02462% | 0.02462%
3708 | 0.02408% | 0.02002% | 0.02316% | 0.01648% | 0.01784% | 0.01266% | 0.0181% | 0.01402% | 0.01696% | 0.01402% | 0.01784% | 0.01648% | 0.01784% | 0.01696% | 0.02032% | 0.01648% | 0.01784% | 0.01266% | 0.0181% | 0.01402% | 0.01696% | 0.01696% | 0.01402% | 0.01784% | 0.01648% | 0.01784% | 0.01696% | 0.02032% | 0.02408% | 0.02408%
3709 | 0.02251% | 0.01913% | 0.02332% | 0.01678% | 0.01662% | 0.01176% | 0.01774% | 0.01291% | 0.01596% | 0.01291% | 0.01662% | 0.01678% | 0.01662% | 0.01734% | 0.02029% | 0.01678% | 0.01662% | 0.01176% | 0.01774% | 0.01291% | 0.01596% | 0.01596% | 0.01291% | 0.01662% | 0.01678% | 0.01662% | 0.01734% | 0.02029% | 0.02251% | 0.02251%
3710 | 0.01992% | 0.01645% | 0.02198% | 0.01669% | 0.01504% | 0.0108% | 0.01671% | 0.01216% | 0.01458% | 0.01216% | 0.01504% | 0.01669% | 0.01504% | 0.01731% | 0.01994% | 0.01669% | 0.01504% | 0.0108% | 0.01671% | 0.01216% | 0.01458% | 0.01458% | 0.01216% | 0.01504% | 0.01669% | 0.01504% | 0.01731% | 0.01994% | 0.01992% | 0.01992%
3711 | 0.01754% | 0.01383% | 0.02075% | 0.01647% | 0.01394% | 0.01016% | 0.01527% | 0.01246% | 0.01373% | 0.01246% | 0.01394% | 0.01647% | 0.01394% | 0.01698% | 0.01886% | 0.01647% | 0.01394% | 0.01016% | 0.01527% | 0.01246% | 0.01373% | 0.01373% | 0.01246% | 0.01394% | 0.01647% | 0.01394% | 0.01698% | 0.01886% | 0.01754% | 0.01754%
3712 | 0.01521% | 0.01229% | 0.01852% | 0.01623% | 0.01322% | 0.009921% | 0.01372% | 0.01125% | 0.01331% | 0.01125% | 0.01322% | 0.01623% | 0.01322% | 0.01622% | 0.01671% | 0.01623% | 0.01322% | 0.009921% | 0.01372% | 0.01125% | 0.01331% | 0.01331% | 0.01125% | 0.01322% | 0.01623% | 0.01322% | 0.01622% | 0.01671% | 0.01521% | 0.01521%
3713 | 0.01275% | 0.01032% | 0.01701% | 0.01564% | 0.0121% | 0.009978% | 0.01223% | 0.01121% | 0.01256% | 0.01121% | 0.0121% | 0.01564% | 0.0121% | 0.01505% | 0.0139% | 0.01564% | 0.0121% | 0.009978% | 0.01223% | 0.01121% | 0.01256% | 0.01256% | 0.01121% | 0.0121% | 0.01564% | 0.0121% | 0.01505% | 0.0139% | 0.01275% | 0.01275%
3714 | 0.01035% | 0.009465% | 0.01561% | 0.01466% | 0.01069% | 0.01031% | 0.01101% | 0.0108% | 0.01126% | 0.0108% | 0.01069% | 0.01466% | 0.01069% | 0.01375% | 0.01103% | 0.01466% | 0.01069% | 0.01031% | 0.01101% | 0.0108% | 0.01126% | 0.01126% | 0.0108% | 0.01069% | 0.01466% | 0.01069% | 0.01375% | 0.01103% | 0.01035% | 0.01035%
3715 | 0.00847% | 0.008962% | 0.01219% | 0.0134% | 0.00941% | 0.01063% | 0.009918% | 0.01041% | 0.01002% | 0.01041% | 0.00941% | 0.0134% | 0.00941% | 0.01255% | 0.008895% | 0.0134% | 0.00941% | 0.01063% | 0.009918% | 0.01041% | 0.01002% | 0.01002% | 0.01041% | 0.00941% | 0.0134% | 0.00941% | 0.01255% | 0.008895% | 0.00847% | 0.00847%
3716 | 0.008755% | 0.008868% | 0.00908% | 0.01293% | 0.009202% | 0.01102% | 0.01031% | 0.01051% | 0.009327% | 0.01051% | 0.009202% | 0.01293% | 0.009202% | 0.01236% | 0.009338% | 0.01293% | 0.009202% | 0.01102% | 0.01031% | 0.01051% | 0.009327% | 0.009327% | 0.01051% | 0.009202% | 0.01293% | 0.009202% | 0.01236% | 0.009338% | 0.008755% | 0.008755%
3717 | 0.007364% | 0.008741% | 0.00721% | 0.01139% | 0.008934% | 0.01085% | 0.009942% | 0.01081% | 0.008942% | 0.01081% | 0.008934% | 0.01139% | 0.008934% | 0.01063% | 0.00911% | 0.01139% | 0.008934% | 0.01085% | 0.009942% | 0.01081% | 0.008942% | 0.008942% | 0.01081% | 0.008934% | 0.01139% | 0.008934% | 0.01063% | 0.00911% | 0.007364% | 0.007364%
3718 | 0.006974% | 0.008601% | 0.006403% | 0.008925% | 0.008658% | 0.01071% | 0.009178% | 0.01086% | 0.008714% | 0.01086% | 0.008658% | 0.008925% | 0.008658% | 0.007333% | 0.008341% | 0.008925% | 0.008658% | 0.01071% | 0.009178% | 0.01086% | 0.008714% | 0.008714% | 0.01086% | 0.008658% | 0.008925% | 0.008658% | 0.007333% | 0.008341% | 0.006974% | 0.006974%
3719 | 0.006768% | 0.008541% | 0.006455% | 0.007303% | 0.00848% | 0.01066% | 0.008721% | 0.01069% | 0.008587% | 0.01069% | 0.00848% | 0.007303% | 0.00848% | 0.005242% | 0.007748% | 0.007303% | 0.00848% | 0.01066% | 0.008721% | 0.01069% | 0.008587% | 0.008587% | 0.01069% | 0.00848% | 0.007303% | 0.00848% | 0.005242% | 0.007748% | 0.006768% | 0.006768%
3720 | 0.006417% | 0.008395% | 0.006051% | 0.006439% | 0.008224% | 0.01099% | 0.008268% | 0.009354% | 0.008444% | 0.009354% | 0.008224% | 0.006439% | 0.008224% | 0.004847% | 0.00709% | 0.006439% | 0.008224% | 0.01099% | 0.008268% | 0.009354% | 0.008444% | 0.008444% | 0.009354% | 0.008224% | 0.006439% | 0.008224% | 0.004847% | 0.00709% | 0.006417% | 0.006417%
3721 | 0.006804% | 0.008356% | 0.006455% | 0.005909% | 0.008301% | 0.0107% | 0.008463% | 0.007638% | 0.008438% | 0.007638% | 0.008301% | 0.005909% | 0.008301% | 0.004635% | 0.006888% | 0.005909% | 0.008301% | 0.0107% | 0.008463% | 0.007638% | 0.008438% | 0.008438% | 0.007638% | 0.008301% | 0.005909% | 0.008301% | 0.004635% | 0.006888% | 0.006804% | 0.006804%
3722 | 0.006824% | 0.008273% | 0.006548% | 0.005749% | 0.008304% | 0.01073% | 0.008449% | 0.006582% | 0.008648% | 0.006582% | 0.008304% | 0.005749% | 0.008304% | 0.004617% | 0.006909% | 0.005749% | 0.008304% | 0.01073% | 0.008449% | 0.006582% | 0.008648% | 0.008648% | 0.006582% | 0.008304% | 0.005749% | 0.008304% | 0.004617% | 0.006909% | 0.006824% | 0.006824%
3723 | 0.007074% | 0.008112% | 0.006432% | 0.005708% | 0.008395% | 0.01076% | 0.008501% | 0.005781% | 0.009094% | 0.005781% | 0.008395% | 0.005708% | 0.008395% | 0.004783% | 0.007145% | 0.005708% | 0.008395% | 0.01076% | 0.008501% | 0.005781% | 0.009094% | 0.009094% | 0.005781% | 0.008395% | 0.005708% | 0.008395% | 0.004783% | 0.007145% | 0.007074% | 0.007074%
3724 | 0.008038% | 0.008133% | 0.006444% | 0.005807% | 0.008849% | 0.01081% | 0.008759% | 0.00571% | 0.009718% | 0.00571% | 0.008849% | 0.005807% | 0.008849% | 0.005139% | 0.007825% | 0.005807% | 0.008849% | 0.01081% | 0.008759% | 0.00571% | 0.009718% | 0.009718% | 0.00571% | 0.008849% | 0.005807% | 0.008849% | 0.005139% | 0.007825% | 0.008038% | 0.008038%
3725 | 0.009115% | 0.008673% | 0.005564% | 0.005803% | 0.009147% | 0.009874% | 0.008225% | 0.006472% | 0.01044% | 0.006472% | 0.009147% | 0.005803% | 0.009147% | 0.004748% | 0.007656% | 0.005803% | 0.009147% | 0.009874% | 0.008225% | 0.006472% | 0.01044% | 0.01044% | 0.006472% | 0.009147% | 0.005803% | 0.009147% | 0.004748% | 0.007656% | 0.009115% | 0.009115%
3726 | 0.01261% | 0.008649% | 0.009242% | 0.006072% | 0.0106% | 0.009806% | 0.008936% | 0.008134% | 0.01199% | 0.008134% | 0.0106% | 0.006072% | 0.0106% | 0.005609% | 0.009089% | 0.006072% | 0.0106% | 0.009806% | 0.008936% | 0.008134% | 0.01199% | 0.01199% | 0.008134% | 0.0106% | 0.006072% | 0.0106% | 0.005609% | 0.009089% | 0.01261% | 0.01261%
3727 | 0.01494% | 0.01004% | 0.01313% | 0.007768% | 0.01272% | 0.01014% | 0.01093% | 0.01078% | 0.01362% | 0.01078% | 0.01272% | 0.007768% | 0.01272% | 0.008168% | 0.01216% | 0.007768% | 0.01272% | 0.01014% | 0.01093% | 0.01078% | 0.01362% | 0.01362% | 0.01078% | 0.01272% | 0.007768% | 0.01272% | 0.008168% | 0.01216% | 0.01494% | 0.01494%
3728 | 0.0174% | 0.01318% | 0.01572% | 0.01023% | 0.01474% | 0.01054% | 0.01299% | 0.01324% | 0.01503% | 0.01324% | 0.01474% | 0.01023% | 0.01474% | 0.01146% | 0.01501% | 0.01023% | 0.01474% | 0.01054% | 0.01299% | 0.01324% | 0.01503% | 0.01503% | 0.01324% | 0.01474% | 0.01023% | 0.01474% | 0.01146% | 0.01501% | 0.0174% | 0.0174%
3729 | 0.01954% | 0.01651% | 0.01756% | 0.01219% | 0.01641% | 0.01114% | 0.01495% | 0.01373% | 0.01613% | 0.01373% | 0.01641% | 0.01219% | 0.01641% | 0.0135% | 0.01723% | 0.01219% | 0.01641% | 0.01114% | 0.01495% | 0.01373% | 0.01613% | 0.01613% | 0.01373% | 0.01641% | 0.01219% | 0.01641% | 0.0135% | 0.01723% | 0.01954% | 0.01954%
3730 | 0.02136% | 0.01911% | 0.01968% | 0.01378% | 0.01747% | 0.01212% | 0.0166% | 0.01419% | 0.01654% | 0.01419% | 0.01747% | 0.01378% | 0.01747% | 0.01485% | 0.01882% | 0.01378% | 0.01747% | 0.01212% | 0.0166% | 0.01419% | 0.01654% | 0.01654% | 0.01419% | 0.01747% | 0.01378% | 0.01747% | 0.01485% | 0.01882% | 0.02136% | 0.02136%
3731 | 0.02229% | 0.01999% | 0.0208% | 0.01489% | 0.01756% | 0.01296% | 0.0174% | 0.01395% | 0.0163% | 0.01395% | 0.01756% | 0.01489% | 0.01756% | 0.01585% | 0.01983% | 0.01489% | 0.01756% | 0.01296% | 0.0174% | 0.01395% | 0.0163% | 0.0163% | 0.01395% | 0.01756% | 0.01489% | 0.01756% | 0.01585% | 0.01983% | 0.02229% | 0.02229%
3732 | 0.02212% | 0.01964% | 0.02129% | 0.01552% | 0.01703% | 0.01243% | 0.01747% | 0.01315% | 0.0159% | 0.01315% | 0.01703% | 0.01552% | 0.01703% | 0.0164% | 0.02022% | 0.01552% | 0.01703% | 0.01243% | 0.01747% | 0.01315% | 0.0159% | 0.0159% | 0.01315% | 0.01703% | 0.01552% | 0.01703% | 0.0164% | 0.02022% | 0.02212% | 0.02212%
3733 | 0.02082% | 0.01883% | 0.02113% | 0.0158% | 0.01594% | 0.01068% | 0.01697% | 0.01232% | 0.0153% | 0.01232% | 0.01594% | 0.0158% | 0.01594% | 0.01661% | 0.02017% | 0.0158% | 0.01594% | 0.01068% | 0.01697% | 0.01232% | 0.0153% | 0.0153% | 0.01232% | 0.01594% | 0.0158% | 0.01594% | 0.01661% | 0.02017% | 0.02082% | 0.02082%
3734 | 0.01905% | 0.01624% | 0.02025% | 0.01604% | 0.01472% | 0.009731% | 0.01615% | 0.012% | 0.01433% | 0.012% | 0.01472% | 0.01604% | 0.01472% | 0.01681% | 0.01983% | 0.01604% | 0.01472% | 0.009731% | 0.01615% | 0.012% | 0.01433% | 0.01433% | 0.012% | 0.01472% | 0.01604% | 0.01472% | 0.01681% | 0.01983% | 0.01905% | 0.01905%
3735 | 0.01729% | 0.01385% | 0.01977% | 0.01632% | 0.01394% | 0.009457% | 0.01497% | 0.01253% | 0.01376% | 0.01253% | 0.01394% | 0.01632% | 0.01394% | 0.0169% | 0.01879% | 0.01632% | 0.01394% | 0.009457% | 0.01497% | 0.01253% | 0.01376% | 0.01376% | 0.01253% | 0.01394% | 0.01632% | 0.01394% | 0.0169% | 0.01879% | 0.01729% | 0.01729%
3736 | 0.01513% | 0.01241% | 0.01785% | 0.01623% | 0.01327% | 0.009662% | 0.0135% | 0.01122% | 0.01341% | 0.01122% | 0.01327% | 0.01623% | 0.01327% | 0.01626% | 0.01665% | 0.01623% | 0.01327% | 0.009662% | 0.0135% | 0.01122% | 0.01341% | 0.01341% | 0.01122% | 0.01327% | 0.01623% | 0.01327% | 0.01626% | 0.01665% | 0.01513% | 0.01513%
3737 | 0.01269% | 0.01044% | 0.01649% | 0.01565% | 0.01226% | 0.00955% | 0.01207% | 0.0113% | 0.01287% | 0.0113% | 0.01226% | 0.01565% | 0.01226% | 0.01504% | 0.01388% | 0.01565% | 0.01226% | 0.00955% | 0.01207% | 0.0113% | 0.01287% | 0.01287% | 0.0113% | 0.01226% | 0.01565% | 0.01226% | 0.01504% | 0.01388% | 0.01269% | 0.01269%
3738 | 0.01039% | 0.009609% | 0.01525% | 0.01473% | 0.01097% | 0.009708% | 0.01084% | 0.0112% | 0.01183% | 0.0112% | 0.01097% | 0.01473% | 0.01097% | 0.01369% | 0.01101% | 0.01473% | 0.01097% | 0.009708% | 0.01084% | 0.0112% | 0.01183% | 0.01183% | 0.0112% | 0.01097% | 0.01473% | 0.01097% | 0.01369% | 0.01101% | 0.01039% | 0.01039%
3739 | 0.008703% | 0.009048% | 0.01188% | 0.0134% | 0.009554% | 0.009875% | 0.009705% | 0.0108% | 0.01054% | 0.0108% | 0.009554% | 0.0134% | 0.009554% | 0.01235% | 0.008869% | 0.0134% | 0.009554% | 0.009875% | 0.009705% | 0.0108% | 0.01054% | 0.01054% | 0.0108% | 0.009554% | 0.0134% | 0.009554% | 0.01235% | 0.008869% | 0.008703% | 0.008703%
3740 | 0.008865% | 0.008937% | 0.00889% | 0.01283% | 0.009212% | 0.01032% | 0.0101% | 0.01078% | 0.009575% | 0.01078% | 0.009212% | 0.01283% | 0.009212% | 0.01213% | 0.009267% | 0.01283% | 0.009212% | 0.01032% | 0.0101% | 0.01078% | 0.009575% | 0.009575% | 0.01078% | 0.009212% | 0.01283% | 0.009212% | 0.01213% | 0.009267% | 0.008865% | 0.008865%
3741 | 0.007381% | 0.008844% | 0.007258% | 0.01135% | 0.008956% | 0.01051% | 0.00986% | 0.01112% | 0.009123% | 0.01112% | 0.008956% | 0.01135% | 0.008956% | 0.01053% | 0.009104% | 0.01135% | 0.008956% | 0.01051% | 0.00986% | 0.01112% | 0.009123% | 0.009123% | 0.01112% | 0.008956% | 0.01135% | 0.008956% | 0.01053% | 0.009104% | 0.007381% | 0.007381%
3742 | 0.007022% | 0.008676% | 0.006525% | 0.008904% | 0.008708% | 0.01051% | 0.009122% | 0.01127% | 0.008885% | 0.01127% | 0.008708% | 0.008904% | 0.008708% | 0.007276% | 0.008341% | 0.008904% | 0.008708% | 0.01051% | 0.009122% | 0.01127% | 0.008885% | 0.008885% | 0.01127% | 0.008708% | 0.008904% | 0.008708% | 0.007276% | 0.008341% | 0.007022% | 0.007022%
3743 | 0.006862% | 0.008581% | 0.006489% | 0.007298% | 0.008533% | 0.01052% | 0.008688% | 0.01112% | 0.008711% | 0.01112% | 0.008533% | 0.007298% | 0.008533% | 0.005216% | 0.00775% | 0.007298% | 0.008533% | 0.01052% | 0.008688% | 0.01112% | 0.008711% | 0.008711% | 0.01112% | 0.008533% | 0.007298% | 0.008533% | 0.005216% | 0.00775% | 0.006862% | 0.006862%
3744 | 0.006834% | 0.008414% | 0.006502% | 0.006377% | 0.008417% | 0.01059% | 0.00852% | 0.00924% | 0.008572% | 0.00924% | 0.008417% | 0.006377% | 0.008417% | 0.004723% | 0.00712% | 0.006377% | 0.008417% | 0.01059% | 0.00852% | 0.00924% | 0.008572% | 0.008572% | 0.00924% | 0.008417% | 0.006377% | 0.008417% | 0.004723% | 0.00712% | 0.006834% | 0.006834%
3745 | 0.006895% | 0.008389% | 0.006604% | 0.005913% | 0.00834% | 0.01063% | 0.008459% | 0.007838% | 0.008559% | 0.007838% | 0.00834% | 0.005913% | 0.00834% | 0.00463% | 0.006894% | 0.005913% | 0.00834% | 0.01063% | 0.008459% | 0.007838% | 0.008559% | 0.008559% | 0.007838% | 0.00834% | 0.005913% | 0.00834% | 0.00463% | 0.006894% | 0.006895% | 0.006895%
3746 | 0.006942% | 0.008311% | 0.006534% | 0.00576% | 0.008315% | 0.0107% | 0.008442% | 0.006772% | 0.008756% | 0.006772% | 0.008315% | 0.00576% | 0.008315% | 0.00462% | 0.006914% | 0.00576% | 0.008315% | 0.0107% | 0.008442% | 0.006772% | 0.008756% | 0.008756% | 0.006772% | 0.008315% | 0.00576% | 0.008315% | 0.00462% | 0.006914% | 0.006942% | 0.006942%
3747 | 0.007209% | 0.008249% | 0.00648% | 0.005721% | 0.008395% | 0.01079% | 0.008499% | 0.005937% | 0.009216% | 0.005937% | 0.008395% | 0.005721% | 0.008395% | 0.004793% | 0.007153% | 0.005721% | 0.008395% | 0.01079% | 0.008499% | 0.005937% | 0.009216% | 0.009216% | 0.005937% | 0.008395% | 0.005721% | 0.008395% | 0.004793% | 0.007153% | 0.007209% | 0.007209%
3748 | 0.008184% | 0.008177% | 0.006508% | 0.00581% | 0.008841% | 0.01091% | 0.008749% | 0.005851% | 0.009876% | 0.005851% | 0.008841% | 0.00581% | 0.008841% | 0.005152% | 0.007836% | 0.00581% | 0.008841% | 0.01091% | 0.008749% | 0.005851% | 0.009876% | 0.009876% | 0.005851% | 0.008841% | 0.00581% | 0.008841% | 0.005152% | 0.007836% | 0.008184% | 0.008184%
3749 | 0.009117% | 0.008693% | 0.005573% | 0.005763% | 0.009162% | 0.01001% | 0.008184% | 0.006616% | 0.01062% | 0.006616% | 0.009162% | 0.005763% | 0.009162% | 0.004738% | 0.007592% | 0.005763% | 0.009162% | 0.01001% | 0.008184% | 0.006616% | 0.01062% | 0.01062% | 0.006616% | 0.009162% | 0.005763% | 0.009162% | 0.004738% | 0.007592% | 0.009117% | 0.009117%
3750 | 0.01295% | 0.00871% | 0.009317% | 0.006065% | 0.01078% | 0.009881% | 0.008954% | 0.008393% | 0.01256% | 0.008393% | 0.01078% | 0.006065% | 0.01078% | 0.005597% | 0.009094% | 0.006065% | 0.01078% | 0.009881% | 0.008954% | 0.008393% | 0.01256% | 0.01256% | 0.008393% | 0.01078% | 0.006065% | 0.01078% | 0.005597% | 0.009094% | 0.01295% | 0.01295%
3751 | 0.01539% | 0.01006% | 0.01326% | 0.007728% | 0.01297% | 0.009995% | 0.01095% | 0.01124% | 0.01433% | 0.01124% | 0.01297% | 0.007728% | 0.01297% | 0.008079% | 0.01216% | 0.007728% | 0.01297% | 0.009995% | 0.01095% | 0.01124% | 0.01433% | 0.01433% | 0.01124% | 0.01297% | 0.007728% | 0.01297% | 0.008079% | 0.01216% | 0.01539% | 0.01539%
3752 | 0.01786% | 0.01315% | 0.01581% | 0.01017% | 0.015% | 0.01043% | 0.01298% | 0.01374% | 0.01559% | 0.01374% | 0.015% | 0.01017% | 0.015% | 0.01139% | 0.01502% | 0.01017% | 0.015% | 0.01043% | 0.01298% | 0.01374% | 0.01559% | 0.01559% | 0.01374% | 0.015% | 0.01017% | 0.015% | 0.01139% | 0.01502% | 0.01786% | 0.01786%
3753 | 0.01997% | 0.01648% | 0.01752% | 0.01218% | 0.01673% | 0.01099% | 0.01487% | 0.01429% | 0.01683% | 0.01429% | 0.01673% | 0.01218% | 0.01673% | 0.01345% | 0.01724% | 0.01218% | 0.01673% | 0.01099% | 0.01487% | 0.01429% | 0.01683% | 0.01683% | 0.01429% | 0.01673% | 0.01218% | 0.01673% | 0.01345% | 0.01724% | 0.01997% | 0.01997%
3754 | 0.02178% | 0.01916% | 0.01925% | 0.0137% | 0.01759% | 0.01154% | 0.01635% | 0.01462% | 0.01713% | 0.01462% | 0.01759% | 0.0137% | 0.01759% | 0.01464% | 0.01879% | 0.0137% | 0.01759% | 0.01154% | 0.01635% | 0.01462% | 0.01713% | 0.01713% | 0.01462% | 0.01759% | 0.0137% | 0.01759% | 0.01464% | 0.01879% | 0.02178% | 0.02178%
3755 | 0.02295% | 0.02026% | 0.02053% | 0.01498% | 0.01778% | 0.01192% | 0.01718% | 0.01446% | 0.01706% | 0.01446% | 0.01778% | 0.01498% | 0.01778% | 0.01563% | 0.01979% | 0.01498% | 0.01778% | 0.01192% | 0.01718% | 0.01446% | 0.01706% | 0.01706% | 0.01446% | 0.01778% | 0.01498% | 0.01778% | 0.01563% | 0.01979% | 0.02295% | 0.02295%
3756 | 0.02305% | 0.01999% | 0.02147% | 0.01586% | 0.0173% | 0.01175% | 0.01738% | 0.01363% | 0.01658% | 0.01363% | 0.0173% | 0.01586% | 0.0173% | 0.0164% | 0.02019% | 0.01586% | 0.0173% | 0.01175% | 0.01738% | 0.01363% | 0.01658% | 0.01658% | 0.01363% | 0.0173% | 0.01586% | 0.0173% | 0.0164% | 0.02019% | 0.02305% | 0.02305%
3757 | 0.02196% | 0.01923% | 0.02166% | 0.01636% | 0.01633% | 0.01094% | 0.0171% | 0.01278% | 0.01593% | 0.01278% | 0.01633% | 0.01636% | 0.01633% | 0.01685% | 0.02017% | 0.01636% | 0.01633% | 0.01094% | 0.0171% | 0.01278% | 0.01593% | 0.01593% | 0.01278% | 0.01633% | 0.01636% | 0.01633% | 0.01685% | 0.02017% | 0.02196% | 0.02196%
3758 | 0.02016% | 0.01681% | 0.02093% | 0.01671% | 0.01522% | 0.0102% | 0.0164% | 0.01248% | 0.01501% | 0.01248% | 0.01522% | 0.01671% | 0.01522% | 0.01717% | 0.01985% | 0.01671% | 0.01522% | 0.0102% | 0.0164% | 0.01248% | 0.01501% | 0.01501% | 0.01248% | 0.01522% | 0.01671% | 0.01522% | 0.01717% | 0.01985% | 0.02016% | 0.02016%
3759 | 0.01816% | 0.01424% | 0.02021% | 0.0167% | 0.01432% | 0.009799% | 0.01511% | 0.01296% | 0.01437% | 0.01296% | 0.01432% | 0.0167% | 0.01432% | 0.01702% | 0.01879% | 0.0167% | 0.01432% | 0.009799% | 0.01511% | 0.01296% | 0.01437% | 0.01437% | 0.01296% | 0.01432% | 0.0167% | 0.01432% | 0.01702% | 0.01879% | 0.01816% | 0.01816%
3760 | 0.01556% | 0.01266% | 0.01802% | 0.01632% | 0.01335% | 0.009643% | 0.01343% | 0.01142% | 0.01374% | 0.01142% | 0.01335% | 0.01632% | 0.01335% | 0.01615% | 0.01664% | 0.01632% | 0.01335% | 0.009643% | 0.01343% | 0.01142% | 0.01374% | 0.01374% | 0.01142% | 0.01335% | 0.01632% | 0.01335% | 0.01615% | 0.01664% | 0.01556% | 0.01556%
3761 | 0.01316% | 0.0107% | 0.01679% | 0.01579% | 0.01236% | 0.009577% | 0.0121% | 0.01157% | 0.01316% | 0.01157% | 0.01236% | 0.01579% | 0.01236% | 0.01502% | 0.01388% | 0.01579% | 0.01236% | 0.009577% | 0.0121% | 0.01157% | 0.01316% | 0.01316% | 0.01157% | 0.01236% | 0.01579% | 0.01236% | 0.01502% | 0.01388% | 0.01316% | 0.01316%
3762 | 0.01095% | 0.009916% | 0.01559% | 0.01492% | 0.01101% | 0.009735% | 0.01096% | 0.01151% | 0.01204% | 0.01151% | 0.01101% | 0.01492% | 0.01101% | 0.01373% | 0.01102% | 0.01492% | 0.01101% | 0.009735% | 0.01096% | 0.01151% | 0.01204% | 0.01204% | 0.01151% | 0.01101% | 0.01492% | 0.01101% | 0.01373% | 0.01102% | 0.01095% | 0.01095%
3763 | 0.009119% | 0.009341% | 0.01218% | 0.0136% | 0.009647% | 0.009949% | 0.009869% | 0.01115% | 0.0107% | 0.01115% | 0.009647% | 0.0136% | 0.009647% | 0.0125% | 0.008879% | 0.0136% | 0.009647% | 0.009949% | 0.009869% | 0.01115% | 0.0107% | 0.0107% | 0.01115% | 0.009647% | 0.0136% | 0.009647% | 0.0125% | 0.008879% | 0.009119% | 0.009119%
3764 | 0.009228% | 0.009073% | 0.009042% | 0.01298% | 0.009285% | 0.01042% | 0.01018% | 0.01111% | 0.009724% | 0.01111% | 0.009285% | 0.01298% | 0.009285% | 0.01228% | 0.009264% | 0.01298% | 0.009285% | 0.01042% | 0.01018% | 0.01111% | 0.009724% | 0.009724% | 0.01111% | 0.009285% | 0.01298% | 0.009285% | 0.01228% | 0.009264% | 0.009228% | 0.009228%
3765 | 0.007514% | 0.008913% | 0.007279% | 0.01153% | 0.008995% | 0.01057% | 0.009887% | 0.0114% | 0.009248% | 0.0114% | 0.008995% | 0.01153% | 0.008995% | 0.01076% | 0.009106% | 0.01153% | 0.008995% | 0.01057% | 0.009887% | 0.0114% | 0.009248% | 0.009248% | 0.0114% | 0.008995% | 0.01153% | 0.008995% | 0.01076% | 0.009106% | 0.007514% | 0.007514%
3766 | 0.007063% | 0.00878% | 0.00652% | 0.009096% | 0.008754% | 0.01058% | 0.009162% | 0.01164% | 0.00904% | 0.01164% | 0.008754% | 0.009096% | 0.008754% | 0.007518% | 0.00834% | 0.009096% | 0.008754% | 0.01058% | 0.009162% | 0.01164% | 0.00904% | 0.00904% | 0.01164% | 0.008754% | 0.009096% | 0.008754% | 0.007518% | 0.00834% | 0.007063% | 0.007063%
3767 | 0.006947% | 0.008787% | 0.006513% | 0.007418% | 0.008614% | 0.0106% | 0.008734% | 0.01161% | 0.008896% | 0.01161% | 0.008614% | 0.007418% | 0.008614% | 0.005327% | 0.007747% | 0.007418% | 0.008614% | 0.0106% | 0.008734% | 0.01161% | 0.008896% | 0.008896% | 0.01161% | 0.008614% | 0.007418% | 0.008614% | 0.005327% | 0.007747% | 0.006947% | 0.006947%
3768 | 0.006887% | 0.008665% | 0.006481% | 0.006411% | 0.008474% | 0.01063% | 0.008542% | 0.009525% | 0.008713% | 0.009525% | 0.008474% | 0.006411% | 0.008474% | 0.004738% | 0.007117% | 0.006411% | 0.008474% | 0.01063% | 0.008542% | 0.009525% | 0.008713% | 0.008713% | 0.009525% | 0.008474% | 0.006411% | 0.008474% | 0.004738% | 0.007117% | 0.006887% | 0.006887%
3769 | 0.006909% | 0.008691% | 0.006566% | 0.005881% | 0.008424% | 0.01069% | 0.008496% | 0.008154% | 0.008742% | 0.008154% | 0.008424% | 0.005881% | 0.008424% | 0.004547% | 0.006884% | 0.005881% | 0.008424% | 0.01069% | 0.008496% | 0.008154% | 0.008742% | 0.008742% | 0.008154% | 0.008424% | 0.005881% | 0.008424% | 0.004547% | 0.006884% | 0.006909% | 0.006909%
3770 | 0.006961% | 0.008655% | 0.006552% | 0.00573% | 0.008382% | 0.01074% | 0.008466% | 0.006991% | 0.008955% | 0.006991% | 0.008382% | 0.00573% | 0.008382% | 0.004527% | 0.006905% | 0.00573% | 0.008382% | 0.01074% | 0.008466% | 0.006991% | 0.008955% | 0.008955% | 0.006991% | 0.008382% | 0.00573% | 0.008382% | 0.004527% | 0.006905% | 0.006961% | 0.006961%
3771 | 0.00725% | 0.008579% | 0.006518% | 0.005683% | 0.00851% | 0.01079% | 0.008524% | 0.006173% | 0.009534% | 0.006173% | 0.00851% | 0.005683% | 0.00851% | 0.004685% | 0.007141% | 0.005683% | 0.00851% | 0.01079% | 0.008524% | 0.006173% | 0.009534% | 0.009534% | 0.006173% | 0.00851% | 0.005683% | 0.00851% | 0.004685% | 0.007141% | 0.00725% | 0.00725%
3772 | 0.00819% | 0.008566% | 0.006509% | 0.005783% | 0.009065% | 0.01082% | 0.008808% | 0.006136% | 0.01035% | 0.006136% | 0.009065% | 0.005783% | 0.009065% | 0.005019% | 0.007817% | 0.005783% | 0.009065% | 0.01082% | 0.008808% | 0.006136% | 0.01035% | 0.01035% | 0.006136% | 0.009065% | 0.005783% | 0.009065% | 0.005019% | 0.007817% | 0.00819% | 0.00819%
3773 | 0.009118% | 0.009004% | 0.005586% | 0.00574% | 0.009389% | 0.009956% | 0.008219% | 0.006857% | 0.01103% | 0.006857% | 0.009389% | 0.00574% | 0.009389% | 0.004556% | 0.007475% | 0.00574% | 0.009389% | 0.009956% | 0.008219% | 0.006857% | 0.01103% | 0.01103% | 0.006857% | 0.009389% | 0.00574% | 0.009389% | 0.004556% | 0.007475% | 0.009118% | 0.009118%
3774 | 0.01323% | 0.009077% | 0.009354% | 0.006142% | 0.01116% | 0.009798% | 0.009084% | 0.008635% | 0.01297% | 0.008635% | 0.01116% | 0.006142% | 0.01116% | 0.00555% | 0.009078% | 0.006142% | 0.01116% | 0.009798% | 0.009084% | 0.008635% | 0.01297% | 0.01297% | 0.008635% | 0.01116% | 0.006142% | 0.01116% | 0.00555% | 0.009078% | 0.01323% | 0.01323%
3775 | 0.01609% | 0.01045% | 0.01346% | 0.007936% | 0.0134% | 0.0101% | 0.01117% | 0.01197% | 0.0147% | 0.01197% | 0.0134% | 0.007936% | 0.0134% | 0.008193% | 0.01215% | 0.007936% | 0.0134% | 0.0101% | 0.01117% | 0.01197% | 0.0147% | 0.0147% | 0.01197% | 0.0134% | 0.007936% | 0.0134% | 0.008193% | 0.01215% | 0.01609% | 0.01609%
3776 | 0.01918% | 0.01369% | 0.0165% | 0.01071% | 0.01578% | 0.01073% | 0.01343% | 0.01456% | 0.01628% | 0.01456% | 0.01578% | 0.01071% | 0.01578% | 0.0117% | 0.01503% | 0.01071% | 0.01578% | 0.01073% | 0.01343% | 0.01456% | 0.01628% | 0.01628% | 0.01456% | 0.01578% | 0.01071% | 0.01578% | 0.0117% | 0.01503% | 0.01918% | 0.01918%
3777 | 0.02263% | 0.01727% | 0.01944% | 0.01316% | 0.01788% | 0.01184% | 0.01569% | 0.01534% | 0.01778% | 0.01534% | 0.01788% | 0.01316% | 0.01788% | 0.01402% | 0.01731% | 0.01316% | 0.01788% | 0.01184% | 0.01569% | 0.01534% | 0.01778% | 0.01778% | 0.01534% | 0.01788% | 0.01316% | 0.01788% | 0.01402% | 0.01731% | 0.02263% | 0.02263%
3778 | 0.02537% | 0.02005% | 0.02244% | 0.0151% | 0.01893% | 0.01296% | 0.01756% | 0.01578% | 0.01815% | 0.01578% | 0.01893% | 0.0151% | 0.01893% | 0.01549% | 0.01895% | 0.0151% | 0.01893% | 0.01296% | 0.01756% | 0.01578% | 0.01815% | 0.01815% | 0.01578% | 0.01893% | 0.0151% | 0.01893% | 0.01549% | 0.01895% | 0.02537% | 0.02537%
3779 | 0.02744% | 0.02116% | 0.02476% | 0.01673% | 0.01928% | 0.01323% | 0.01869% | 0.01564% | 0.01822% | 0.01564% | 0.01928% | 0.01673% | 0.01928% | 0.0167% | 0.02001% | 0.01673% | 0.01928% | 0.01323% | 0.01869% | 0.01564% | 0.01822% | 0.01822% | 0.01564% | 0.01928% | 0.01673% | 0.01928% | 0.0167% | 0.02001% | 0.02744% | 0.02744%
3780 | 0.02829% | 0.02086% | 0.02635% | 0.01785% | 0.01894% | 0.01273% | 0.0191% | 0.01501% | 0.01796% | 0.01501% | 0.01894% | 0.01785% | 0.01894% | 0.01758% | 0.02044% | 0.01785% | 0.01894% | 0.01273% | 0.0191% | 0.01501% | 0.01796% | 0.01796% | 0.01501% | 0.01894% | 0.01785% | 0.01894% | 0.01758% | 0.02044% | 0.02829% | 0.02829%
3781 | 0.02737% | 0.01996% | 0.02693% | 0.0184% | 0.01803% | 0.01167% | 0.01895% | 0.01418% | 0.01734% | 0.01418% | 0.01803% | 0.0184% | 0.01803% | 0.01816% | 0.02045% | 0.0184% | 0.01803% | 0.01167% | 0.01895% | 0.01418% | 0.01734% | 0.01734% | 0.01418% | 0.01803% | 0.0184% | 0.01803% | 0.01816% | 0.02045% | 0.02737% | 0.02737%
3782 | 0.02507% | 0.01723% | 0.02565% | 0.01851% | 0.01675% | 0.01078% | 0.01808% | 0.0138% | 0.01623% | 0.0138% | 0.01675% | 0.01851% | 0.01675% | 0.01839% | 0.02013% | 0.01851% | 0.01675% | 0.01078% | 0.01808% | 0.0138% | 0.01623% | 0.01623% | 0.0138% | 0.01675% | 0.01851% | 0.01675% | 0.01839% | 0.02013% | 0.02507% | 0.02507%
3783 | 0.02233% | 0.01444% | 0.0242% | 0.01828% | 0.01562% | 0.0104% | 0.01648% | 0.01419% | 0.01543% | 0.01419% | 0.01562% | 0.01828% | 0.01562% | 0.0181% | 0.01904% | 0.01828% | 0.01562% | 0.0104% | 0.01648% | 0.01419% | 0.01543% | 0.01543% | 0.01419% | 0.01562% | 0.01828% | 0.01562% | 0.0181% | 0.01904% | 0.02233% | 0.02233%
3784 | 0.01946% | 0.01286% | 0.02184% | 0.01789% | 0.01469% | 0.01033% | 0.01474% | 0.01272% | 0.01486% | 0.01272% | 0.01469% | 0.01789% | 0.01469% | 0.01722% | 0.0169% | 0.01789% | 0.01469% | 0.01033% | 0.01474% | 0.01272% | 0.01486% | 0.01486% | 0.01272% | 0.01469% | 0.01789% | 0.01469% | 0.01722% | 0.0169% | 0.01946% | 0.01946%
3785 | 0.01647% | 0.011% | 0.02031% | 0.01727% | 0.01355% | 0.01025% | 0.01327% | 0.01269% | 0.0142% | 0.01269% | 0.01355% | 0.01727% | 0.01355% | 0.0161% | 0.01409% | 0.01727% | 0.01355% | 0.01025% | 0.01327% | 0.01269% | 0.0142% | 0.0142% | 0.01269% | 0.01355% | 0.01727% | 0.01355% | 0.0161% | 0.01409% | 0.01647% | 0.01647%
3786 | 0.01345% | 0.01026% | 0.01889% | 0.01626% | 0.01212% | 0.01054% | 0.01204% | 0.01247% | 0.0129% | 0.01247% | 0.01212% | 0.01626% | 0.01212% | 0.01483% | 0.01118% | 0.01626% | 0.01212% | 0.01054% | 0.01204% | 0.01247% | 0.0129% | 0.0129% | 0.01247% | 0.01212% | 0.01626% | 0.01212% | 0.01483% | 0.01118% | 0.01345% | 0.01345%
3787 | 0.01094% | 0.009728% | 0.01467% | 0.0148% | 0.01053% | 0.01076% | 0.01071% | 0.01211% | 0.01138% | 0.01211% | 0.01053% | 0.0148% | 0.01053% | 0.01352% | 0.008969% | 0.0148% | 0.01053% | 0.01076% | 0.01071% | 0.01211% | 0.01138% | 0.01138% | 0.01211% | 0.01053% | 0.0148% | 0.01053% | 0.01352% | 0.008969% | 0.01094% | 0.01094%
3788 | 0.01034% | 0.009645% | 0.01047% | 0.014% | 0.0099% | 0.01105% | 0.01073% | 0.01217% | 0.01027% | 0.01217% | 0.0099% | 0.014% | 0.0099% | 0.01308% | 0.009223% | 0.014% | 0.0099% | 0.01105% | 0.01073% | 0.01217% | 0.01027% | 0.01027% | 0.01217% | 0.0099% | 0.014% | 0.0099% | 0.01308% | 0.009223% | 0.01034% | 0.01034%
3789 | 0.007723% | 0.009523% | 0.007372% | 0.01225% | 0.009547% | 0.01113% | 0.01037% | 0.01244% | 0.009742% | 0.01244% | 0.009547% | 0.01225% | 0.009547% | 0.01123% | 0.009128% | 0.01225% | 0.009547% | 0.01113% | 0.01037% | 0.01244% | 0.009742% | 0.009742% | 0.01244% | 0.009547% | 0.01225% | 0.009547% | 0.01123% | 0.009128% | 0.007723% | 0.007723%
3790 | 0.007217% | 0.009409% | 0.006568% | 0.009533% | 0.009216% | 0.01118% | 0.009531% | 0.01251% | 0.009424% | 0.01251% | 0.009216% | 0.009533% | 0.009216% | 0.007687% | 0.008348% | 0.009533% | 0.009216% | 0.01118% | 0.009531% | 0.01251% | 0.009424% | 0.009424% | 0.01251% | 0.009216% | 0.009533% | 0.009216% | 0.007687% | 0.008348% | 0.007217% | 0.007217%
3791 | 0.007008% | 0.00928% | 0.006532% | 0.00769% | 0.009005% | 0.01118% | 0.009022% | 0.0123% | 0.009177% | 0.0123% | 0.009005% | 0.00769% | 0.009005% | 0.00534% | 0.007744% | 0.00769% | 0.009005% | 0.01118% | 0.009022% | 0.0123% | 0.009177% | 0.009177% | 0.0123% | 0.009005% | 0.00769% | 0.009005% | 0.00534% | 0.007744% | 0.007008% | 0.007008%
3792 | 0.006987% | 0.009038% | 0.006421% | 0.006551% | 0.008729% | 0.01099% | 0.008714% | 0.00983% | 0.008923% | 0.00983% | 0.008729% | 0.006551% | 0.008729% | 0.004723% | 0.007106% | 0.006551% | 0.008729% | 0.01099% | 0.008714% | 0.00983% | 0.008923% | 0.008923% | 0.00983% | 0.008729% | 0.006551% | 0.008729% | 0.004723% | 0.007106% | 0.006987% | 0.006987%
3793 | 0.007007% | 0.008976% | 0.006559% | 0.005993% | 0.008665% | 0.01102% | 0.008656% | 0.00842% | 0.008895% | 0.00842% | 0.008665% | 0.005993% | 0.008665% | 0.004702% | 0.006868% | 0.005993% | 0.008665% | 0.01102% | 0.008656% | 0.00842% | 0.008895% | 0.008895% | 0.00842% | 0.008665% | 0.005993% | 0.008665% | 0.004702% | 0.006868% | 0.007007% | 0.007007%
3794 | 0.007008% | 0.00892% | 0.006426% | 0.005837% | 0.008616% | 0.01104% | 0.00862% | 0.007225% | 0.009093% | 0.007225% | 0.008616% | 0.005837% | 0.008616% | 0.00467% | 0.006886% | 0.005837% | 0.008616% | 0.01104% | 0.00862% | 0.007225% | 0.009093% | 0.009093% | 0.007225% | 0.008616% | 0.005837% | 0.008616% | 0.00467% | 0.006886% | 0.007008% | 0.007008%
3795 | 0.00725% | 0.008821% | 0.006461% | 0.005804% | 0.008754% | 0.01115% | 0.008673% | 0.006339% | 0.009655% | 0.006339% | 0.008754% | 0.005804% | 0.008754% | 0.004845% | 0.007124% | 0.005804% | 0.008754% | 0.01115% | 0.008673% | 0.006339% | 0.009655% | 0.009655% | 0.006339% | 0.008754% | 0.005804% | 0.008754% | 0.004845% | 0.007124% | 0.00725% | 0.00725%
3796 | 0.008238% | 0.008762% | 0.006422% | 0.005924% | 0.009336% | 0.01124% | 0.008991% | 0.006194% | 0.01035% | 0.006194% | 0.009336% | 0.005924% | 0.009336% | 0.005226% | 0.007804% | 0.005924% | 0.009336% | 0.01124% | 0.008991% | 0.006194% | 0.01035% | 0.01035% | 0.006194% | 0.009336% | 0.005924% | 0.009336% | 0.005226% | 0.007804% | 0.008238% | 0.008238%
3797 | 0.009278% | 0.009133% | 0.005491% | 0.005973% | 0.009719% | 0.0102% | 0.008478% | 0.006992% | 0.0111% | 0.006992% | 0.009719% | 0.005973% | 0.009719% | 0.00478% | 0.00746% | 0.005973% | 0.009719% | 0.0102% | 0.008478% | 0.006992% | 0.0111% | 0.0111% | 0.006992% | 0.009719% | 0.005973% | 0.009719% | 0.00478% | 0.00746% | 0.009278% | 0.009278%
3798 | 0.01342% | 0.009256% | 0.009626% | 0.006506% | 0.01173% | 0.01019% | 0.009503% | 0.008785% | 0.01316% | 0.008785% | 0.01173% | 0.006506% | 0.01173% | 0.005898% | 0.00908% | 0.006506% | 0.01173% | 0.01019% | 0.009503% | 0.008785% | 0.01316% | 0.01316% | 0.008785% | 0.01173% | 0.006506% | 0.01173% | 0.005898% | 0.00908% | 0.01342% | 0.01342%
3799 | 0.01673% | 0.01072% | 0.01463% | 0.008533% | 0.01421% | 0.01064% | 0.01182% | 0.01217% | 0.01506% | 0.01217% | 0.01421% | 0.008533% | 0.01421% | 0.008696% | 0.0122% | 0.008533% | 0.01421% | 0.01064% | 0.01182% | 0.01217% | 0.01506% | 0.01506% | 0.01217% | 0.01421% | 0.008533% | 0.01421% | 0.008696% | 0.0122% | 0.01673% | 0.01673%
3800 | 0.02027% | 0.01396% | 0.01857% | 0.01154% | 0.01652% | 0.0113% | 0.01419% | 0.01476% | 0.01659% | 0.01476% | 0.01652% | 0.01154% | 0.01652% | 0.01242% | 0.01513% | 0.01154% | 0.01652% | 0.0113% | 0.01419% | 0.01476% | 0.01659% | 0.01659% | 0.01476% | 0.01652% | 0.01154% | 0.01652% | 0.01242% | 0.01513% | 0.02027% | 0.02027%
3801 | 0.02354% | 0.01757% | 0.0215% | 0.01406% | 0.01838% | 0.01214% | 0.01637% | 0.01523% | 0.01774% | 0.01523% | 0.01838% | 0.01406% | 0.01838% | 0.01481% | 0.01742% | 0.01406% | 0.01838% | 0.01214% | 0.01637% | 0.01523% | 0.01774% | 0.01774% | 0.01523% | 0.01838% | 0.01406% | 0.01838% | 0.01481% | 0.01742% | 0.02354% | 0.02354%
3802 | 0.02643% | 0.02021% | 0.02465% | 0.01618% | 0.01958% | 0.01298% | 0.01828% | 0.0158% | 0.01825% | 0.0158% | 0.01958% | 0.01618% | 0.01958% | 0.01658% | 0.01905% | 0.01618% | 0.01958% | 0.01298% | 0.01828% | 0.0158% | 0.01825% | 0.01825% | 0.0158% | 0.01958% | 0.01618% | 0.01958% | 0.01658% | 0.01905% | 0.02643% | 0.02643%
3803 | 0.02851% | 0.02131% | 0.02683% | 0.01787% | 0.01997% | 0.01375% | 0.01942% | 0.01578% | 0.01823% | 0.01578% | 0.01997% | 0.01787% | 0.01997% | 0.01809% | 0.02012% | 0.01787% | 0.01997% | 0.01375% | 0.01942% | 0.01578% | 0.01823% | 0.01823% | 0.01578% | 0.01997% | 0.01787% | 0.01997% | 0.01809% | 0.02012% | 0.02851% | 0.02851%
3804 | 0.02842% | 0.021% | 0.02777% | 0.01873% | 0.01944% | 0.01324% | 0.01965% | 0.0149% | 0.01761% | 0.0149% | 0.01944% | 0.01873% | 0.01944% | 0.01892% | 0.02052% | 0.01873% | 0.01944% | 0.01324% | 0.01965% | 0.0149% | 0.01761% | 0.01761% | 0.0149% | 0.01944% | 0.01873% | 0.01944% | 0.01892% | 0.02052% | 0.02842% | 0.02842%
3805 | 0.02666% | 0.0201% | 0.0277% | 0.01902% | 0.01815% | 0.01186% | 0.01918% | 0.01374% | 0.01664% | 0.01374% | 0.01815% | 0.01902% | 0.01815% | 0.01921% | 0.02049% | 0.01902% | 0.01815% | 0.01186% | 0.01918% | 0.01374% | 0.01664% | 0.01664% | 0.01374% | 0.01815% | 0.01902% | 0.01815% | 0.01921% | 0.02049% | 0.02666% | 0.02666%
3806 | 0.02399% | 0.01739% | 0.02617% | 0.01892% | 0.01663% | 0.01105% | 0.01822% | 0.01314% | 0.01528% | 0.01314% | 0.01663% | 0.01892% | 0.01663% | 0.01925% | 0.02014% | 0.01892% | 0.01663% | 0.01105% | 0.01822% | 0.01314% | 0.01528% | 0.01528% | 0.01314% | 0.01663% | 0.01892% | 0.01663% | 0.01925% | 0.02014% | 0.02399% | 0.02399%
3807 | 0.02102% | 0.01454% | 0.02461% | 0.01842% | 0.01527% | 0.01048% | 0.01656% | 0.01323% | 0.01417% | 0.01323% | 0.01527% | 0.01842% | 0.01527% | 0.01866% | 0.01904% | 0.01842% | 0.01527% | 0.01048% | 0.01656% | 0.01323% | 0.01417% | 0.01417% | 0.01323% | 0.01527% | 0.01842% | 0.01527% | 0.01866% | 0.01904% | 0.02102% | 0.02102%
3808 | 0.01807% | 0.01296% | 0.02213% | 0.01787% | 0.01415% | 0.0103% | 0.0147% | 0.01163% | 0.01346% | 0.01163% | 0.01415% | 0.01787% | 0.01415% | 0.01749% | 0.01686% | 0.01787% | 0.01415% | 0.0103% | 0.0147% | 0.01163% | 0.01346% | 0.01346% | 0.01163% | 0.01415% | 0.01787% | 0.01415% | 0.01749% | 0.01686% | 0.01807% | 0.01807%
3809 | 0.0152% | 0.01104% | 0.02053% | 0.0171% | 0.01284% | 0.01032% | 0.01307% | 0.01148% | 0.01267% | 0.01148% | 0.01284% | 0.0171% | 0.01284% | 0.01606% | 0.01404% | 0.0171% | 0.01284% | 0.01032% | 0.01307% | 0.01148% | 0.01267% | 0.01267% | 0.01148% | 0.01284% | 0.0171% | 0.01284% | 0.01606% | 0.01404% | 0.0152% | 0.0152%
3810 | 0.0125% | 0.01026% | 0.01906% | 0.01605% | 0.01144% | 0.01074% | 0.01186% | 0.01139% | 0.01156% | 0.01139% | 0.01144% | 0.01605% | 0.01144% | 0.01459% | 0.01113% | 0.01605% | 0.01144% | 0.01074% | 0.01186% | 0.01139% | 0.01156% | 0.01156% | 0.01139% | 0.01144% | 0.01605% | 0.01144% | 0.01459% | 0.01113% | 0.0125% | 0.0125%
3811 | 0.01017% | 0.00974% | 0.01487% | 0.01458% | 0.009986% | 0.01095% | 0.0106% | 0.01101% | 0.01038% | 0.01101% | 0.009986% | 0.01458% | 0.009986% | 0.01321% | 0.008948% | 0.01458% | 0.009986% | 0.01095% | 0.0106% | 0.01101% | 0.01038% | 0.01038% | 0.01101% | 0.009986% | 0.01458% | 0.009986% | 0.01321% | 0.008948% | 0.01017% | 0.01017%
3812 | 0.009815% | 0.009569% | 0.01055% | 0.01373% | 0.009544% | 0.011% | 0.0106% | 0.01105% | 0.009616% | 0.01105% | 0.009544% | 0.01373% | 0.009544% | 0.01268% | 0.009174% | 0.01373% | 0.009544% | 0.011% | 0.0106% | 0.01105% | 0.009616% | 0.009616% | 0.01105% | 0.009544% | 0.01373% | 0.009544% | 0.01268% | 0.009174% | 0.009815% | 0.009815%
3813 | 0.007603% | 0.009488% | 0.007365% | 0.01207% | 0.009299% | 0.01114% | 0.01031% | 0.0115% | 0.009236% | 0.0115% | 0.009299% | 0.01207% | 0.009299% | 0.01093% | 0.009123% | 0.01207% | 0.009299% | 0.01114% | 0.01031% | 0.0115% | 0.009236% | 0.009236% | 0.0115% | 0.009299% | 0.01207% | 0.009299% | 0.01093% | 0.009123% | 0.007603% | 0.007603%
3814 | 0.007163% | 0.009408% | 0.006489% | 0.009456% | 0.009056% | 0.0112% | 0.009511% | 0.01183% | 0.009059% | 0.01183% | 0.009056% | 0.009456% | 0.009056% | 0.007538% | 0.008348% | 0.009456% | 0.009056% | 0.0112% | 0.009511% | 0.01183% | 0.009059% | 0.009059% | 0.01183% | 0.009056% | 0.009456% | 0.009056% | 0.007538% | 0.008348% | 0.007163% | 0.007163%
3815 | 0.006929% | 0.009277% | 0.006523% | 0.007679% | 0.00885% | 0.01106% | 0.008992% | 0.01172% | 0.008918% | 0.01172% | 0.00885% | 0.007679% | 0.00885% | 0.005345% | 0.007746% | 0.007679% | 0.00885% | 0.01106% | 0.008992% | 0.01172% | 0.008918% | 0.008918% | 0.01172% | 0.00885% | 0.007679% | 0.00885% | 0.005345% | 0.007746% | 0.006929% | 0.006929%
3816 | 0.006911% | 0.009107% | 0.006398% | 0.006623% | 0.008714% | 0.01101% | 0.008753% | 0.009683% | 0.008824% | 0.009683% | 0.008714% | 0.006623% | 0.008714% | 0.004791% | 0.007107% | 0.006623% | 0.008714% | 0.01101% | 0.008753% | 0.009683% | 0.008824% | 0.008824% | 0.009683% | 0.008714% | 0.006623% | 0.008714% | 0.004791% | 0.007107% | 0.006911% | 0.006911%
3817 | 0.00567% | 0.01094% | 0.005537% | 0.005891% | 0.009025% | 0.01235% | 0.008887% | 0.008342% | 0.00885% | 0.008342% | 0.009025% | 0.005891% | 0.009025% | 0.00488% | 0.006866% | 0.005891% | 0.009025% | 0.01235% | 0.008887% | 0.008342% | 0.00885% | 0.00885% | 0.008342% | 0.009025% | 0.005891% | 0.009025% | 0.00488% | 0.006866% | 0.00567% | 0.00567%
3818 | 0.00553% | 0.01102% | 0.005435% | 0.005781% | 0.008817% | 0.01227% | 0.008783% | 0.007553% | 0.00895% | 0.007553% | 0.008817% | 0.005781% | 0.008817% | 0.004472% | 0.00687% | 0.005781% | 0.008817% | 0.01227% | 0.008783% | 0.007553% | 0.00895% | 0.00895% | 0.007553% | 0.008817% | 0.005781% | 0.008817% | 0.004472% | 0.00687% | 0.00553% | 0.00553%
3819 | 0.005407% | 0.01105% | 0.005258% | 0.005777% | 0.00896% | 0.01216% | 0.008672% | 0.007268% | 0.009521% | 0.007268% | 0.00896% | 0.005777% | 0.00896% | 0.004501% | 0.006873% | 0.005777% | 0.00896% | 0.01216% | 0.008672% | 0.007268% | 0.009521% | 0.009521% | 0.007268% | 0.00896% | 0.005777% | 0.00896% | 0.004501% | 0.006873% | 0.005407% | 0.005407%
3820 | 0.005322% | 0.01106% | 0.005275% | 0.005864% | 0.009231% | 0.01217% | 0.008548% | 0.007438% | 0.009766% | 0.007438% | 0.009231% | 0.005864% | 0.009231% | 0.004801% | 0.006871% | 0.005864% | 0.009231% | 0.01217% | 0.008548% | 0.007438% | 0.009766% | 0.009766% | 0.007438% | 0.009231% | 0.005864% | 0.009231% | 0.004801% | 0.006871% | 0.005322% | 0.005322%
3821 | 0.003925% | 0.01145% | 0.003961% | 0.005593% | 0.008582% | 0.01127% | 0.00711% | 0.008034% | 0.009702% | 0.008034% | 0.008582% | 0.005593% | 0.008582% | 0.004279% | 0.00511% | 0.005593% | 0.008582% | 0.01127% | 0.00711% | 0.008034% | 0.009702% | 0.009702% | 0.008034% | 0.008582% | 0.005593% | 0.008582% | 0.004279% | 0.00511% | 0.003925% | 0.003925%
3822 | 0.005493% | 0.01129% | 0.005153% | 0.006031% | 0.008735% | 0.01119% | 0.006577% | 0.009242% | 0.01027% | 0.009242% | 0.008735% | 0.006031% | 0.008735% | 0.00522% | 0.004267% | 0.006031% | 0.008735% | 0.01119% | 0.006577% | 0.009242% | 0.01027% | 0.01027% | 0.009242% | 0.008735% | 0.006031% | 0.008735% | 0.00522% | 0.004267% | 0.005493% | 0.005493%
3823 | 0.005251% | 0.01164% | 0.004937% | 0.007972% | 0.009331% | 0.01142% | 0.006848% | 0.0117% | 0.01061% | 0.0117% | 0.009331% | 0.007972% | 0.009331% | 0.007989% | 0.004259% | 0.007972% | 0.009331% | 0.01142% | 0.006848% | 0.0117% | 0.01061% | 0.01061% | 0.0117% | 0.009331% | 0.007972% | 0.009331% | 0.007989% | 0.004259% | 0.005251% | 0.005251%
3824 | 0.00515% | 0.01261% | 0.004869% | 0.01087% | 0.01022% | 0.01219% | 0.00741% | 0.01403% | 0.01122% | 0.01403% | 0.01022% | 0.01087% | 0.01022% | 0.01166% | 0.004272% | 0.01087% | 0.01022% | 0.01219% | 0.00741% | 0.01403% | 0.01122% | 0.01122% | 0.01403% | 0.01022% | 0.01087% | 0.01022% | 0.01166% | 0.004272% | 0.00515% | 0.00515%
3825 | 0.005568% | 0.01405% | 0.005334% | 0.01346% | 0.01139% | 0.01319% | 0.008228% | 0.01514% | 0.0119% | 0.01514% | 0.01139% | 0.01346% | 0.01139% | 0.01416% | 0.004305% | 0.01346% | 0.01139% | 0.01319% | 0.008228% | 0.01514% | 0.0119% | 0.0119% | 0.01514% | 0.01139% | 0.01346% | 0.01139% | 0.01416% | 0.004305% | 0.005568% | 0.005568%
3826 | 0.006364% | 0.01563% | 0.00626% | 0.01556% | 0.01219% | 0.01387% | 0.009218% | 0.01639% | 0.01227% | 0.01639% | 0.01219% | 0.01556% | 0.01219% | 0.01582% | 0.004347% | 0.01556% | 0.01219% | 0.01387% | 0.009218% | 0.01639% | 0.01227% | 0.01227% | 0.01639% | 0.01219% | 0.01556% | 0.01219% | 0.01582% | 0.004347% | 0.006364% | 0.006364%
3827 | 0.006963% | 0.01675% | 0.007127% | 0.01744% | 0.01275% | 0.01409% | 0.01024% | 0.01738% | 0.01277% | 0.01738% | 0.01275% | 0.01744% | 0.01275% | 0.01712% | 0.004378% | 0.01744% | 0.01275% | 0.01409% | 0.01024% | 0.01738% | 0.01277% | 0.01277% | 0.01738% | 0.01275% | 0.01744% | 0.01275% | 0.01712% | 0.004378% | 0.006963% | 0.006963%
3828 | 0.008057% | 0.01683% | 0.007938% | 0.01909% | 0.0135% | 0.01378% | 0.0112% | 0.01824% | 0.01366% | 0.01824% | 0.0135% | 0.01909% | 0.0135% | 0.01825% | 0.004423% | 0.01909% | 0.0135% | 0.01378% | 0.0112% | 0.01824% | 0.01366% | 0.01366% | 0.01824% | 0.0135% | 0.01909% | 0.0135% | 0.01825% | 0.004423% | 0.008057% | 0.008057%
3829 | 0.008613% | 0.01628% | 0.0085% | 0.01988% | 0.01381% | 0.01309% | 0.01138% | 0.01825% | 0.01384% | 0.01825% | 0.01381% | 0.01988% | 0.01381% | 0.01908% | 0.004467% | 0.01988% | 0.01381% | 0.01309% | 0.01138% | 0.01825% | 0.01384% | 0.01384% | 0.01825% | 0.01381% | 0.01988% | 0.01381% | 0.01908% | 0.004467% | 0.008613% | 0.008613%
3830 | 0.008855% | 0.0152% | 0.008817% | 0.0201% | 0.01398% | 0.01258% | 0.01129% | 0.01787% | 0.01371% | 0.01787% | 0.01398% | 0.0201% | 0.01398% | 0.01992% | 0.004523% | 0.0201% | 0.01398% | 0.01258% | 0.01129% | 0.01787% | 0.01371% | 0.01371% | 0.01787% | 0.01398% | 0.0201% | 0.01398% | 0.01992% | 0.004523% | 0.008855% | 0.008855%
3831 | 0.00951% | 0.01431% | 0.00934% | 0.02012% | 0.01431% | 0.01217% | 0.01112% | 0.01812% | 0.01377% | 0.01812% | 0.01431% | 0.02012% | 0.01431% | 0.02069% | 0.00458% | 0.02012% | 0.01431% | 0.01217% | 0.01112% | 0.01812% | 0.01377% | 0.01377% | 0.01812% | 0.01431% | 0.02012% | 0.01431% | 0.02069% | 0.00458% | 0.00951% | 0.00951%
3832 | 0.009577% | 0.01362% | 0.009482% | 0.01963% | 0.01434% | 0.01183% | 0.01057% | 0.01647% | 0.01375% | 0.01647% | 0.01434% | 0.01963% | 0.01434% | 0.02076% | 0.004624% | 0.01963% | 0.01434% | 0.01183% | 0.01057% | 0.01647% | 0.01375% | 0.01375% | 0.01647% | 0.01434% | 0.01963% | 0.01434% | 0.02076% | 0.004624% | 0.009577% | 0.009577%
3833 | 0.009228% | 0.01274% | 0.008988% | 0.01868% | 0.01389% | 0.01169% | 0.009803% | 0.01586% | 0.01324% | 0.01586% | 0.01389% | 0.01868% | 0.01389% | 0.02036% | 0.004618% | 0.01868% | 0.01389% | 0.01169% | 0.009803% | 0.01586% | 0.01324% | 0.01324% | 0.01586% | 0.01389% | 0.01868% | 0.01389% | 0.02036% | 0.004618% | 0.009228% | 0.009228%
3834 | 0.008962% | 0.01227% | 0.008457% | 0.01735% | 0.01323% | 0.01207% | 0.008959% | 0.01545% | 0.01284% | 0.01545% | 0.01323% | 0.01735% | 0.01323% | 0.01946% | 0.004532% | 0.01735% | 0.01323% | 0.01207% | 0.008959% | 0.01545% | 0.01284% | 0.01284% | 0.01545% | 0.01323% | 0.01735% | 0.01323% | 0.01946% | 0.004532% | 0.008962% | 0.008962%
3835 | 0.008293% | 0.01196% | 0.007772% | 0.01553% | 0.0119% | 0.01232% | 0.00807% | 0.01468% | 0.01204% | 0.01468% | 0.0119% | 0.01553% | 0.0119% | 0.01785% | 0.004407% | 0.01553% | 0.0119% | 0.01232% | 0.00807% | 0.01468% | 0.01204% | 0.01204% | 0.01468% | 0.0119% | 0.01553% | 0.0119% | 0.01785% | 0.004407% | 0.008293% | 0.008293%
3836 | 0.00882% | 0.01194% | 0.008348% | 0.01441% | 0.01135% | 0.0125% | 0.008838% | 0.01411% | 0.01153% | 0.01411% | 0.01135% | 0.01441% | 0.01135% | 0.01679% | 0.006025% | 0.01441% | 0.01135% | 0.0125% | 0.008838% | 0.01411% | 0.01153% | 0.01153% | 0.01411% | 0.01135% | 0.01441% | 0.01135% | 0.01679% | 0.006025% | 0.00882% | 0.00882%
3837 | 0.007032% | 0.01198% | 0.006518% | 0.0125% | 0.01065% | 0.01272% | 0.009319% | 0.0136% | 0.01087% | 0.0136% | 0.01065% | 0.0125% | 0.01065% | 0.01432% | 0.006915% | 0.0125% | 0.01065% | 0.01272% | 0.009319% | 0.0136% | 0.01087% | 0.01087% | 0.0136% | 0.01065% | 0.0125% | 0.01065% | 0.01432% | 0.006915% | 0.007032% | 0.007032%
3838 | 0.006764% | 0.01188% | 0.006402% | 0.009642% | 0.0101% | 0.01247% | 0.009252% | 0.01293% | 0.01024% | 0.01293% | 0.0101% | 0.009642% | 0.0101% | 0.01% | 0.006917% | 0.009642% | 0.0101% | 0.01247% | 0.009252% | 0.01293% | 0.01024% | 0.01024% | 0.01293% | 0.0101% | 0.009642% | 0.0101% | 0.01% | 0.006917% | 0.006764% | 0.006764%
3839 | 0.006423% | 0.01181% | 0.006216% | 0.007712% | 0.009749% | 0.01229% | 0.009243% | 0.01175% | 0.009894% | 0.01175% | 0.009749% | 0.007712% | 0.009749% | 0.007022% | 0.006922% | 0.007712% | 0.009749% | 0.01229% | 0.009243% | 0.01175% | 0.009894% | 0.009894% | 0.01175% | 0.009749% | 0.007712% | 0.009749% | 0.007022% | 0.006922% | 0.006423% | 0.006423%
3840 | 0.006203% | 0.01091% | 0.005971% | 0.006745% | 0.009284% | 0.01195% | 0.009034% | 0.00977% | 0.009398% | 0.00977% | 0.009284% | 0.006745% | 0.009284% | 0.005485% | 0.006904% | 0.006745% | 0.009284% | 0.01195% | 0.009034% | 0.00977% | 0.009398% | 0.009398% | 0.00977% | 0.009284% | 0.006745% | 0.009284% | 0.005485% | 0.006904% | 0.006203% | 0.006203%
3841 | 0.005277% | 0.009229% | 0.005171% | 0.006431% | 0.008133% | 0.01219% | 0.007763% | 0.00996% | 0.008627% | 0.00996% | 0.008133% | 0.006431% | 0.008133% | 0.004883% | 0.006855% | 0.006431% | 0.008133% | 0.01219% | 0.007763% | 0.00996% | 0.008627% | 0.008627% | 0.00996% | 0.008133% | 0.006431% | 0.008133% | 0.004883% | 0.006855% | 0.005277% | 0.005277%
3842 | 0.005297% | 0.009096% | 0.00512% | 0.006273% | 0.008192% | 0.01218% | 0.007794% | 0.009265% | 0.008661% | 0.009265% | 0.008192% | 0.006273% | 0.008192% | 0.004565% | 0.006857% | 0.006273% | 0.008192% | 0.01218% | 0.007794% | 0.009265% | 0.008661% | 0.008661% | 0.009265% | 0.008192% | 0.006273% | 0.008192% | 0.004565% | 0.006857% | 0.005297% | 0.005297%
3843 | 0.00518% | 0.008962% | 0.004998% | 0.006208% | 0.008051% | 0.01223% | 0.007813% | 0.008829% | 0.00837% | 0.008829% | 0.008051% | 0.006208% | 0.008051% | 0.004569% | 0.00686% | 0.006208% | 0.008051% | 0.01223% | 0.007813% | 0.008829% | 0.00837% | 0.00837% | 0.008829% | 0.008051% | 0.006208% | 0.008051% | 0.004569% | 0.00686% | 0.00518% | 0.00518%
3844 | 0.005246% | 0.008863% | 0.005042% | 0.006228% | 0.008116% | 0.01233% | 0.007907% | 0.009018% | 0.008437% | 0.009018% | 0.008116% | 0.006228% | 0.008116% | 0.004947% | 0.006864% | 0.006228% | 0.008116% | 0.01233% | 0.007907% | 0.009018% | 0.008437% | 0.008437% | 0.009018% | 0.008116% | 0.006228% | 0.008116% | 0.004947% | 0.006864% | 0.005246% | 0.005246%
3845 | 0.003919% | 0.008588% | 0.003782% | 0.006269% | 0.007592% | 0.01169% | 0.006675% | 0.009418% | 0.008279% | 0.009418% | 0.007592% | 0.006269% | 0.007592% | 0.004853% | 0.005067% | 0.006269% | 0.007592% | 0.01169% | 0.006675% | 0.009418% | 0.008279% | 0.008279% | 0.009418% | 0.007592% | 0.006269% | 0.007592% | 0.004853% | 0.005067% | 0.003919% | 0.003919%
3846 | 0.006232% | 0.008719% | 0.005343% | 0.006304% | 0.007456% | 0.01162% | 0.006098% | 0.009912% | 0.008255% | 0.009912% | 0.007456% | 0.006304% | 0.007456% | 0.005855% | 0.004266% | 0.006304% | 0.007456% | 0.01162% | 0.006098% | 0.009912% | 0.008255% | 0.008255% | 0.009912% | 0.007456% | 0.006304% | 0.007456% | 0.005855% | 0.004266% | 0.006232% | 0.006232%
3847 | 0.004716% | 0.009514% | 0.004715% | 0.007233% | 0.007947% | 0.01165% | 0.006424% | 0.0121% | 0.008581% | 0.0121% | 0.007947% | 0.007233% | 0.007947% | 0.007588% | 0.004259% | 0.007233% | 0.007947% | 0.01165% | 0.006424% | 0.0121% | 0.008581% | 0.008581% | 0.0121% | 0.007947% | 0.007233% | 0.007947% | 0.007588% | 0.004259% | 0.004716% | 0.004716%
3848 | 0.005413% | 0.01025% | 0.004785% | 0.008984% | 0.008891% | 0.0126% | 0.007126% | 0.01434% | 0.009507% | 0.01434% | 0.008891% | 0.008984% | 0.008891% | 0.01045% | 0.004279% | 0.008984% | 0.008891% | 0.0126% | 0.007126% | 0.01434% | 0.009507% | 0.009507% | 0.01434% | 0.008891% | 0.008984% | 0.008891% | 0.01045% | 0.004279% | 0.005413% | 0.005413%
3849 | 0.005853% | 0.01113% | 0.005161% | 0.01126% | 0.009256% | 0.01348% | 0.007388% | 0.01572% | 0.009729% | 0.01572% | 0.009256% | 0.01126% | 0.009256% | 0.01319% | 0.004327% | 0.01126% | 0.009256% | 0.01348% | 0.007388% | 0.01572% | 0.009729% | 0.009729% | 0.01572% | 0.009256% | 0.01126% | 0.009256% | 0.01319% | 0.004327% | 0.005853% | 0.005853%
3850 | 0.006417% | 0.01208% | 0.005869% | 0.01376% | 0.009343% | 0.01454% | 0.007496% | 0.01657% | 0.009595% | 0.01657% | 0.009343% | 0.01376% | 0.009343% | 0.01565% | 0.004385% | 0.01376% | 0.009343% | 0.01454% | 0.007496% | 0.01657% | 0.009595% | 0.009595% | 0.01657% | 0.009343% | 0.01376% | 0.009343% | 0.01565% | 0.004385% | 0.006417% | 0.006417%
3851 | 0.006732% | 0.01315% | 0.006453% | 0.01597% | 0.009224% | 0.01509% | 0.007485% | 0.01699% | 0.009338% | 0.01699% | 0.009224% | 0.01597% | 0.009224% | 0.0174% | 0.004405% | 0.01597% | 0.009224% | 0.01509% | 0.007485% | 0.01699% | 0.009338% | 0.009338% | 0.01699% | 0.009224% | 0.01597% | 0.009224% | 0.0174% | 0.004405% | 0.006732% | 0.006732%
3852 | 0.007177% | 0.01363% | 0.006575% | 0.01756% | 0.00925% | 0.01497% | 0.007619% | 0.01724% | 0.00933% | 0.01724% | 0.00925% | 0.01756% | 0.00925% | 0.01843% | 0.004396% | 0.01756% | 0.00925% | 0.01497% | 0.007619% | 0.01724% | 0.00933% | 0.00933% | 0.01724% | 0.00925% | 0.01756% | 0.00925% | 0.01843% | 0.004396% | 0.007177% | 0.007177%
3853 | 0.007116% | 0.01363% | 0.006357% | 0.01802% | 0.009218% | 0.01395% | 0.007596% | 0.01732% | 0.009273% | 0.01732% | 0.009218% | 0.01802% | 0.009218% | 0.0186% | 0.004373% | 0.01802% | 0.009218% | 0.01395% | 0.007596% | 0.01732% | 0.009273% | 0.009273% | 0.01732% | 0.009218% | 0.01802% | 0.009218% | 0.0186% | 0.004373% | 0.007116% | 0.007116%
3854 | 0.007194% | 0.01312% | 0.006522% | 0.01812% | 0.009575% | 0.01317% | 0.007894% | 0.01751% | 0.009531% | 0.01751% | 0.009575% | 0.01812% | 0.009575% | 0.01901% | 0.004407% | 0.01812% | 0.009575% | 0.01317% | 0.007894% | 0.01751% | 0.009531% | 0.009531% | 0.01751% | 0.009575% | 0.01812% | 0.009575% | 0.01901% | 0.004407% | 0.007194% | 0.007194%
3855 | 0.007744% | 0.01214% | 0.006931% | 0.01774% | 0.009841% | 0.01263% | 0.008127% | 0.01763% | 0.009697% | 0.01763% | 0.009841% | 0.01774% | 0.009841% | 0.01924% | 0.004456% | 0.01774% | 0.009841% | 0.01263% | 0.008127% | 0.01763% | 0.009697% | 0.009697% | 0.01763% | 0.009841% | 0.01774% | 0.009841% | 0.01924% | 0.004456% | 0.007744% | 0.007744%
3856 | 0.007675% | 0.0112% | 0.00693% | 0.01674% | 0.00961% | 0.01232% | 0.007949% | 0.0155% | 0.009378% | 0.0155% | 0.00961% | 0.01674% | 0.00961% | 0.0188% | 0.004461% | 0.01674% | 0.00961% | 0.01232% | 0.007949% | 0.0155% | 0.009378% | 0.009378% | 0.0155% | 0.00961% | 0.01674% | 0.00961% | 0.0188% | 0.004461% | 0.007675% | 0.007675%
3857 | 0.007233% | 0.01039% | 0.006446% | 0.0154% | 0.009187% | 0.01228% | 0.007472% | 0.0147% | 0.009088% | 0.0147% | 0.009187% | 0.0154% | 0.009187% | 0.01765% | 0.004429% | 0.0154% | 0.009187% | 0.01228% | 0.007472% | 0.0147% | 0.009088% | 0.009088% | 0.0147% | 0.009187% | 0.0154% | 0.009187% | 0.01765% | 0.004429% | 0.007233% | 0.007233%
3858 | 0.006653% | 0.00989% | 0.005593% | 0.0136% | 0.008411% | 0.01256% | 0.006749% | 0.01411% | 0.008662% | 0.01411% | 0.008411% | 0.0136% | 0.008411% | 0.01575% | 0.004342% | 0.0136% | 0.008411% | 0.01256% | 0.006749% | 0.01411% | 0.008662% | 0.008662% | 0.01411% | 0.008411% | 0.0136% | 0.008411% | 0.01575% | 0.004342% | 0.006653% | 0.006653%
3859 | 0.005945% | 0.009515% | 0.004766% | 0.01164% | 0.007659% | 0.01292% | 0.006101% | 0.01352% | 0.008208% | 0.01352% | 0.007659% | 0.01164% | 0.007659% | 0.01349% | 0.004275% | 0.01164% | 0.007659% | 0.01292% | 0.006101% | 0.01352% | 0.008208% | 0.008208% | 0.01352% | 0.007659% | 0.01164% | 0.007659% | 0.01349% | 0.004275% | 0.005945% | 0.005945%
3860 | 0.006507% | 0.009216% | 0.005423% | 0.01069% | 0.007787% | 0.01305% | 0.007006% | 0.01307% | 0.008111% | 0.01307% | 0.007787% | 0.01069% | 0.007787% | 0.01205% | 0.005954% | 0.01069% | 0.007787% | 0.01305% | 0.007006% | 0.01307% | 0.008111% | 0.008111% | 0.01307% | 0.007787% | 0.01069% | 0.007787% | 0.01205% | 0.005954% | 0.006507% | 0.006507%
3861 | 0.005793% | 0.009077% | 0.005331% | 0.009714% | 0.007901% | 0.01305% | 0.007572% | 0.01261% | 0.008059% | 0.01261% | 0.007901% | 0.009714% | 0.007901% | 0.01038% | 0.006866% | 0.009714% | 0.007901% | 0.01305% | 0.007572% | 0.01261% | 0.008059% | 0.008059% | 0.01261% | 0.007901% | 0.009714% | 0.007901% | 0.01038% | 0.006866% | 0.005793% | 0.005793%
3862 | 0.005578% | 0.008853% | 0.005358% | 0.008569% | 0.007871% | 0.013% | 0.007583% | 0.01202% | 0.008007% | 0.01202% | 0.007871% | 0.008569% | 0.007871% | 0.008408% | 0.006867% | 0.008569% | 0.007871% | 0.013% | 0.007583% | 0.01202% | 0.008007% | 0.008007% | 0.01202% | 0.007871% | 0.008569% | 0.007871% | 0.008408% | 0.006867% | 0.005578% | 0.005578%
3863 | 0.005446% | 0.008714% | 0.005161% | 0.007629% | 0.007841% | 0.01281% | 0.00756% | 0.01088% | 0.008035% | 0.01088% | 0.007841% | 0.007629% | 0.007841% | 0.006597% | 0.006871% | 0.007629% | 0.007841% | 0.01281% | 0.00756% | 0.01088% | 0.008035% | 0.008035% | 0.01088% | 0.007841% | 0.007629% | 0.007841% | 0.006597% | 0.006871% | 0.005446% | 0.005446%
3864 | 0.005373% | 0.009287% | 0.005237% | 0.006684% | 0.008272% | 0.01249% | 0.007988% | 0.00984% | 0.008421% | 0.00984% | 0.008272% | 0.006684% | 0.008272% | 0.005371% | 0.006844% | 0.006684% | 0.008272% | 0.01249% | 0.007988% | 0.00984% | 0.008421% | 0.008421% | 0.00984% | 0.008272% | 0.006684% | 0.008272% | 0.005371% | 0.006844% | 0.005373% | 0.005373%
3865 | 0.006824% | 0.00885% | 0.006517% | 0.005955% | 0.008761% | 0.01103% | 0.008912% | 0.008446% | 0.008912% | 0.008446% | 0.008761% | 0.005955% | 0.008761% | 0.004637% | 0.006874% | 0.005955% | 0.008761% | 0.01103% | 0.008912% | 0.008446% | 0.008912% | 0.008912% | 0.008446% | 0.008761% | 0.005955% | 0.008761% | 0.004637% | 0.006874% | 0.006824% | 0.006824%
3866 | 0.006854% | 0.008858% | 0.006515% | 0.005795% | 0.008731% | 0.01096% | 0.008774% | 0.007291% | 0.00919% | 0.007291% | 0.008731% | 0.005795% | 0.008731% | 0.004594% | 0.006892% | 0.005795% | 0.008731% | 0.01096% | 0.008774% | 0.007291% | 0.00919% | 0.00919% | 0.007291% | 0.008731% | 0.005795% | 0.008731% | 0.004594% | 0.006892% | 0.006854% | 0.006854%
3867 | 0.00715% | 0.008727% | 0.006473% | 0.005743% | 0.008847% | 0.01077% | 0.008728% | 0.006359% | 0.009841% | 0.006359% | 0.008847% | 0.005743% | 0.008847% | 0.004735% | 0.007127% | 0.005743% | 0.008847% | 0.01077% | 0.008728% | 0.006359% | 0.009841% | 0.009841% | 0.006359% | 0.008847% | 0.005743% | 0.008847% | 0.004735% | 0.007127% | 0.00715% | 0.00715%
3868 | 0.008099% | 0.008597% | 0.006484% | 0.005837% | 0.009421% | 0.01073% | 0.009051% | 0.006165% | 0.01054% | 0.006165% | 0.009421% | 0.005837% | 0.009421% | 0.005078% | 0.007805% | 0.005837% | 0.009421% | 0.01073% | 0.009051% | 0.006165% | 0.01054% | 0.01054% | 0.006165% | 0.009421% | 0.005837% | 0.009421% | 0.005078% | 0.007805% | 0.008099% | 0.008099%
3869 | 0.008985% | 0.009064% | 0.00546% | 0.005755% | 0.009805% | 0.009788% | 0.008558% | 0.006882% | 0.01129% | 0.006882% | 0.009805% | 0.005755% | 0.009805% | 0.004618% | 0.007422% | 0.005755% | 0.009805% | 0.009788% | 0.008558% | 0.006882% | 0.01129% | 0.01129% | 0.006882% | 0.009805% | 0.005755% | 0.009805% | 0.004618% | 0.007422% | 0.008985% | 0.008985%
3870 | 0.01271% | 0.009173% | 0.009045% | 0.00623% | 0.01201% | 0.009778% | 0.009703% | 0.008763% | 0.0135% | 0.008763% | 0.01201% | 0.00623% | 0.01201% | 0.005642% | 0.009075% | 0.00623% | 0.01201% | 0.009778% | 0.009703% | 0.008763% | 0.0135% | 0.0135% | 0.008763% | 0.01201% | 0.00623% | 0.01201% | 0.005642% | 0.009075% | 0.01271% | 0.01271%
3871 | 0.01554% | 0.01052% | 0.01335% | 0.008095% | 0.01446% | 0.0103% | 0.01196% | 0.01206% | 0.01513% | 0.01206% | 0.01446% | 0.008095% | 0.01446% | 0.008379% | 0.01216% | 0.008095% | 0.01446% | 0.0103% | 0.01196% | 0.01206% | 0.01513% | 0.01513% | 0.01206% | 0.01446% | 0.008095% | 0.01446% | 0.008379% | 0.01216% | 0.01554% | 0.01554%
3872 | 0.01856% | 0.01376% | 0.01639% | 0.01082% | 0.01655% | 0.01107% | 0.01419% | 0.01436% | 0.01626% | 0.01436% | 0.01655% | 0.01082% | 0.01655% | 0.012% | 0.01504% | 0.01082% | 0.01655% | 0.01107% | 0.01419% | 0.01436% | 0.01626% | 0.01626% | 0.01436% | 0.01655% | 0.01082% | 0.01655% | 0.012% | 0.01504% | 0.01856% | 0.01856%
3873 | 0.02102% | 0.01727% | 0.01868% | 0.01292% | 0.01803% | 0.01193% | 0.01619% | 0.01459% | 0.01696% | 0.01459% | 0.01803% | 0.01292% | 0.01803% | 0.01427% | 0.01727% | 0.01292% | 0.01803% | 0.01193% | 0.01619% | 0.01459% | 0.01696% | 0.01696% | 0.01459% | 0.01803% | 0.01292% | 0.01803% | 0.01427% | 0.01727% | 0.02102% | 0.02102%
3874 | 0.02282% | 0.01997% | 0.02075% | 0.0145% | 0.01886% | 0.01259% | 0.01775% | 0.01487% | 0.01719% | 0.01487% | 0.01886% | 0.0145% | 0.01886% | 0.01565% | 0.01884% | 0.0145% | 0.01886% | 0.01259% | 0.01775% | 0.01487% | 0.01719% | 0.01719% | 0.01487% | 0.01886% | 0.0145% | 0.01886% | 0.01565% | 0.01884% | 0.02282% | 0.02282%
3875 | 0.02374% | 0.02089% | 0.02194% | 0.01569% | 0.01893% | 0.01284% | 0.01854% | 0.01453% | 0.01697% | 0.01453% | 0.01893% | 0.01569% | 0.01893% | 0.01668% | 0.01984% | 0.01569% | 0.01893% | 0.01284% | 0.01854% | 0.01453% | 0.01697% | 0.01697% | 0.01453% | 0.01893% | 0.01569% | 0.01893% | 0.01668% | 0.01984% | 0.02374% | 0.02374%
3876 | 0.02373% | 0.02058% | 0.02278% | 0.0165% | 0.01843% | 0.01223% | 0.01867% | 0.01362% | 0.01654% | 0.01362% | 0.01843% | 0.0165% | 0.01843% | 0.0174% | 0.02025% | 0.0165% | 0.01843% | 0.01223% | 0.01867% | 0.01362% | 0.01654% | 0.01654% | 0.01362% | 0.01843% | 0.0165% | 0.01843% | 0.0174% | 0.02025% | 0.02373% | 0.02373%
3877 | 0.02257% | 0.01979% | 0.02307% | 0.01701% | 0.01741% | 0.01152% | 0.01838% | 0.01268% | 0.01584% | 0.01268% | 0.01741% | 0.01701% | 0.01741% | 0.01791% | 0.02024% | 0.01701% | 0.01741% | 0.01152% | 0.01838% | 0.01268% | 0.01584% | 0.01584% | 0.01268% | 0.01741% | 0.01701% | 0.01741% | 0.01791% | 0.02024% | 0.02257% | 0.02257%
3878 | 0.02017% | 0.01727% | 0.02191% | 0.01701% | 0.01578% | 0.01074% | 0.0173% | 0.01206% | 0.01448% | 0.01206% | 0.01578% | 0.01701% | 0.01578% | 0.01793% | 0.01987% | 0.01701% | 0.01578% | 0.01074% | 0.0173% | 0.01206% | 0.01448% | 0.01448% | 0.01206% | 0.01578% | 0.01701% | 0.01578% | 0.01793% | 0.01987% | 0.02017% | 0.02017%
3879 | 0.01736% | 0.01447% | 0.02037% | 0.01648% | 0.01424% | 0.009777% | 0.01536% | 0.0121% | 0.01337% | 0.0121% | 0.01424% | 0.01648% | 0.01424% | 0.01714% | 0.01873% | 0.01648% | 0.01424% | 0.009777% | 0.01536% | 0.0121% | 0.01337% | 0.01337% | 0.0121% | 0.01424% | 0.01648% | 0.01424% | 0.01714% | 0.01873% | 0.01736% | 0.01736%
3880 | 0.01445% | 0.01285% | 0.01785% | 0.01598% | 0.01296% | 0.00939% | 0.01343% | 0.0104% | 0.01247% | 0.0104% | 0.01296% | 0.01598% | 0.01296% | 0.016% | 0.01654% | 0.01598% | 0.01296% | 0.00939% | 0.01343% | 0.0104% | 0.01247% | 0.01247% | 0.0104% | 0.01296% | 0.01598% | 0.01296% | 0.016% | 0.01654% | 0.01445% | 0.01445%
3881 | 0.01211% | 0.01102% | 0.01665% | 0.01544% | 0.01187% | 0.009338% | 0.01204% | 0.01034% | 0.01171% | 0.01034% | 0.01187% | 0.01544% | 0.01187% | 0.01487% | 0.01378% | 0.01544% | 0.01187% | 0.009338% | 0.01204% | 0.01034% | 0.01171% | 0.01171% | 0.01034% | 0.01187% | 0.01544% | 0.01187% | 0.01487% | 0.01378% | 0.01211% | 0.01211%
3882 | 0.01026% | 0.01029% | 0.01578% | 0.01472% | 0.01074% | 0.009997% | 0.01108% | 0.0104% | 0.01081% | 0.0104% | 0.01074% | 0.01472% | 0.01074% | 0.01372% | 0.01097% | 0.01472% | 0.01074% | 0.009997% | 0.01108% | 0.0104% | 0.01081% | 0.01081% | 0.0104% | 0.01074% | 0.01472% | 0.01074% | 0.01372% | 0.01097% | 0.01026% | 0.01026%
3883 | 0.008511% | 0.009768% | 0.01242% | 0.01355% | 0.009546% | 0.01048% | 0.01005% | 0.01029% | 0.0099% | 0.01029% | 0.009546% | 0.01355% | 0.009546% | 0.01259% | 0.00887% | 0.01355% | 0.009546% | 0.01048% | 0.01005% | 0.01029% | 0.0099% | 0.0099% | 0.01029% | 0.009546% | 0.01355% | 0.009546% | 0.01259% | 0.00887% | 0.008511% | 0.008511%
3884 | 0.008561% | 0.009522% | 0.009132% | 0.01299% | 0.009226% | 0.01086% | 0.01028% | 0.01046% | 0.009247% | 0.01046% | 0.009226% | 0.01299% | 0.009226% | 0.01228% | 0.009145% | 0.01299% | 0.009226% | 0.01086% | 0.01028% | 0.01046% | 0.009247% | 0.009247% | 0.01046% | 0.009226% | 0.01299% | 0.009226% | 0.01228% | 0.009145% | 0.008561% | 0.008561%
3885 | 0.007383% | 0.009348% | 0.007276% | 0.01153% | 0.009009% | 0.01111% | 0.01008% | 0.01082% | 0.008876% | 0.01082% | 0.009009% | 0.01153% | 0.009009% | 0.01069% | 0.009116% | 0.01153% | 0.009009% | 0.01111% | 0.01008% | 0.01082% | 0.008876% | 0.008876% | 0.01082% | 0.009009% | 0.01153% | 0.009009% | 0.01069% | 0.009116% | 0.007383% | 0.007383%
3886 | 0.007% | 0.009237% | 0.006526% | 0.009049% | 0.008802% | 0.01099% | 0.009308% | 0.01107% | 0.008707% | 0.01107% | 0.008802% | 0.009049% | 0.008802% | 0.007376% | 0.00835% | 0.009049% | 0.008802% | 0.01099% | 0.009308% | 0.01107% | 0.008707% | 0.008707% | 0.01107% | 0.008802% | 0.009049% | 0.008802% | 0.007376% | 0.00835% | 0.007% | 0.007%
3887 | 0.006829% | 0.009206% | 0.006467% | 0.007408% | 0.008657% | 0.01089% | 0.008848% | 0.01105% | 0.00862% | 0.01105% | 0.008657% | 0.007408% | 0.008657% | 0.005267% | 0.007759% | 0.007408% | 0.008657% | 0.01089% | 0.008848% | 0.01105% | 0.00862% | 0.00862% | 0.01105% | 0.008657% | 0.007408% | 0.008657% | 0.005267% | 0.007759% | 0.006829% | 0.006829%
3888 | 0.006431% | 0.009063% | 0.00615% | 0.006516% | 0.008395% | 0.01129% | 0.008385% | 0.0095% | 0.008437% | 0.0095% | 0.008395% | 0.006516% | 0.008395% | 0.00485% | 0.007091% | 0.006516% | 0.008395% | 0.01129% | 0.008385% | 0.0095% | 0.008437% | 0.008437% | 0.0095% | 0.008395% | 0.006516% | 0.008395% | 0.00485% | 0.007091% | 0.006431% | 0.006431%
3889 | 0.006888% | 0.009256% | 0.006578% | 0.005945% | 0.008497% | 0.01091% | 0.008592% | 0.007886% | 0.008539% | 0.007886% | 0.008497% | 0.005945% | 0.008497% | 0.00467% | 0.006908% | 0.005945% | 0.008497% | 0.01091% | 0.008592% | 0.007886% | 0.008539% | 0.008539% | 0.007886% | 0.008497% | 0.005945% | 0.008497% | 0.00467% | 0.006908% | 0.006888% | 0.006888%
3890 | 0.006904% | 0.00917% | 0.006538% | 0.005795% | 0.008483% | 0.01095% | 0.008584% | 0.006802% | 0.008729% | 0.006802% | 0.008483% | 0.005795% | 0.008483% | 0.004664% | 0.006933% | 0.005795% | 0.008483% | 0.01095% | 0.008584% | 0.006802% | 0.008729% | 0.008729% | 0.006802% | 0.008483% | 0.005795% | 0.008483% | 0.004664% | 0.006933% | 0.006904% | 0.006904%
3891 | 0.007187% | 0.009096% | 0.006531% | 0.005748% | 0.008582% | 0.01091% | 0.008649% | 0.005942% | 0.009226% | 0.005942% | 0.008582% | 0.005748% | 0.008582% | 0.004851% | 0.00717% | 0.005748% | 0.008582% | 0.01091% | 0.008649% | 0.005942% | 0.009226% | 0.009226% | 0.005942% | 0.008582% | 0.005748% | 0.008582% | 0.004851% | 0.00717% | 0.007187% | 0.007187%
3892 | 0.008188% | 0.009079% | 0.006553% | 0.005868% | 0.009084% | 0.01092% | 0.008958% | 0.005903% | 0.009891% | 0.005903% | 0.009084% | 0.005868% | 0.009084% | 0.00525% | 0.007847% | 0.005868% | 0.009084% | 0.01092% | 0.008958% | 0.005903% | 0.009891% | 0.009891% | 0.005903% | 0.009084% | 0.005868% | 0.009084% | 0.00525% | 0.007847% | 0.008188% | 0.008188%
3893 | 0.009068% | 0.009531% | 0.005531% | 0.005806% | 0.009462% | 0.009938% | 0.008404% | 0.00667% | 0.01059% | 0.00667% | 0.009462% | 0.005806% | 0.009462% | 0.004803% | 0.00746% | 0.005806% | 0.009462% | 0.009938% | 0.008404% | 0.00667% | 0.01059% | 0.01059% | 0.00667% | 0.009462% | 0.005806% | 0.009462% | 0.004803% | 0.00746% | 0.009068% | 0.009068%
3894 | 0.01309% | 0.009608% | 0.009461% | 0.006308% | 0.01136% | 0.009968% | 0.009425% | 0.008454% | 0.01247% | 0.008454% | 0.01136% | 0.006308% | 0.01136% | 0.00583% | 0.009108% | 0.006308% | 0.01136% | 0.009968% | 0.009425% | 0.008454% | 0.01247% | 0.01247% | 0.008454% | 0.01136% | 0.006308% | 0.01136% | 0.00583% | 0.009108% | 0.01309% | 0.01309%
3895 | 0.01587% | 0.01099% | 0.01371% | 0.008177% | 0.01373% | 0.01034% | 0.01159% | 0.01142% | 0.01423% | 0.01142% | 0.01373% | 0.008177% | 0.01373% | 0.008587% | 0.01217% | 0.008177% | 0.01373% | 0.01034% | 0.01159% | 0.01142% | 0.01423% | 0.01423% | 0.01142% | 0.01373% | 0.008177% | 0.01373% | 0.008587% | 0.01217% | 0.01587% | 0.01587%
3896 | 0.01903% | 0.01419% | 0.01702% | 0.01099% | 0.01611% | 0.01088% | 0.01392% | 0.01404% | 0.01579% | 0.01404% | 0.01611% | 0.01099% | 0.01611% | 0.01229% | 0.01506% | 0.01099% | 0.01611% | 0.01088% | 0.01392% | 0.01404% | 0.01579% | 0.01579% | 0.01404% | 0.01611% | 0.01099% | 0.01611% | 0.01229% | 0.01506% | 0.01903% | 0.01903%
3897 | 0.02185% | 0.01784% | 0.01962% | 0.0133% | 0.01799% | 0.01175% | 0.01609% | 0.01464% | 0.01699% | 0.01464% | 0.01799% | 0.0133% | 0.01799% | 0.01472% | 0.01732% | 0.0133% | 0.01799% | 0.01175% | 0.01609% | 0.01464% | 0.01699% | 0.01699% | 0.01464% | 0.01799% | 0.0133% | 0.01799% | 0.01472% | 0.01732% | 0.02185% | 0.02185%
3898 | 0.02414% | 0.02059% | 0.02207% | 0.01513% | 0.01898% | 0.01207% | 0.01776% | 0.01505% | 0.01745% | 0.01505% | 0.01898% | 0.01513% | 0.01898% | 0.01618% | 0.01891% | 0.01513% | 0.01898% | 0.01207% | 0.01776% | 0.01505% | 0.01745% | 0.01745% | 0.01505% | 0.01898% | 0.01513% | 0.01898% | 0.01618% | 0.01891% | 0.02414% | 0.02414%
3899 | 0.02516% | 0.02148% | 0.02337% | 0.01636% | 0.01897% | 0.01205% | 0.01853% | 0.01469% | 0.01714% | 0.01469% | 0.01897% | 0.01636% | 0.01897% | 0.0171% | 0.01991% | 0.01636% | 0.01897% | 0.01205% | 0.01853% | 0.01469% | 0.01714% | 0.01714% | 0.01469% | 0.01897% | 0.01636% | 0.01897% | 0.0171% | 0.01991% | 0.02516% | 0.02516%
3900 | 0.02552% | 0.02112% | 0.02456% | 0.01729% | 0.01849% | 0.01165% | 0.01886% | 0.01381% | 0.01664% | 0.01381% | 0.01849% | 0.01729% | 0.01849% | 0.01796% | 0.02033% | 0.01729% | 0.01849% | 0.01165% | 0.01886% | 0.01381% | 0.01664% | 0.01664% | 0.01381% | 0.01849% | 0.01729% | 0.01849% | 0.01796% | 0.02033% | 0.02552% | 0.02552%
3901 | 0.02481% | 0.02045% | 0.02517% | 0.01792% | 0.01758% | 0.01056% | 0.01869% | 0.01308% | 0.01608% | 0.01308% | 0.01758% | 0.01792% | 0.01758% | 0.01852% | 0.02032% | 0.01792% | 0.01758% | 0.01056% | 0.01869% | 0.01308% | 0.01608% | 0.01608% | 0.01308% | 0.01758% | 0.01792% | 0.01758% | 0.01852% | 0.02032% | 0.02481% | 0.02481%
3902 | 0.02297% | 0.0179% | 0.02416% | 0.01806% | 0.0163% | 0.009559% | 0.01776% | 0.01285% | 0.01516% | 0.01285% | 0.0163% | 0.01806% | 0.0163% | 0.01858% | 0.01998% | 0.01806% | 0.0163% | 0.009559% | 0.01776% | 0.01285% | 0.01516% | 0.01516% | 0.01285% | 0.0163% | 0.01806% | 0.0163% | 0.01858% | 0.01998% | 0.02297% | 0.02297%
3903 | 0.02049% | 0.01506% | 0.02302% | 0.01778% | 0.0152% | 0.009012% | 0.01619% | 0.01327% | 0.01451% | 0.01327% | 0.0152% | 0.01778% | 0.0152% | 0.01805% | 0.0189% | 0.01778% | 0.0152% | 0.009012% | 0.01619% | 0.01327% | 0.01451% | 0.01451% | 0.01327% | 0.0152% | 0.01778% | 0.0152% | 0.01805% | 0.0189% | 0.02049% | 0.02049%
3904 | 0.01773% | 0.01351% | 0.0207% | 0.01736% | 0.01429% | 0.008982% | 0.01444% | 0.01191% | 0.01407% | 0.01191% | 0.01429% | 0.01736% | 0.01429% | 0.01694% | 0.01675% | 0.01736% | 0.01429% | 0.008982% | 0.01444% | 0.01191% | 0.01407% | 0.01407% | 0.01191% | 0.01429% | 0.01736% | 0.01429% | 0.01694% | 0.01675% | 0.01773% | 0.01773%
3905 | 0.01507% | 0.01157% | 0.01922% | 0.01671% | 0.0131% | 0.00915% | 0.01289% | 0.012% | 0.01344% | 0.012% | 0.0131% | 0.01671% | 0.0131% | 0.01562% | 0.01397% | 0.01671% | 0.0131% | 0.00915% | 0.01289% | 0.012% | 0.01344% | 0.01344% | 0.012% | 0.0131% | 0.01671% | 0.0131% | 0.01562% | 0.01397% | 0.01507% | 0.01507%
3906 | 0.01232% | 0.01065% | 0.01761% | 0.01566% | 0.01155% | 0.00956% | 0.01154% | 0.01196% | 0.01233% | 0.01196% | 0.01155% | 0.01566% | 0.01155% | 0.01412% | 0.01107% | 0.01566% | 0.01155% | 0.00956% | 0.01154% | 0.01196% | 0.01233% | 0.01233% | 0.01196% | 0.01155% | 0.01566% | 0.01155% | 0.01412% | 0.01107% | 0.01232% | 0.01232%
3907 | 0.009715% | 0.009998% | 0.01334% | 0.01406% | 0.009863% | 0.01001% | 0.01021% | 0.01123% | 0.01071% | 0.01123% | 0.009863% | 0.01406% | 0.009863% | 0.01272% | 0.008891% | 0.01406% | 0.009863% | 0.01001% | 0.01021% | 0.01123% | 0.01071% | 0.01071% | 0.01123% | 0.009863% | 0.01406% | 0.009863% | 0.01272% | 0.008891% | 0.009715% | 0.009715%
3908 | 0.009285% | 0.009706% | 0.009482% | 0.0132% | 0.0093% | 0.01048% | 0.01031% | 0.01079% | 0.009559% | 0.01079% | 0.0093% | 0.0132% | 0.0093% | 0.01232% | 0.009146% | 0.0132% | 0.0093% | 0.01048% | 0.01031% | 0.01079% | 0.009559% | 0.009559% | 0.01079% | 0.0093% | 0.0132% | 0.0093% | 0.01232% | 0.009146% | 0.009285% | 0.009285%
3909 | 0.007436% | 0.009562% | 0.00731% | 0.01162% | 0.009021% | 0.0107% | 0.01008% | 0.01102% | 0.009046% | 0.01102% | 0.009021% | 0.01162% | 0.009021% | 0.01071% | 0.009114% | 0.01162% | 0.009021% | 0.0107% | 0.01008% | 0.01102% | 0.009046% | 0.009046% | 0.01102% | 0.009021% | 0.01162% | 0.009021% | 0.01071% | 0.009114% | 0.007436% | 0.007436%
3910 | 0.00703% | 0.009311% | 0.006541% | 0.009066% | 0.008755% | 0.01076% | 0.009291% | 0.01117% | 0.008811% | 0.01117% | 0.008755% | 0.009066% | 0.008755% | 0.007391% | 0.008347% | 0.009066% | 0.008755% | 0.01076% | 0.009291% | 0.01117% | 0.008811% | 0.008811% | 0.01117% | 0.008755% | 0.009066% | 0.008755% | 0.007391% | 0.008347% | 0.00703% | 0.00703%
3911 | 0.00692% | 0.009097% | 0.006486% | 0.007395% | 0.008594% | 0.01079% | 0.008835% | 0.01112% | 0.008691% | 0.01112% | 0.008594% | 0.007395% | 0.008594% | 0.005271% | 0.007753% | 0.007395% | 0.008594% | 0.01079% | 0.008835% | 0.01112% | 0.008691% | 0.008691% | 0.01112% | 0.008594% | 0.007395% | 0.008594% | 0.005271% | 0.007753% | 0.00692% | 0.00692%
3912 | 0.006883% | 0.009018% | 0.006439% | 0.006447% | 0.008496% | 0.01082% | 0.008639% | 0.009316% | 0.008572% | 0.009316% | 0.008496% | 0.006447% | 0.008496% | 0.004759% | 0.007124% | 0.006447% | 0.008496% | 0.01082% | 0.008639% | 0.009316% | 0.008572% | 0.008572% | 0.009316% | 0.008496% | 0.006447% | 0.008496% | 0.004759% | 0.007124% | 0.006883% | 0.006883%
3913 | 0.006948% | 0.008823% | 0.006569% | 0.005936% | 0.008401% | 0.01082% | 0.008551% | 0.007906% | 0.008548% | 0.007906% | 0.008401% | 0.005936% | 0.008401% | 0.004662% | 0.006894% | 0.005936% | 0.008401% | 0.01082% | 0.008551% | 0.007906% | 0.008548% | 0.008548% | 0.007906% | 0.008401% | 0.005936% | 0.008401% | 0.004662% | 0.006894% | 0.006948% | 0.006948%
3914 | 0.007029% | 0.008785% | 0.006496% | 0.005775% | 0.008387% | 0.01086% | 0.008525% | 0.006814% | 0.00874% | 0.006814% | 0.008387% | 0.005775% | 0.008387% | 0.00465% | 0.006919% | 0.005775% | 0.008387% | 0.01086% | 0.008525% | 0.006814% | 0.00874% | 0.00874% | 0.006814% | 0.008387% | 0.005775% | 0.008387% | 0.00465% | 0.006919% | 0.007029% | 0.007029%
3915 | 0.00728% | 0.008685% | 0.006444% | 0.005739% | 0.008475% | 0.01092% | 0.008586% | 0.005973% | 0.009236% | 0.005973% | 0.008475% | 0.005739% | 0.008475% | 0.00484% | 0.007163% | 0.005739% | 0.008475% | 0.01092% | 0.008586% | 0.005973% | 0.009236% | 0.009236% | 0.005973% | 0.008475% | 0.005739% | 0.008475% | 0.00484% | 0.007163% | 0.00728% | 0.00728%
3916 | 0.008223% | 0.00863% | 0.006505% | 0.005848% | 0.009004% | 0.01098% | 0.008874% | 0.005947% | 0.00993% | 0.005947% | 0.009004% | 0.005848% | 0.009004% | 0.005221% | 0.007846% | 0.005848% | 0.009004% | 0.01098% | 0.008874% | 0.005947% | 0.00993% | 0.00993% | 0.005947% | 0.009004% | 0.005848% | 0.009004% | 0.005221% | 0.007846% | 0.008223% | 0.008223%
3917 | 0.008972% | 0.009087% | 0.005496% | 0.005754% | 0.009267% | 0.009957% | 0.008276% | 0.006688% | 0.01066% | 0.006688% | 0.009267% | 0.005754% | 0.009267% | 0.004753% | 0.007451% | 0.005754% | 0.009267% | 0.009957% | 0.008276% | 0.006688% | 0.01066% | 0.01066% | 0.006688% | 0.009267% | 0.005754% | 0.009267% | 0.004753% | 0.007451% | 0.008972% | 0.008972%
3918 | 0.01308% | 0.009147% | 0.009298% | 0.006167% | 0.01106% | 0.009937% | 0.0092% | 0.00847% | 0.01261% | 0.00847% | 0.01106% | 0.006167% | 0.01106% | 0.00569% | 0.009093% | 0.006167% | 0.01106% | 0.009937% | 0.0092% | 0.00847% | 0.01261% | 0.01261% | 0.00847% | 0.01106% | 0.006167% | 0.01106% | 0.00569% | 0.009093% | 0.01308% | 0.01308%
3919 | 0.0158% | 0.01043% | 0.01352% | 0.007884% | 0.01329% | 0.01011% | 0.01124% | 0.01141% | 0.01439% | 0.01141% | 0.01329% | 0.007884% | 0.01329% | 0.008231% | 0.01216% | 0.007884% | 0.01329% | 0.01011% | 0.01124% | 0.01141% | 0.01439% | 0.01439% | 0.01141% | 0.01329% | 0.007884% | 0.01329% | 0.008231% | 0.01216% | 0.0158% | 0.0158%
3920 | 0.01864% | 0.01358% | 0.0165% | 0.01048% | 0.01552% | 0.01047% | 0.01339% | 0.01387% | 0.01589% | 0.01387% | 0.01552% | 0.01048% | 0.01552% | 0.01164% | 0.01504% | 0.01048% | 0.01552% | 0.01047% | 0.01339% | 0.01387% | 0.01589% | 0.01589% | 0.01387% | 0.01552% | 0.01048% | 0.01552% | 0.01164% | 0.01504% | 0.01864% | 0.01864%
3921 | 0.02119% | 0.0169% | 0.01882% | 0.01263% | 0.01725% | 0.01104% | 0.01534% | 0.0144% | 0.01705% | 0.0144% | 0.01725% | 0.01263% | 0.01725% | 0.01382% | 0.01728% | 0.01263% | 0.01725% | 0.01104% | 0.01534% | 0.0144% | 0.01705% | 0.01705% | 0.0144% | 0.01725% | 0.01263% | 0.01725% | 0.01382% | 0.01728% | 0.02119% | 0.02119%
3922 | 0.0235% | 0.01947% | 0.0212% | 0.0143% | 0.01817% | 0.01154% | 0.0169% | 0.01487% | 0.01743% | 0.01487% | 0.01817% | 0.0143% | 0.01817% | 0.01513% | 0.01885% | 0.0143% | 0.01817% | 0.01154% | 0.0169% | 0.01487% | 0.01743% | 0.01743% | 0.01487% | 0.01817% | 0.0143% | 0.01817% | 0.01513% | 0.01885% | 0.0235% | 0.0235%
3923 | 0.0251% | 0.02044% | 0.02273% | 0.01555% | 0.01826% | 0.01182% | 0.01776% | 0.01464% | 0.01723% | 0.01464% | 0.01826% | 0.01555% | 0.01826% | 0.0161% | 0.01986% | 0.01555% | 0.01826% | 0.01182% | 0.01776% | 0.01464% | 0.01723% | 0.01723% | 0.01464% | 0.01826% | 0.01555% | 0.01826% | 0.0161% | 0.01986% | 0.0251% | 0.0251%
3924 | 0.02562% | 0.02021% | 0.02385% | 0.01649% | 0.01789% | 0.01146% | 0.01804% | 0.01395% | 0.01689% | 0.01395% | 0.01789% | 0.01649% | 0.01789% | 0.01682% | 0.02027% | 0.01649% | 0.01789% | 0.01146% | 0.01804% | 0.01395% | 0.01689% | 0.01689% | 0.01395% | 0.01789% | 0.01649% | 0.01789% | 0.01682% | 0.02027% | 0.02562% | 0.02562%
3925 | 0.0249% | 0.01935% | 0.02421% | 0.01706% | 0.01704% | 0.01058% | 0.01782% | 0.01334% | 0.01641% | 0.01334% | 0.01704% | 0.01706% | 0.01704% | 0.01734% | 0.02027% | 0.01706% | 0.01704% | 0.01058% | 0.01782% | 0.01334% | 0.01641% | 0.01641% | 0.01334% | 0.01704% | 0.01706% | 0.01704% | 0.01734% | 0.02027% | 0.0249% | 0.0249%
3926 | 0.02277% | 0.01666% | 0.02296% | 0.01716% | 0.01579% | 0.009702% | 0.01693% | 0.01301% | 0.01548% | 0.01301% | 0.01579% | 0.01716% | 0.01579% | 0.01744% | 0.01994% | 0.01716% | 0.01579% | 0.009702% | 0.01693% | 0.01301% | 0.01548% | 0.01548% | 0.01301% | 0.01579% | 0.01716% | 0.01579% | 0.01744% | 0.01994% | 0.02277% | 0.02277%
3927 | 0.02025% | 0.01414% | 0.02169% | 0.01696% | 0.01467% | 0.009059% | 0.01539% | 0.01339% | 0.01469% | 0.01339% | 0.01467% | 0.01696% | 0.01467% | 0.01702% | 0.01885% | 0.01696% | 0.01467% | 0.009059% | 0.01539% | 0.01339% | 0.01469% | 0.01469% | 0.01339% | 0.01467% | 0.01696% | 0.01467% | 0.01702% | 0.01885% | 0.02025% | 0.02025%
3928 | 0.01651% | 0.01249% | 0.01872% | 0.01625% | 0.01318% | 0.008941% | 0.01335% | 0.01146% | 0.01348% | 0.01146% | 0.01318% | 0.01625% | 0.01318% | 0.01586% | 0.01662% | 0.01625% | 0.01318% | 0.008941% | 0.01335% | 0.01146% | 0.01348% | 0.01348% | 0.01146% | 0.01318% | 0.01625% | 0.01318% | 0.01586% | 0.01662% | 0.01651% | 0.01651%
3929 | 0.01312% | 0.01047% | 0.01671% | 0.01537% | 0.01179% | 0.008874% | 0.01171% | 0.01111% | 0.01248% | 0.01111% | 0.01179% | 0.01537% | 0.01179% | 0.0145% | 0.01381% | 0.01537% | 0.01179% | 0.008874% | 0.01171% | 0.01111% | 0.01248% | 0.01248% | 0.01111% | 0.01179% | 0.01537% | 0.01179% | 0.0145% | 0.01381% | 0.01312% | 0.01312%
3930 | 0.01065% | 0.009646% | 0.01545% | 0.01448% | 0.01052% | 0.009315% | 0.01064% | 0.01092% | 0.01133% | 0.01092% | 0.01052% | 0.01448% | 0.01052% | 0.0133% | 0.01097% | 0.01448% | 0.01052% | 0.009315% | 0.01064% | 0.01092% | 0.01133% | 0.01133% | 0.01092% | 0.01052% | 0.01448% | 0.01052% | 0.0133% | 0.01097% | 0.01065% | 0.01065%
3931 | 0.00881% | 0.009158% | 0.01215% | 0.01333% | 0.00937% | 0.009867% | 0.009725% | 0.01067% | 0.01023% | 0.01067% | 0.00937% | 0.01333% | 0.00937% | 0.01225% | 0.008862% | 0.01333% | 0.00937% | 0.009867% | 0.009725% | 0.01067% | 0.01023% | 0.01023% | 0.01067% | 0.00937% | 0.01333% | 0.00937% | 0.01225% | 0.008862% | 0.00881% | 0.00881%
3932 | 0.009047% | 0.009085% | 0.009063% | 0.01289% | 0.009219% | 0.01033% | 0.01012% | 0.01097% | 0.009583% | 0.01097% | 0.009219% | 0.01289% | 0.009219% | 0.01213% | 0.00914% | 0.01289% | 0.009219% | 0.01033% | 0.01012% | 0.01097% | 0.009583% | 0.009583% | 0.01097% | 0.009219% | 0.01289% | 0.009219% | 0.01213% | 0.00914% | 0.009047% | 0.009047%
3933 | 0.007477% | 0.009041% | 0.007278% | 0.01158% | 0.009059% | 0.01059% | 0.009996% | 0.0115% | 0.009242% | 0.0115% | 0.009059% | 0.01158% | 0.009059% | 0.01076% | 0.009109% | 0.01158% | 0.009059% | 0.01059% | 0.009996% | 0.0115% | 0.009242% | 0.009242% | 0.0115% | 0.009059% | 0.01158% | 0.009059% | 0.01076% | 0.009109% | 0.007477% | 0.007477%
3934 | 0.007088% | 0.008913% | 0.00654% | 0.009164% | 0.008833% | 0.01067% | 0.009266% | 0.01173% | 0.009054% | 0.01173% | 0.008833% | 0.009164% | 0.008833% | 0.00756% | 0.008346% | 0.009164% | 0.008833% | 0.01067% | 0.009266% | 0.01173% | 0.009054% | 0.009054% | 0.01173% | 0.008833% | 0.009164% | 0.008833% | 0.00756% | 0.008346% | 0.007088% | 0.007088%
3935 | 0.006956% | 0.008929% | 0.006486% | 0.007481% | 0.00869% | 0.01074% | 0.008826% | 0.01176% | 0.008944% | 0.01176% | 0.00869% | 0.007481% | 0.00869% | 0.005376% | 0.007755% | 0.007481% | 0.00869% | 0.01074% | 0.008826% | 0.01176% | 0.008944% | 0.008944% | 0.01176% | 0.00869% | 0.007481% | 0.00869% | 0.005376% | 0.007755% | 0.006956% | 0.006956%
3936 | 0.006928% | 0.008903% | 0.006445% | 0.006471% | 0.00855% | 0.01078% | 0.008646% | 0.009631% | 0.008763% | 0.009631% | 0.00855% | 0.006471% | 0.00855% | 0.004791% | 0.007121% | 0.006471% | 0.00855% | 0.01078% | 0.008646% | 0.009631% | 0.008763% | 0.008763% | 0.009631% | 0.00855% | 0.006471% | 0.00855% | 0.004791% | 0.007121% | 0.006928% | 0.006928%
3937 | 0.006998% | 0.008837% | 0.006577% | 0.005902% | 0.008452% | 0.01087% | 0.008563% | 0.008184% | 0.00875% | 0.008184% | 0.008452% | 0.005902% | 0.008452% | 0.004601% | 0.006891% | 0.005902% | 0.008452% | 0.01087% | 0.008563% | 0.008184% | 0.00875% | 0.00875% | 0.008184% | 0.008452% | 0.005902% | 0.008452% | 0.004601% | 0.006891% | 0.006998% | 0.006998%
3938 | 0.00704% | 0.008797% | 0.006498% | 0.005738% | 0.008401% | 0.01096% | 0.008541% | 0.006994% | 0.008923% | 0.006994% | 0.008401% | 0.005738% | 0.008401% | 0.004569% | 0.006911% | 0.005738% | 0.008401% | 0.01096% | 0.008541% | 0.006994% | 0.008923% | 0.008923% | 0.006994% | 0.008401% | 0.005738% | 0.008401% | 0.004569% | 0.006911% | 0.00704% | 0.00704%
3939 | 0.007308% | 0.008697% | 0.00645% | 0.005698% | 0.008491% | 0.01103% | 0.008604% | 0.006101% | 0.009466% | 0.006101% | 0.008491% | 0.005698% | 0.008491% | 0.004737% | 0.007149% | 0.005698% | 0.008491% | 0.01103% | 0.008604% | 0.006101% | 0.009466% | 0.009466% | 0.006101% | 0.008491% | 0.005698% | 0.008491% | 0.004737% | 0.007149% | 0.007308% | 0.007308%
3940 | 0.008351% | 0.008723% | 0.006511% | 0.005815% | 0.009055% | 0.01109% | 0.008889% | 0.00606% | 0.01021% | 0.00606% | 0.009055% | 0.005815% | 0.009055% | 0.005114% | 0.007829% | 0.005815% | 0.009055% | 0.01109% | 0.008889% | 0.00606% | 0.01021% | 0.01021% | 0.00606% | 0.009055% | 0.005815% | 0.009055% | 0.005114% | 0.007829% | 0.008351% | 0.008351%
3941 | 0.009148% | 0.009179% | 0.005494% | 0.005771% | 0.009395% | 0.009999% | 0.00831% | 0.006836% | 0.01095% | 0.006836% | 0.009395% | 0.005771% | 0.009395% | 0.004643% | 0.007438% | 0.005771% | 0.009395% | 0.009999% | 0.00831% | 0.006836% | 0.01095% | 0.01095% | 0.006836% | 0.009395% | 0.005771% | 0.009395% | 0.004643% | 0.007438% | 0.009148% | 0.009148%
3942 | 0.0136% | 0.009264% | 0.009332% | 0.006243% | 0.01121% | 0.009953% | 0.009244% | 0.00863% | 0.01291% | 0.00863% | 0.01121% | 0.006243% | 0.01121% | 0.0057% | 0.009085% | 0.006243% | 0.01121% | 0.009953% | 0.009244% | 0.00863% | 0.01291% | 0.01291% | 0.00863% | 0.01121% | 0.006243% | 0.01121% | 0.0057% | 0.009085% | 0.0136% | 0.0136%
3943 | 0.0165% | 0.01059% | 0.01374% | 0.008031% | 0.01336% | 0.0101% | 0.01127% | 0.01173% | 0.01446% | 0.01173% | 0.01336% | 0.008031% | 0.01336% | 0.008289% | 0.01216% | 0.008031% | 0.01336% | 0.0101% | 0.01127% | 0.01173% | 0.01446% | 0.01446% | 0.01173% | 0.01336% | 0.008031% | 0.01336% | 0.008289% | 0.01216% | 0.0165% | 0.0165%
3944 | 0.01922% | 0.01378% | 0.01687% | 0.0106% | 0.01547% | 0.01053% | 0.01336% | 0.01404% | 0.01579% | 0.01404% | 0.01547% | 0.0106% | 0.01547% | 0.01162% | 0.01502% | 0.0106% | 0.01547% | 0.01053% | 0.01336% | 0.01404% | 0.01579% | 0.01579% | 0.01404% | 0.01547% | 0.0106% | 0.01547% | 0.01162% | 0.01502% | 0.01922% | 0.01922%
3945 | 0.02156% | 0.0172% | 0.0191% | 0.01263% | 0.01715% | 0.01124% | 0.01528% | 0.01438% | 0.01684% | 0.01438% | 0.01715% | 0.01263% | 0.01715% | 0.01355% | 0.01725% | 0.01263% | 0.01715% | 0.01124% | 0.01528% | 0.01438% | 0.01684% | 0.01684% | 0.01438% | 0.01715% | 0.01263% | 0.01715% | 0.01355% | 0.01725% | 0.02156% | 0.02156%
3946 | 0.0238% | 0.01988% | 0.02186% | 0.01446% | 0.01814% | 0.01235% | 0.01696% | 0.01469% | 0.01713% | 0.01469% | 0.01814% | 0.01446% | 0.01814% | 0.01484% | 0.01884% | 0.01446% | 0.01814% | 0.01235% | 0.01696% | 0.01469% | 0.01713% | 0.01713% | 0.01469% | 0.01814% | 0.01446% | 0.01814% | 0.01484% | 0.01884% | 0.0238% | 0.0238%
3947 | 0.02531% | 0.021% | 0.02395% | 0.01608% | 0.01836% | 0.01324% | 0.01806% | 0.01437% | 0.01686% | 0.01437% | 0.01836% | 0.01608% | 0.01836% | 0.01622% | 0.01987% | 0.01608% | 0.01836% | 0.01324% | 0.01806% | 0.01437% | 0.01686% | 0.01686% | 0.01437% | 0.01836% | 0.01608% | 0.01836% | 0.01622% | 0.01987% | 0.02531% | 0.02531%
3948 | 0.02587% | 0.02074% | 0.02539% | 0.01728% | 0.01811% | 0.01336% | 0.01863% | 0.01352% | 0.0165% | 0.01352% | 0.01811% | 0.01728% | 0.01811% | 0.01748% | 0.02032% | 0.01728% | 0.01811% | 0.01336% | 0.01863% | 0.01352% | 0.0165% | 0.0165% | 0.01352% | 0.01811% | 0.01728% | 0.01811% | 0.01748% | 0.02032% | 0.02587% | 0.02587%
3949 | 0.02534% | 0.02003% | 0.02614% | 0.01805% | 0.01732% | 0.01279% | 0.0187% | 0.01274% | 0.01591% | 0.01274% | 0.01732% | 0.01805% | 0.01732% | 0.01844% | 0.02033% | 0.01805% | 0.01732% | 0.01279% | 0.0187% | 0.01274% | 0.01591% | 0.01591% | 0.01274% | 0.01732% | 0.01805% | 0.01732% | 0.01844% | 0.02033% | 0.02534% | 0.02534%
3950 | 0.02366% | 0.01753% | 0.02535% | 0.01841% | 0.01619% | 0.01196% | 0.018% | 0.01262% | 0.01502% | 0.01262% | 0.01619% | 0.01841% | 0.01619% | 0.01891% | 0.02001% | 0.01841% | 0.01619% | 0.01196% | 0.018% | 0.01262% | 0.01502% | 0.01502% | 0.01262% | 0.01619% | 0.01841% | 0.01619% | 0.01891% | 0.02001% | 0.02366% | 0.02366%
3951 | 0.02071% | 0.01474% | 0.02403% | 0.01798% | 0.01465% | 0.01089% | 0.01617% | 0.01262% | 0.01379% | 0.01262% | 0.01465% | 0.01798% | 0.01465% | 0.01829% | 0.0189% | 0.01798% | 0.01465% | 0.01089% | 0.01617% | 0.01262% | 0.01379% | 0.01379% | 0.01262% | 0.01465% | 0.01798% | 0.01465% | 0.01829% | 0.0189% | 0.02071% | 0.02071%
3952 | 0.01731% | 0.01304% | 0.02128% | 0.01728% | 0.01327% | 0.01052% | 0.01419% | 0.01088% | 0.01274% | 0.01088% | 0.01327% | 0.01728% | 0.01327% | 0.01709% | 0.01671% | 0.01728% | 0.01327% | 0.01052% | 0.01419% | 0.01088% | 0.01274% | 0.01274% | 0.01088% | 0.01327% | 0.01728% | 0.01327% | 0.01709% | 0.01671% | 0.01731% | 0.01731%
3953 | 0.01443% | 0.01119% | 0.01959% | 0.01657% | 0.01208% | 0.01061% | 0.01267% | 0.01086% | 0.01196% | 0.01086% | 0.01208% | 0.01657% | 0.01208% | 0.01586% | 0.01393% | 0.01657% | 0.01208% | 0.01061% | 0.01267% | 0.01086% | 0.01196% | 0.01196% | 0.01086% | 0.01208% | 0.01657% | 0.01208% | 0.01586% | 0.01393% | 0.01443% | 0.01443%
3954 | 0.01194% | 0.0105% | 0.01833% | 0.01577% | 0.01092% | 0.01093% | 0.01156% | 0.01093% | 0.01107% | 0.01093% | 0.01092% | 0.01577% | 0.01092% | 0.01466% | 0.01106% | 0.01577% | 0.01092% | 0.01093% | 0.01156% | 0.01093% | 0.01107% | 0.01107% | 0.01093% | 0.01092% | 0.01577% | 0.01092% | 0.01466% | 0.01106% | 0.01194% | 0.01194%
3955 | 0.009854% | 0.01007% | 0.01435% | 0.01449% | 0.009739% | 0.01116% | 0.01045% | 0.01083% | 0.01019% | 0.01083% | 0.009739% | 0.01449% | 0.009739% | 0.01344% | 0.008921% | 0.01449% | 0.009739% | 0.01116% | 0.01045% | 0.01083% | 0.01019% | 0.01019% | 0.01083% | 0.009739% | 0.01449% | 0.009739% | 0.01344% | 0.008921% | 0.009854% | 0.009854%
3956 | 0.009695% | 0.009932% | 0.01021% | 0.01369% | 0.009359% | 0.01113% | 0.01047% | 0.01091% | 0.009507% | 0.01091% | 0.009359% | 0.01369% | 0.009359% | 0.01291% | 0.009097% | 0.01369% | 0.009359% | 0.01113% | 0.01047% | 0.01091% | 0.009507% | 0.009507% | 0.01091% | 0.009359% | 0.01369% | 0.009359% | 0.01291% | 0.009097% | 0.009695% | 0.009695%
3957 | 0.007651% | 0.009808% | 0.007332% | 0.01201% | 0.009122% | 0.011% | 0.01021% | 0.01133% | 0.009116% | 0.01133% | 0.009122% | 0.01201% | 0.009122% | 0.01112% | 0.009115% | 0.01201% | 0.009122% | 0.011% | 0.01021% | 0.01133% | 0.009116% | 0.009116% | 0.01133% | 0.009122% | 0.01201% | 0.009122% | 0.01112% | 0.009115% | 0.007651% | 0.007651%
3958 | 0.007148% | 0.009707% | 0.006501% | 0.009323% | 0.008865% | 0.01079% | 0.009381% | 0.01157% | 0.008935% | 0.01157% | 0.008865% | 0.009323% | 0.008865% | 0.007571% | 0.008339% | 0.009323% | 0.008865% | 0.01079% | 0.009381% | 0.01157% | 0.008935% | 0.008935% | 0.01157% | 0.008865% | 0.009323% | 0.008865% | 0.007571% | 0.008339% | 0.007148% | 0.007148%
3959 | 0.006972% | 0.009639% | 0.006549% | 0.007533% | 0.008708% | 0.01072% | 0.008887% | 0.01162% | 0.008824% | 0.01162% | 0.008708% | 0.007533% | 0.008708% | 0.005254% | 0.007738% | 0.007533% | 0.008708% | 0.01072% | 0.008887% | 0.01162% | 0.008824% | 0.008824% | 0.01162% | 0.008708% | 0.007533% | 0.008708% | 0.005254% | 0.007738% | 0.006972% | 0.006972%
3960 | 0.006956% | 0.009375% | 0.006386% | 0.00649% | 0.008594% | 0.01071% | 0.008674% | 0.009656% | 0.008781% | 0.009656% | 0.008594% | 0.00649% | 0.008594% | 0.004691% | 0.007107% | 0.00649% | 0.008594% | 0.01071% | 0.008674% | 0.009656% | 0.008781% | 0.008781% | 0.009656% | 0.008594% | 0.00649% | 0.008594% | 0.004691% | 0.007107% | 0.006956% | 0.006956%
3961 | 0.007057% | 0.009455% | 0.006534% | 0.005964% | 0.008489% | 0.01072% | 0.008599% | 0.008123% | 0.008707% | 0.008123% | 0.008489% | 0.005964% | 0.008489% | 0.004653% | 0.006872% | 0.005964% | 0.008489% | 0.01072% | 0.008599% | 0.008123% | 0.008707% | 0.008707% | 0.008123% | 0.008489% | 0.005964% | 0.008489% | 0.004653% | 0.006872% | 0.007057% | 0.007057%
3962 | 0.007093% | 0.009262% | 0.006517% | 0.00581% | 0.008481% | 0.01077% | 0.008579% | 0.006993% | 0.008915% | 0.006993% | 0.008481% | 0.00581% | 0.008481% | 0.004637% | 0.006891% | 0.00581% | 0.008481% | 0.01077% | 0.008579% | 0.006993% | 0.008915% | 0.008915% | 0.006993% | 0.008481% | 0.00581% | 0.008481% | 0.004637% | 0.006891% | 0.007093% | 0.007093%
3963 | 0.007332% | 0.009154% | 0.006502% | 0.00576% | 0.008591% | 0.01081% | 0.008633% | 0.006135% | 0.009435% | 0.006135% | 0.008591% | 0.00576% | 0.008591% | 0.004809% | 0.007127% | 0.00576% | 0.008591% | 0.01081% | 0.008633% | 0.006135% | 0.009435% | 0.009435% | 0.006135% | 0.008591% | 0.00576% | 0.008591% | 0.004809% | 0.007127% | 0.007332% | 0.007332%
3964 | 0.008346% | 0.009044% | 0.006499% | 0.005893% | 0.009144% | 0.01084% | 0.008928% | 0.006082% | 0.01016% | 0.006082% | 0.009144% | 0.005893% | 0.009144% | 0.005197% | 0.007804% | 0.005893% | 0.009144% | 0.01084% | 0.008928% | 0.006082% | 0.01016% | 0.01016% | 0.006082% | 0.009144% | 0.005893% | 0.009144% | 0.005197% | 0.007804% | 0.008346% | 0.008346%
3965 | 0.009254% | 0.009347% | 0.005485% | 0.005904% | 0.009446% | 0.009936% | 0.008365% | 0.006829% | 0.01087% | 0.006829% | 0.009446% | 0.005904% | 0.009446% | 0.004708% | 0.007415% | 0.005904% | 0.009446% | 0.009936% | 0.008365% | 0.006829% | 0.01087% | 0.01087% | 0.006829% | 0.009446% | 0.005904% | 0.009446% | 0.004708% | 0.007415% | 0.009254% | 0.009254%
3966 | 0.01426% | 0.009554% | 0.009602% | 0.006437% | 0.0114% | 0.009843% | 0.009435% | 0.008619% | 0.01289% | 0.008619% | 0.0114% | 0.006437% | 0.0114% | 0.005832% | 0.009082% | 0.006437% | 0.0114% | 0.009843% | 0.009435% | 0.008619% | 0.01289% | 0.01289% | 0.008619% | 0.0114% | 0.006437% | 0.0114% | 0.005832% | 0.009082% | 0.01426% | 0.01426%
3967 | 0.01778% | 0.01097% | 0.01509% | 0.008491% | 0.01386% | 0.01031% | 0.01178% | 0.01189% | 0.01468% | 0.01189% | 0.01386% | 0.008491% | 0.01386% | 0.008727% | 0.0122% | 0.008491% | 0.01386% | 0.01031% | 0.01178% | 0.01189% | 0.01468% | 0.01468% | 0.01189% | 0.01386% | 0.008491% | 0.01386% | 0.008727% | 0.0122% | 0.01778% | 0.01778%
3968 | 0.02149% | 0.01427% | 0.01944% | 0.01169% | 0.01646% | 0.01139% | 0.01447% | 0.01436% | 0.01621% | 0.01436% | 0.01646% | 0.01169% | 0.01646% | 0.01279% | 0.01516% | 0.01169% | 0.01646% | 0.01139% | 0.01447% | 0.01436% | 0.01621% | 0.01621% | 0.01436% | 0.01646% | 0.01169% | 0.01646% | 0.01279% | 0.01516% | 0.02149% | 0.02149%
3969 | 0.02545% | 0.01788% | 0.0232% | 0.01462% | 0.01875% | 0.01288% | 0.0172% | 0.01509% | 0.01749% | 0.01509% | 0.01875% | 0.01462% | 0.01875% | 0.01591% | 0.0175% | 0.01462% | 0.01875% | 0.01288% | 0.0172% | 0.01509% | 0.01749% | 0.01749% | 0.01509% | 0.01875% | 0.01462% | 0.01875% | 0.01591% | 0.0175% | 0.02545% | 0.02545%
3970 | 0.02883% | 0.02058% | 0.02708% | 0.01709% | 0.02011% | 0.01449% | 0.01954% | 0.01573% | 0.018% | 0.01573% | 0.02011% | 0.01709% | 0.02011% | 0.0183% | 0.0192% | 0.01709% | 0.02011% | 0.01449% | 0.01954% | 0.01573% | 0.018% | 0.018% | 0.01573% | 0.02011% | 0.01709% | 0.02011% | 0.0183% | 0.0192% | 0.02883% | 0.02883%
3971 | 0.03067% | 0.02167% | 0.02928% | 0.01882% | 0.02028% | 0.01508% | 0.02083% | 0.01547% | 0.01769% | 0.01547% | 0.02028% | 0.01882% | 0.02028% | 0.01996% | 0.02027% | 0.01882% | 0.02028% | 0.01508% | 0.02083% | 0.01547% | 0.01769% | 0.01769% | 0.01547% | 0.02028% | 0.01882% | 0.02028% | 0.01996% | 0.02027% | 0.03067% | 0.03067%
3972 | 0.03114% | 0.02124% | 0.03064% | 0.01988% | 0.01984% | 0.0148% | 0.02121% | 0.01464% | 0.01722% | 0.01464% | 0.01984% | 0.01988% | 0.01984% | 0.02088% | 0.02069% | 0.01988% | 0.01984% | 0.0148% | 0.02121% | 0.01464% | 0.01722% | 0.01722% | 0.01464% | 0.01984% | 0.01988% | 0.01984% | 0.02088% | 0.02069% | 0.03114% | 0.03114%
3973 | 0.03046% | 0.02046% | 0.03141% | 0.02063% | 0.01892% | 0.01388% | 0.02099% | 0.0139% | 0.01667% | 0.0139% | 0.01892% | 0.02063% | 0.01892% | 0.02144% | 0.02069% | 0.02063% | 0.01892% | 0.01388% | 0.02099% | 0.0139% | 0.01667% | 0.01667% | 0.0139% | 0.01892% | 0.02063% | 0.01892% | 0.02144% | 0.02069% | 0.03046% | 0.03046%
3974 | 0.02858% | 0.01797% | 0.03016% | 0.02082% | 0.01777% | 0.01294% | 0.02004% | 0.01386% | 0.016% | 0.01386% | 0.01777% | 0.02082% | 0.01777% | 0.02147% | 0.02037% | 0.02082% | 0.01777% | 0.01294% | 0.02004% | 0.01386% | 0.016% | 0.016% | 0.01386% | 0.01777% | 0.02082% | 0.01777% | 0.02147% | 0.02037% | 0.02858% | 0.02858%
3975 | 0.02591% | 0.01525% | 0.02865% | 0.02043% | 0.01671% | 0.01216% | 0.01845% | 0.01434% | 0.01537% | 0.01434% | 0.01671% | 0.02043% | 0.01671% | 0.02084% | 0.01929% | 0.02043% | 0.01671% | 0.01216% | 0.01845% | 0.01434% | 0.01537% | 0.01537% | 0.01434% | 0.01671% | 0.02043% | 0.01671% | 0.02084% | 0.01929% | 0.02591% | 0.02591%
3976 | 0.02252% | 0.01363% | 0.02594% | 0.01984% | 0.01574% | 0.01178% | 0.01664% | 0.01286% | 0.01477% | 0.01286% | 0.01574% | 0.01984% | 0.01574% | 0.01954% | 0.0171% | 0.01984% | 0.01574% | 0.01178% | 0.01664% | 0.01286% | 0.01477% | 0.01477% | 0.01286% | 0.01574% | 0.01984% | 0.01574% | 0.01954% | 0.0171% | 0.02252% | 0.02252%
3977 | 0.01915% | 0.01174% | 0.02414% | 0.01892% | 0.01447% | 0.01162% | 0.01501% | 0.01288% | 0.01408% | 0.01288% | 0.01447% | 0.01892% | 0.01447% | 0.01789% | 0.01427% | 0.01892% | 0.01447% | 0.01162% | 0.01501% | 0.01288% | 0.01408% | 0.01408% | 0.01288% | 0.01447% | 0.01892% | 0.01447% | 0.01789% | 0.01427% | 0.01915% | 0.01915%
3978 | 0.01562% | 0.01092% | 0.02225% | 0.01757% | 0.01269% | 0.0117% | 0.01346% | 0.01263% | 0.01278% | 0.01263% | 0.01269% | 0.01757% | 0.01269% | 0.01604% | 0.0113% | 0.01757% | 0.01269% | 0.0117% | 0.01346% | 0.01263% | 0.01278% | 0.01278% | 0.01263% | 0.01269% | 0.01757% | 0.01269% | 0.01604% | 0.0113% | 0.01562% | 0.01562%
3979 | 0.01247% | 0.01034% | 0.01725% | 0.01579% | 0.01087% | 0.01179% | 0.0118% | 0.01229% | 0.01129% | 0.01229% | 0.01087% | 0.01579% | 0.01087% | 0.01429% | 0.009028% | 0.01579% | 0.01087% | 0.01179% | 0.0118% | 0.01229% | 0.01129% | 0.01129% | 0.01229% | 0.01087% | 0.01579% | 0.01087% | 0.01429% | 0.009028% | 0.01247% | 0.01247%
3980 | 0.01145% | 0.0101% | 0.01212% | 0.01463% | 0.01012% | 0.01176% | 0.01137% | 0.01229% | 0.01019% | 0.01229% | 0.01012% | 0.01463% | 0.01012% | 0.0134% | 0.009138% | 0.01463% | 0.01012% | 0.01176% | 0.01137% | 0.01229% | 0.01019% | 0.01019% | 0.01229% | 0.01012% | 0.01463% | 0.01012% | 0.0134% | 0.009138% | 0.01145% | 0.01145%
3981 | 0.007855% | 0.009966% | 0.007563% | 0.0127% | 0.009681% | 0.01167% | 0.01084% | 0.0124% | 0.009557% | 0.0124% | 0.009681% | 0.0127% | 0.009681% | 0.01136% | 0.009141% | 0.0127% | 0.009681% | 0.01167% | 0.01084% | 0.0124% | 0.009557% | 0.009557% | 0.0124% | 0.009681% | 0.0127% | 0.009681% | 0.01136% | 0.009141% | 0.007855% | 0.007855%
3982 | 0.00731% | 0.009774% | 0.006656% | 0.009831% | 0.009306% | 0.01128% | 0.009859% | 0.01238% | 0.009256% | 0.01238% | 0.009306% | 0.009831% | 0.009306% | 0.007724% | 0.008354% | 0.009831% | 0.009306% | 0.01128% | 0.009859% | 0.01238% | 0.009256% | 0.009256% | 0.01238% | 0.009306% | 0.009831% | 0.009306% | 0.007724% | 0.008354% | 0.00731% | 0.00731%
3983 | 0.007075% | 0.009617% | 0.006783% | 0.00793% | 0.009068% | 0.01102% | 0.009257% | 0.01221% | 0.009068% | 0.01221% | 0.009068% | 0.00793% | 0.009068% | 0.005417% | 0.007744% | 0.00793% | 0.009068% | 0.01102% | 0.009257% | 0.01221% | 0.009068% | 0.009068% | 0.01221% | 0.009068% | 0.00793% | 0.009068% | 0.005417% | 0.007744% | 0.007075% | 0.007075%
3984 | 0.006992% | 0.009479% | 0.006709% | 0.006737% | 0.008834% | 0.01086% | 0.00889% | 0.009872% | 0.008884% | 0.009872% | 0.008834% | 0.006737% | 0.008834% | 0.004808% | 0.007103% | 0.006737% | 0.008834% | 0.01086% | 0.00889% | 0.009872% | 0.008884% | 0.008884% | 0.009872% | 0.008834% | 0.006737% | 0.008834% | 0.004808% | 0.007103% | 0.006992% | 0.006992%
3985 | 0.005774% | 0.01116% | 0.005513% | 0.005973% | 0.009247% | 0.0123% | 0.009019% | 0.008436% | 0.00888% | 0.008436% | 0.009247% | 0.005973% | 0.009247% | 0.004947% | 0.006847% | 0.005973% | 0.009247% | 0.0123% | 0.009019% | 0.008436% | 0.00888% | 0.00888% | 0.008436% | 0.009247% | 0.005973% | 0.009247% | 0.004947% | 0.006847% | 0.005774% | 0.005774%
3986 | 0.005568% | 0.01123% | 0.005498% | 0.00586% | 0.009053% | 0.01228% | 0.008913% | 0.007711% | 0.009024% | 0.007711% | 0.009053% | 0.00586% | 0.009053% | 0.004485% | 0.006848% | 0.00586% | 0.009053% | 0.01228% | 0.008913% | 0.007711% | 0.009024% | 0.009024% | 0.007711% | 0.009053% | 0.00586% | 0.009053% | 0.004485% | 0.006848% | 0.005568% | 0.005568%
3987 | 0.005506% | 0.01122% | 0.005263% | 0.005849% | 0.009206% | 0.01226% | 0.008795% | 0.007521% | 0.009593% | 0.007521% | 0.009206% | 0.005849% | 0.009206% | 0.004494% | 0.006849% | 0.005849% | 0.009206% | 0.01226% | 0.008795% | 0.007521% | 0.009593% | 0.009593% | 0.007521% | 0.009206% | 0.005849% | 0.009206% | 0.004494% | 0.006849% | 0.005506% | 0.005506%
3988 | 0.005345% | 0.01121% | 0.005237% | 0.005939% | 0.009485% | 0.01229% | 0.00867% | 0.007533% | 0.009694% | 0.007533% | 0.009485% | 0.005939% | 0.009485% | 0.00479% | 0.00685% | 0.005939% | 0.009485% | 0.01229% | 0.00867% | 0.007533% | 0.009694% | 0.009694% | 0.007533% | 0.009485% | 0.005939% | 0.009485% | 0.00479% | 0.00685% | 0.005345% | 0.005345%
3989 | 0.003915% | 0.01128% | 0.003929% | 0.005685% | 0.008706% | 0.01135% | 0.007175% | 0.007908% | 0.009468% | 0.007908% | 0.008706% | 0.005685% | 0.008706% | 0.004241% | 0.005047% | 0.005685% | 0.008706% | 0.01135% | 0.007175% | 0.007908% | 0.009468% | 0.009468% | 0.007908% | 0.008706% | 0.005685% | 0.008706% | 0.004241% | 0.005047% | 0.003915% | 0.003915%
3990 | 0.005594% | 0.01124% | 0.005012% | 0.006148% | 0.008905% | 0.01155% | 0.006741% | 0.009206% | 0.01003% | 0.009206% | 0.008905% | 0.006148% | 0.008905% | 0.005219% | 0.004255% | 0.006148% | 0.008905% | 0.01155% | 0.006741% | 0.009206% | 0.01003% | 0.01003% | 0.009206% | 0.008905% | 0.006148% | 0.008905% | 0.005219% | 0.004255% | 0.005594% | 0.005594%
3991 | 0.005308% | 0.01164% | 0.004825% | 0.00816% | 0.00959% | 0.01197% | 0.007083% | 0.01168% | 0.01044% | 0.01168% | 0.00959% | 0.00816% | 0.00959% | 0.008128% | 0.004256% | 0.00816% | 0.00959% | 0.01197% | 0.007083% | 0.01168% | 0.01044% | 0.01044% | 0.01168% | 0.00959% | 0.00816% | 0.00959% | 0.008128% | 0.004256% | 0.005308% | 0.005308%
3992 | 0.005071% | 0.01255% | 0.00487% | 0.01113% | 0.01048% | 0.01301% | 0.007732% | 0.01372% | 0.01073% | 0.01372% | 0.01048% | 0.01113% | 0.01048% | 0.01205% | 0.004283% | 0.01113% | 0.01048% | 0.01301% | 0.007732% | 0.01372% | 0.01073% | 0.01073% | 0.01372% | 0.01048% | 0.01113% | 0.01048% | 0.01205% | 0.004283% | 0.005071% | 0.005071%
3993 | 0.005753% | 0.01388% | 0.005341% | 0.01371% | 0.01164% | 0.01416% | 0.008655% | 0.0146% | 0.01124% | 0.0146% | 0.01164% | 0.01371% | 0.01164% | 0.01485% | 0.004326% | 0.01371% | 0.01164% | 0.01416% | 0.008655% | 0.0146% | 0.01124% | 0.01124% | 0.0146% | 0.01164% | 0.01371% | 0.01164% | 0.01485% | 0.004326% | 0.005753% | 0.005753%
3994 | 0.006323% | 0.01539% | 0.006038% | 0.01576% | 0.01258% | 0.01496% | 0.009803% | 0.01598% | 0.01194% | 0.01598% | 0.01258% | 0.01576% | 0.01258% | 0.01658% | 0.004356% | 0.01576% | 0.01258% | 0.01496% | 0.009803% | 0.01598% | 0.01194% | 0.01194% | 0.01598% | 0.01258% | 0.01576% | 0.01258% | 0.01658% | 0.004356% | 0.006323% | 0.006323%
3995 | 0.006836% | 0.01644% | 0.006893% | 0.0175% | 0.01291% | 0.01536% | 0.01097% | 0.01676% | 0.0121% | 0.01676% | 0.01291% | 0.0175% | 0.01291% | 0.01802% | 0.004373% | 0.0175% | 0.01291% | 0.01536% | 0.01097% | 0.01676% | 0.0121% | 0.0121% | 0.01676% | 0.01291% | 0.0175% | 0.01291% | 0.01802% | 0.004373% | 0.006836% | 0.006836%
3996 | 0.007834% | 0.0164% | 0.00752% | 0.01889% | 0.01318% | 0.01505% | 0.01185% | 0.0171% | 0.01234% | 0.0171% | 0.01318% | 0.01889% | 0.01318% | 0.01919% | 0.00439% | 0.01889% | 0.01318% | 0.01505% | 0.01185% | 0.0171% | 0.01234% | 0.01234% | 0.0171% | 0.01318% | 0.01889% | 0.01318% | 0.01919% | 0.00439% | 0.007834% | 0.007834%
3997 | 0.008554% | 0.01582% | 0.008234% | 0.01977% | 0.01365% | 0.01409% | 0.01209% | 0.0174% | 0.01275% | 0.0174% | 0.01365% | 0.01977% | 0.01365% | 0.02004% | 0.004422% | 0.01977% | 0.01365% | 0.01409% | 0.01209% | 0.0174% | 0.01275% | 0.01275% | 0.0174% | 0.01365% | 0.01977% | 0.01365% | 0.02004% | 0.004422% | 0.008554% | 0.008554%
3998 | 0.009092% | 0.01481% | 0.008863% | 0.02014% | 0.0142% | 0.01319% | 0.01218% | 0.01766% | 0.01318% | 0.01766% | 0.0142% | 0.02014% | 0.0142% | 0.02087% | 0.004489% | 0.02014% | 0.0142% | 0.01319% | 0.01218% | 0.01766% | 0.01318% | 0.01318% | 0.01766% | 0.0142% | 0.02014% | 0.0142% | 0.02087% | 0.004489% | 0.009092% | 0.009092%
3999 | 0.009823% | 0.01382% | 0.009189% | 0.01993% | 0.01452% | 0.01251% | 0.01186% | 0.01796% | 0.01348% | 0.01796% | 0.01452% | 0.01993% | 0.01452% | 0.02128% | 0.004547% | 0.01993% | 0.01452% | 0.01251% | 0.01186% | 0.01796% | 0.01348% | 0.01348% | 0.01796% | 0.01452% | 0.01993% | 0.01452% | 0.02128% | 0.004547% | 0.009823% | 0.009823%
4000 | 0.009829% | 0.01313% | 0.009203% | 0.01946% | 0.01454% | 0.0122% | 0.01119% | 0.01649% | 0.01362% | 0.01649% | 0.01454% | 0.01946% | 0.01454% | 0.02126% | 0.004592% | 0.01946% | 0.01454% | 0.0122% | 0.01119% | 0.01649% | 0.01362% | 0.01362% | 0.01649% | 0.01454% | 0.01946% | 0.01454% | 0.02126% | 0.004592% | 0.009829% | 0.009829%
4001 | 0.008996% | 0.01221% | 0.008247% | 0.01845% | 0.0141% | 0.01216% | 0.01016% | 0.01607% | 0.01343% | 0.01607% | 0.0141% | 0.01845% | 0.0141% | 0.02065% | 0.00455% | 0.01845% | 0.0141% | 0.01216% | 0.01016% | 0.01607% | 0.01343% | 0.01343% | 0.01607% | 0.0141% | 0.01845% | 0.0141% | 0.02065% | 0.00455% | 0.008996% | 0.008996%
4002 | 0.008554% | 0.01175% | 0.007534% | 0.01698% | 0.01316% | 0.01264% | 0.009124% | 0.01537% | 0.0127% | 0.01537% | 0.01316% | 0.01698% | 0.01316% | 0.01957% | 0.004469% | 0.01698% | 0.01316% | 0.01264% | 0.009124% | 0.01537% | 0.0127% | 0.0127% | 0.01537% | 0.01316% | 0.01698% | 0.01316% | 0.01957% | 0.004469% | 0.008554% | 0.008554%
4003 | 0.007786% | 0.01147% | 0.006821% | 0.0152% | 0.01175% | 0.01314% | 0.008173% | 0.0145% | 0.01176% | 0.0145% | 0.01175% | 0.0152% | 0.01175% | 0.01803% | 0.004361% | 0.0152% | 0.01175% | 0.01314% | 0.008173% | 0.0145% | 0.01176% | 0.01176% | 0.0145% | 0.01175% | 0.0152% | 0.01175% | 0.01803% | 0.004361% | 0.007786% | 0.007786%
4004 | 0.008205% | 0.01142% | 0.007332% | 0.01403% | 0.01107% | 0.01332% | 0.008782% | 0.01372% | 0.01101% | 0.01372% | 0.01107% | 0.01403% | 0.01107% | 0.01691% | 0.005911% | 0.01403% | 0.01107% | 0.01332% | 0.008782% | 0.01372% | 0.01101% | 0.01101% | 0.01372% | 0.01107% | 0.01403% | 0.01107% | 0.01691% | 0.005911% | 0.008205% | 0.008205%
4005 | 0.006885% | 0.01141% | 0.006402% | 0.01216% | 0.01031% | 0.01349% | 0.009244% | 0.01306% | 0.01023% | 0.01306% | 0.01031% | 0.01216% | 0.01031% | 0.01435% | 0.006881% | 0.01216% | 0.01031% | 0.01349% | 0.009244% | 0.01306% | 0.01023% | 0.01023% | 0.01306% | 0.01031% | 0.01216% | 0.01031% | 0.01435% | 0.006881% | 0.006885% | 0.006885%
4006 | 0.006566% | 0.01132% | 0.006163% | 0.009278% | 0.009677% | 0.01306% | 0.009088% | 0.01224% | 0.009593% | 0.01224% | 0.009677% | 0.009278% | 0.009677% | 0.009785% | 0.006881% | 0.009278% | 0.009677% | 0.01306% | 0.009088% | 0.01224% | 0.009593% | 0.009593% | 0.01224% | 0.009677% | 0.009278% | 0.009677% | 0.009785% | 0.006881% | 0.006566% | 0.006566%
4007 | 0.00624% | 0.01129% | 0.00607% | 0.00737% | 0.009306% | 0.01259% | 0.009049% | 0.01096% | 0.009236% | 0.01096% | 0.009306% | 0.00737% | 0.009306% | 0.006724% | 0.006882% | 0.00737% | 0.009306% | 0.01259% | 0.009049% | 0.01096% | 0.009236% | 0.009236% | 0.01096% | 0.009306% | 0.00737% | 0.009306% | 0.006724% | 0.006882% | 0.00624% | 0.00624%
4008 | 0.00614% | 0.0106% | 0.005898% | 0.006588% | 0.009046% | 0.01206% | 0.008979% | 0.009515% | 0.009016% | 0.009515% | 0.009046% | 0.006588% | 0.009046% | 0.005331% | 0.006876% | 0.006588% | 0.009046% | 0.01206% | 0.008979% | 0.009515% | 0.009016% | 0.009016% | 0.009515% | 0.009046% | 0.006588% | 0.009046% | 0.005331% | 0.006876% | 0.00614% | 0.00614%
4009 | 0.005387% | 0.008987% | 0.005339% | 0.006274% | 0.007912% | 0.01225% | 0.007664% | 0.009609% | 0.008205% | 0.009609% | 0.007912% | 0.006274% | 0.007912% | 0.004788% | 0.006837% | 0.006274% | 0.007912% | 0.01225% | 0.007664% | 0.009609% | 0.008205% | 0.008205% | 0.009609% | 0.007912% | 0.006274% | 0.007912% | 0.004788% | 0.006837% | 0.005387% | 0.005387%
4010 | 0.005477% | 0.008881% | 0.005432% | 0.006161% | 0.007997% | 0.01216% | 0.007711% | 0.00893% | 0.008283% | 0.00893% | 0.007997% | 0.006161% | 0.007997% | 0.004458% | 0.006842% | 0.006161% | 0.007997% | 0.01216% | 0.007711% | 0.00893% | 0.008283% | 0.008283% | 0.00893% | 0.007997% | 0.006161% | 0.007997% | 0.004458% | 0.006842% | 0.005477% | 0.005477%
4011 | 0.005283% | 0.008819% | 0.00512% | 0.006112% | 0.007889% | 0.01213% | 0.007735% | 0.008534% | 0.008047% | 0.008534% | 0.007889% | 0.006112% | 0.007889% | 0.004423% | 0.006847% | 0.006112% | 0.007889% | 0.01213% | 0.007735% | 0.008534% | 0.008047% | 0.008047% | 0.008534% | 0.007889% | 0.006112% | 0.007889% | 0.004423% | 0.006847% | 0.005283% | 0.005283%
4012 | 0.005322% | 0.008769% | 0.005206% | 0.006127% | 0.007942% | 0.01213% | 0.007816% | 0.008659% | 0.008096% | 0.008659% | 0.007942% | 0.006127% | 0.007942% | 0.004779% | 0.006853% | 0.006127% | 0.007942% | 0.01213% | 0.007816% | 0.008659% | 0.008096% | 0.008096% | 0.008659% | 0.007942% | 0.006127% | 0.007942% | 0.004779% | 0.006853% | 0.005322% | 0.005322%
4013 | 0.004009% | 0.008533% | 0.004014% | 0.006044% | 0.007408% | 0.0114% | 0.006565% | 0.008986% | 0.007973% | 0.008986% | 0.007408% | 0.006044% | 0.007408% | 0.004646% | 0.005053% | 0.006044% | 0.007408% | 0.0114% | 0.006565% | 0.008986% | 0.007973% | 0.007973% | 0.008986% | 0.007408% | 0.006044% | 0.007408% | 0.004646% | 0.005053% | 0.004009% | 0.004009%
4014 | 0.005742% | 0.00865% | 0.004945% | 0.006049% | 0.007206% | 0.01121% | 0.00598% | 0.009507% | 0.00784% | 0.009507% | 0.007206% | 0.006049% | 0.007206% | 0.005598% | 0.004259% | 0.006049% | 0.007206% | 0.01121% | 0.00598% | 0.009507% | 0.00784% | 0.00784% | 0.009507% | 0.007206% | 0.006049% | 0.007206% | 0.005598% | 0.004259% | 0.005742% | 0.005742%
4015 | 0.004516% | 0.009335% | 0.004239% | 0.006933% | 0.007661% | 0.01121% | 0.006285% | 0.01154% | 0.008266% | 0.01154% | 0.007661% | 0.006933% | 0.007661% | 0.007373% | 0.004259% | 0.006933% | 0.007661% | 0.01121% | 0.006285% | 0.01154% | 0.008266% | 0.008266% | 0.01154% | 0.007661% | 0.006933% | 0.007661% | 0.007373% | 0.004259% | 0.004516% | 0.004516%
4016 | 0.005198% | 0.01006% | 0.004936% | 0.008699% | 0.008512% | 0.01229% | 0.006965% | 0.01397% | 0.00922% | 0.01397% | 0.008512% | 0.008699% | 0.008512% | 0.01012% | 0.004276% | 0.008699% | 0.008512% | 0.01229% | 0.006965% | 0.01397% | 0.00922% | 0.00922% | 0.01397% | 0.008512% | 0.008699% | 0.008512% | 0.01012% | 0.004276% | 0.005198% | 0.005198%
4017 | 0.005786% | 0.011% | 0.005372% | 0.011% | 0.008903% | 0.01373% | 0.007234% | 0.01541% | 0.009424% | 0.01541% | 0.008903% | 0.011% | 0.008903% | 0.01282% | 0.004326% | 0.011% | 0.008903% | 0.01373% | 0.007234% | 0.01541% | 0.009424% | 0.009424% | 0.01541% | 0.008903% | 0.011% | 0.008903% | 0.01282% | 0.004326% | 0.005786% | 0.005786%
4018 | 0.006374% | 0.01209% | 0.006172% | 0.01356% | 0.009065% | 0.01428% | 0.007426% | 0.01648% | 0.009448% | 0.01648% | 0.009065% | 0.01356% | 0.009065% | 0.01526% | 0.004392% | 0.01356% | 0.009065% | 0.01428% | 0.007426% | 0.01648% | 0.009448% | 0.009448% | 0.01648% | 0.009065% | 0.01356% | 0.009065% | 0.01526% | 0.004392% | 0.006374% | 0.006374%
4019 | 0.00699% | 0.01326% | 0.006806% | 0.01597% | 0.009136% | 0.01449% | 0.007532% | 0.01733% | 0.009432% | 0.01733% | 0.009136% | 0.01597% | 0.009136% | 0.01709% | 0.00442% | 0.01597% | 0.009136% | 0.01449% | 0.007532% | 0.01733% | 0.009432% | 0.009432% | 0.01733% | 0.009136% | 0.01597% | 0.009136% | 0.01709% | 0.00442% | 0.00699% | 0.00699%
4020 | 0.00813% | 0.01386% | 0.007665% | 0.01785% | 0.009298% | 0.01414% | 0.007773% | 0.01777% | 0.009511% | 0.01777% | 0.009298% | 0.01785% | 0.009298% | 0.01821% | 0.004427% | 0.01785% | 0.009298% | 0.01414% | 0.007773% | 0.01777% | 0.009511% | 0.009511% | 0.01777% | 0.009298% | 0.01785% | 0.009298% | 0.01821% | 0.004427% | 0.00813% | 0.00813%
4021 | 0.008593% | 0.01395% | 0.008193% | 0.01875% | 0.009487% | 0.01334% | 0.00805% | 0.01804% | 0.00958% | 0.01804% | 0.009487% | 0.01875% | 0.009487% | 0.01881% | 0.004467% | 0.01875% | 0.009487% | 0.01334% | 0.00805% | 0.01804% | 0.00958% | 0.00958% | 0.01804% | 0.009487% | 0.01875% | 0.009487% | 0.01881% | 0.004467% | 0.008593% | 0.008593%
4022 | 0.008518% | 0.01334% | 0.008334% | 0.01876% | 0.009705% | 0.01228% | 0.008243% | 0.01808% | 0.009761% | 0.01808% | 0.009705% | 0.01876% | 0.009705% | 0.019% | 0.004504% | 0.01876% | 0.009705% | 0.01228% | 0.008243% | 0.01808% | 0.009761% | 0.009761% | 0.01808% | 0.009705% | 0.01876% | 0.009705% | 0.019% | 0.004504% | 0.008518% | 0.008518%
4023 | 0.0088% | 0.01226% | 0.008363% | 0.01816% | 0.009861% | 0.01146% | 0.008267% | 0.01797% | 0.009925% | 0.01797% | 0.009861% | 0.01816% | 0.009861% | 0.01885% | 0.004521% | 0.01816% | 0.009861% | 0.01146% | 0.008267% | 0.01797% | 0.009925% | 0.009925% | 0.01797% | 0.009861% | 0.01816% | 0.009861% | 0.01885% | 0.004521% | 0.0088% | 0.0088%
4024 | 0.008058% | 0.01117% | 0.007353% | 0.01686% | 0.00965% | 0.01113% | 0.007964% | 0.01591% | 0.009903% | 0.01591% | 0.00965% | 0.01686% | 0.00965% | 0.01818% | 0.004484% | 0.01686% | 0.00965% | 0.01113% | 0.007964% | 0.01591% | 0.009903% | 0.009903% | 0.01591% | 0.00965% | 0.01686% | 0.00965% | 0.01818% | 0.004484% | 0.008058% | 0.008058%
4025 | 0.007317% | 0.01029% | 0.006625% | 0.0154% | 0.009249% | 0.0113% | 0.007514% | 0.01515% | 0.009765% | 0.01515% | 0.009249% | 0.0154% | 0.009249% | 0.01704% | 0.004463% | 0.0154% | 0.009249% | 0.0113% | 0.007514% | 0.01515% | 0.009765% | 0.009765% | 0.01515% | 0.009249% | 0.0154% | 0.009249% | 0.01704% | 0.004463% | 0.007317% | 0.007317%
4026 | 0.006962% | 0.00988% | 0.006131% | 0.01383% | 0.008678% | 0.01183% | 0.00694% | 0.01465% | 0.009472% | 0.01465% | 0.008678% | 0.01383% | 0.008678% | 0.01545% | 0.004401% | 0.01383% | 0.008678% | 0.01183% | 0.00694% | 0.01465% | 0.009472% | 0.009472% | 0.01465% | 0.008678% | 0.01383% | 0.008678% | 0.01545% | 0.004401% | 0.006962% | 0.006962%
4027 | 0.006225% | 0.009617% | 0.005204% | 0.0119% | 0.007935% | 0.01234% | 0.006275% | 0.01398% | 0.008896% | 0.01398% | 0.007935% | 0.0119% | 0.007935% | 0.01334% | 0.004314% | 0.0119% | 0.007935% | 0.01234% | 0.006275% | 0.01398% | 0.008896% | 0.008896% | 0.01398% | 0.007935% | 0.0119% | 0.007935% | 0.01334% | 0.004314% | 0.006225% | 0.006225%
4028 | 0.006659% | 0.009495% | 0.00552% | 0.01077% | 0.007786% | 0.01249% | 0.006986% | 0.01328% | 0.008427% | 0.01328% | 0.007786% | 0.01077% | 0.007786% | 0.01187% | 0.005893% | 0.01077% | 0.007786% | 0.01249% | 0.006986% | 0.01328% | 0.008427% | 0.008427% | 0.01328% | 0.007786% | 0.01077% | 0.007786% | 0.01187% | 0.005893% | 0.006659% | 0.006659%
4029 | 0.005682% | 0.009417% | 0.005275% | 0.009733% | 0.007806% | 0.01272% | 0.007541% | 0.01268% | 0.008194% | 0.01268% | 0.007806% | 0.009733% | 0.007806% | 0.01027% | 0.006878% | 0.009733% | 0.007806% | 0.01272% | 0.007541% | 0.01268% | 0.008194% | 0.008194% | 0.01268% | 0.007806% | 0.009733% | 0.007806% | 0.01027% | 0.006878% | 0.005682% | 0.005682%
4030 | 0.00554% | 0.009329% | 0.005409% | 0.008581% | 0.007803% | 0.01256% | 0.007561% | 0.01218% | 0.008128% | 0.01218% | 0.007803% | 0.008581% | 0.007803% | 0.008328% | 0.006879% | 0.008581% | 0.007803% | 0.01256% | 0.007561% | 0.01218% | 0.008128% | 0.008128% | 0.01218% | 0.007803% | 0.008581% | 0.007803% | 0.008328% | 0.006879% | 0.00554% | 0.00554%
4031 | 0.005644% | 0.00923% | 0.005405% | 0.007703% | 0.007859% | 0.01242% | 0.007612% | 0.01117% | 0.008198% | 0.01117% | 0.007859% | 0.007703% | 0.007859% | 0.006584% | 0.006883% | 0.007703% | 0.007859% | 0.01242% | 0.007612% | 0.01117% | 0.008198% | 0.008198% | 0.01117% | 0.007859% | 0.007703% | 0.007859% | 0.006584% | 0.006883% | 0.005644% | 0.005644%
4032 | 0.005614% | 0.009667% | 0.005461% | 0.006708% | 0.008272% | 0.01234% | 0.008048% | 0.00999% | 0.008449% | 0.00999% | 0.008272% | 0.006708% | 0.008272% | 0.005355% | 0.006845% | 0.006708% | 0.008272% | 0.01234% | 0.008048% | 0.00999% | 0.008449% | 0.008449% | 0.00999% | 0.008272% | 0.006708% | 0.008272% | 0.005355% | 0.006845% | 0.005614% | 0.005614%
4033 | 0.005697% | 0.009508% | 0.005426% | 0.005995% | 0.008919% | 0.01097% | 0.009099% | 0.008818% | 0.009182% | 0.008818% | 0.008919% | 0.005995% | 0.008919% | 0.004692% | 0.006879% | 0.005995% | 0.008919% | 0.01097% | 0.009099% | 0.008818% | 0.009182% | 0.009182% | 0.008818% | 0.008919% | 0.005995% | 0.008919% | 0.004692% | 0.006879% | 0.005697% | 0.005697%
4034 | 0.00573% | 0.009453% | 0.00542% | 0.005843% | 0.008882% | 0.01099% | 0.00895% | 0.007642% | 0.009496% | 0.007642% | 0.008882% | 0.005843% | 0.008882% | 0.004663% | 0.006894% | 0.005843% | 0.008882% | 0.01099% | 0.00895% | 0.007642% | 0.009496% | 0.009496% | 0.007642% | 0.008882% | 0.005843% | 0.008882% | 0.004663% | 0.006894% | 0.00573% | 0.00573%
4035 | 0.00601% | 0.00936% | 0.005524% | 0.005809% | 0.009028% | 0.01104% | 0.008951% | 0.006646% | 0.01017% | 0.006646% | 0.009028% | 0.005809% | 0.009028% | 0.00483% | 0.007131% | 0.005809% | 0.009028% | 0.01104% | 0.008951% | 0.006646% | 0.01017% | 0.01017% | 0.006646% | 0.009028% | 0.005809% | 0.009028% | 0.00483% | 0.007131% | 0.00601% | 0.00601%
4036 | 0.006701% | 0.009335% | 0.005446% | 0.005949% | 0.009717% | 0.01109% | 0.009343% | 0.006504% | 0.0109% | 0.006504% | 0.009717% | 0.005949% | 0.009717% | 0.005198% | 0.007809% | 0.005949% | 0.009717% | 0.01109% | 0.009343% | 0.006504% | 0.0109% | 0.0109% | 0.006504% | 0.009717% | 0.005949% | 0.009717% | 0.005198% | 0.007809% | 0.006701% | 0.006701%
4037 | 0.006904% | 0.009594% | 0.004392% | 0.005985% | 0.0102% | 0.01008% | 0.008906% | 0.00726% | 0.01165% | 0.00726% | 0.0102% | 0.005985% | 0.0102% | 0.004704% | 0.00742% | 0.005985% | 0.0102% | 0.01008% | 0.008906% | 0.00726% | 0.01165% | 0.01165% | 0.00726% | 0.0102% | 0.005985% | 0.0102% | 0.004704% | 0.00742% | 0.006904% | 0.006904%
4038 | 0.01054% | 0.009816% | 0.009268% | 0.006579% | 0.01245% | 0.01007% | 0.01013% | 0.009165% | 0.01391% | 0.009165% | 0.01245% | 0.006579% | 0.01245% | 0.005856% | 0.009087% | 0.006579% | 0.01245% | 0.01007% | 0.01013% | 0.009165% | 0.01391% | 0.01391% | 0.009165% | 0.01245% | 0.006579% | 0.01245% | 0.005856% | 0.009087% | 0.01054% | 0.01054%
4039 | 0.01281% | 0.01125% | 0.01234% | 0.008601% | 0.01497% | 0.01042% | 0.01244% | 0.0129% | 0.01584% | 0.0129% | 0.01497% | 0.008601% | 0.01497% | 0.008653% | 0.0122% | 0.008601% | 0.01497% | 0.01042% | 0.01244% | 0.0129% | 0.01584% | 0.01584% | 0.0129% | 0.01497% | 0.008601% | 0.01497% | 0.008653% | 0.0122% | 0.01281% | 0.01281%
4040 | 0.01557% | 0.01447% | 0.01449% | 0.01165% | 0.01733% | 0.01098% | 0.01481% | 0.01554% | 0.01753% | 0.01554% | 0.01733% | 0.01165% | 0.01733% | 0.01238% | 0.01512% | 0.01165% | 0.01733% | 0.01098% | 0.01481% | 0.01554% | 0.01753% | 0.01753% | 0.01554% | 0.01733% | 0.01165% | 0.01733% | 0.01238% | 0.01512% | 0.01557% | 0.01557%
4041 | 0.01885% | 0.01833% | 0.01721% | 0.01432% | 0.01941% | 0.01164% | 0.01705% | 0.01638% | 0.01911% | 0.01638% | 0.01941% | 0.01432% | 0.01941% | 0.01487% | 0.0174% | 0.01432% | 0.01941% | 0.01164% | 0.01705% | 0.01638% | 0.01911% | 0.01911% | 0.01638% | 0.01941% | 0.01432% | 0.01941% | 0.01487% | 0.0174% | 0.01885% | 0.01885%
4042 | 0.02153% | 0.02106% | 0.0201% | 0.01636% | 0.02052% | 0.01236% | 0.01888% | 0.01691% | 0.01968% | 0.01691% | 0.02052% | 0.01636% | 0.02052% | 0.01645% | 0.01904% | 0.01636% | 0.02052% | 0.01236% | 0.01888% | 0.01691% | 0.01968% | 0.01968% | 0.01691% | 0.02052% | 0.01636% | 0.02052% | 0.01645% | 0.01904% | 0.02153% | 0.02153%
4043 | 0.02349% | 0.02207% | 0.02193% | 0.01781% | 0.02059% | 0.01259% | 0.01979% | 0.01663% | 0.01947% | 0.01663% | 0.02059% | 0.01781% | 0.02059% | 0.01758% | 0.02007% | 0.01781% | 0.02059% | 0.01259% | 0.01979% | 0.01663% | 0.01947% | 0.01947% | 0.01663% | 0.02059% | 0.01781% | 0.02059% | 0.01758% | 0.02007% | 0.02349% | 0.02349%
4044 | 0.02434% | 0.02173% | 0.02295% | 0.0186% | 0.01996% | 0.01215% | 0.01997% | 0.01557% | 0.01888% | 0.01557% | 0.01996% | 0.0186% | 0.01996% | 0.01831% | 0.02048% | 0.0186% | 0.01996% | 0.01215% | 0.01997% | 0.01557% | 0.01888% | 0.01888% | 0.01557% | 0.01996% | 0.0186% | 0.01996% | 0.01831% | 0.02048% | 0.02434% | 0.02434%
4045 | 0.0243% | 0.02082% | 0.02363% | 0.01912% | 0.01895% | 0.01116% | 0.01969% | 0.01471% | 0.01818% | 0.01471% | 0.01895% | 0.01912% | 0.01895% | 0.01879% | 0.02047% | 0.01912% | 0.01895% | 0.01116% | 0.01969% | 0.01471% | 0.01818% | 0.01818% | 0.01471% | 0.01895% | 0.01912% | 0.01895% | 0.01879% | 0.02047% | 0.0243% | 0.0243%
4046 | 0.02358% | 0.01821% | 0.02334% | 0.01939% | 0.01786% | 0.01016% | 0.01886% | 0.01457% | 0.01735% | 0.01457% | 0.01786% | 0.01939% | 0.01786% | 0.01897% | 0.02016% | 0.01939% | 0.01786% | 0.01016% | 0.01886% | 0.01457% | 0.01735% | 0.01735% | 0.01457% | 0.01786% | 0.01939% | 0.01786% | 0.01897% | 0.02016% | 0.02358% | 0.02358%
4047 | 0.02156% | 0.01529% | 0.02242% | 0.01908% | 0.01664% | 0.009668% | 0.01737% | 0.01472% | 0.01633% | 0.01472% | 0.01664% | 0.01908% | 0.01664% | 0.01853% | 0.01907% | 0.01908% | 0.01664% | 0.009668% | 0.01737% | 0.01472% | 0.01633% | 0.01633% | 0.01472% | 0.01664% | 0.01908% | 0.01664% | 0.01853% | 0.01907% | 0.02156% | 0.02156%
4048 | 0.01879% | 0.01363% | 0.02115% | 0.01847% | 0.0153% | 0.009491% | 0.01549% | 0.01294% | 0.01519% | 0.01294% | 0.0153% | 0.01847% | 0.0153% | 0.01735% | 0.0169% | 0.01847% | 0.0153% | 0.009491% | 0.01549% | 0.01294% | 0.01519% | 0.01519% | 0.01294% | 0.0153% | 0.01847% | 0.0153% | 0.01735% | 0.0169% | 0.01879% | 0.01879%
4049 | 0.01522% | 0.01156% | 0.01932% | 0.01737% | 0.0134% | 0.009604% | 0.01366% | 0.0125% | 0.0136% | 0.0125% | 0.0134% | 0.01737% | 0.0134% | 0.01584% | 0.01402% | 0.01737% | 0.0134% | 0.009604% | 0.01366% | 0.0125% | 0.0136% | 0.0136% | 0.0125% | 0.0134% | 0.01737% | 0.0134% | 0.01584% | 0.01402% | 0.01522% | 0.01522%
4050 | 0.01184% | 0.0107% | 0.01769% | 0.01609% | 0.01161% | 0.01012% | 0.01221% | 0.01216% | 0.01213% | 0.01216% | 0.01161% | 0.01609% | 0.01161% | 0.01436% | 0.01107% | 0.01609% | 0.01161% | 0.01012% | 0.01221% | 0.01216% | 0.01213% | 0.01213% | 0.01216% | 0.01161% | 0.01609% | 0.01161% | 0.01436% | 0.01107% | 0.01184% | 0.01184%
4051 | 0.00943% | 0.01023% | 0.0138% | 0.01463% | 0.01024% | 0.01035% | 0.01093% | 0.01206% | 0.01102% | 0.01206% | 0.01024% | 0.01463% | 0.01024% | 0.01308% | 0.008917% | 0.01463% | 0.01024% | 0.01035% | 0.01093% | 0.01206% | 0.01102% | 0.01102% | 0.01206% | 0.01024% | 0.01463% | 0.01024% | 0.01308% | 0.008917% | 0.00943% | 0.00943%
4052 | 0.009016% | 0.01007% | 0.009713% | 0.01384% | 0.009771% | 0.01044% | 0.01083% | 0.01231% | 0.01024% | 0.01231% | 0.009771% | 0.01384% | 0.009771% | 0.0126% | 0.009034% | 0.01384% | 0.009771% | 0.01044% | 0.01083% | 0.01231% | 0.01024% | 0.01024% | 0.01231% | 0.009771% | 0.01384% | 0.009771% | 0.0126% | 0.009034% | 0.009016% | 0.009016%
4053 | 0.006443% | 0.009916% | 0.006409% | 0.0121% | 0.009477% | 0.01063% | 0.01051% | 0.01256% | 0.009756% | 0.01256% | 0.009477% | 0.0121% | 0.009477% | 0.01092% | 0.009121% | 0.0121% | 0.009477% | 0.01063% | 0.01051% | 0.01256% | 0.009756% | 0.009756% | 0.01256% | 0.009477% | 0.0121% | 0.009477% | 0.01092% | 0.009121% | 0.006443% | 0.006443%
4054 | 0.005928% | 0.009747% | 0.005642% | 0.009415% | 0.009195% | 0.01063% | 0.009633% | 0.0127% | 0.009515% | 0.0127% | 0.009195% | 0.009415% | 0.009195% | 0.007503% | 0.008347% | 0.009415% | 0.009195% | 0.01063% | 0.009633% | 0.0127% | 0.009515% | 0.009515% | 0.0127% | 0.009195% | 0.009415% | 0.009195% | 0.007503% | 0.008347% | 0.005928% | 0.005928%
4055 | 0.005592% | 0.009662% | 0.005515% | 0.007681% | 0.009047% | 0.01067% | 0.00912% | 0.01265% | 0.009376% | 0.01265% | 0.009047% | 0.007681% | 0.009047% | 0.005342% | 0.00775% | 0.007681% | 0.009047% | 0.01067% | 0.00912% | 0.01265% | 0.009376% | 0.009376% | 0.01265% | 0.009047% | 0.007681% | 0.009047% | 0.005342% | 0.00775% | 0.005592% | 0.005592%
4056 | 0.005569% | 0.009438% | 0.005451% | 0.006677% | 0.008681% | 0.01111% | 0.008583% | 0.01034% | 0.009008% | 0.01034% | 0.008681% | 0.006677% | 0.008681% | 0.004903% | 0.007081% | 0.006677% | 0.008681% | 0.01111% | 0.008583% | 0.01034% | 0.009008% | 0.009008% | 0.01034% | 0.008681% | 0.006677% | 0.008681% | 0.004903% | 0.007081% | 0.005569% | 0.005569%
4057 | 0.005506% | 0.009469% | 0.005523% | 0.00601% | 0.008769% | 0.01078% | 0.008747% | 0.00878% | 0.009169% | 0.00878% | 0.008769% | 0.00601% | 0.008769% | 0.004713% | 0.006881% | 0.00601% | 0.008769% | 0.01078% | 0.008747% | 0.00878% | 0.009169% | 0.009169% | 0.00878% | 0.008769% | 0.00601% | 0.008769% | 0.004713% | 0.006881% | 0.005506% | 0.005506%
4058 | 0.005624% | 0.009396% | 0.005428% | 0.005859% | 0.008757% | 0.01084% | 0.00873% | 0.007626% | 0.009456% | 0.007626% | 0.008757% | 0.005859% | 0.008757% | 0.004689% | 0.006899% | 0.005859% | 0.008757% | 0.01084% | 0.00873% | 0.007626% | 0.009456% | 0.009456% | 0.007626% | 0.008757% | 0.005859% | 0.008757% | 0.004689% | 0.006899% | 0.005624% | 0.005624%
4059 | 0.005824% | 0.009319% | 0.005405% | 0.005821% | 0.008912% | 0.01089% | 0.008789% | 0.006668% | 0.01009% | 0.006668% | 0.008912% | 0.005821% | 0.008912% | 0.004859% | 0.007134% | 0.005821% | 0.008912% | 0.01089% | 0.008789% | 0.006668% | 0.01009% | 0.01009% | 0.006668% | 0.008912% | 0.005821% | 0.008912% | 0.004859% | 0.007134% | 0.005824% | 0.005824%
4060 | 0.00664% | 0.009272% | 0.005455% | 0.005958% | 0.00955% | 0.01094% | 0.009138% | 0.006527% | 0.01089% | 0.006527% | 0.00955% | 0.005958% | 0.00955% | 0.005271% | 0.007811% | 0.005958% | 0.00955% | 0.01094% | 0.009138% | 0.006527% | 0.01089% | 0.01089% | 0.006527% | 0.00955% | 0.005958% | 0.00955% | 0.005271% | 0.007811% | 0.00664% | 0.00664%
4061 | 0.006844% | 0.00954% | 0.004345% | 0.006039% | 0.009972% | 0.01001% | 0.008644% | 0.007369% | 0.01169% | 0.007369% | 0.009972% | 0.006039% | 0.009972% | 0.004793% | 0.007423% | 0.006039% | 0.009972% | 0.01001% | 0.008644% | 0.007369% | 0.01169% | 0.01169% | 0.007369% | 0.009972% | 0.006039% | 0.009972% | 0.004793% | 0.007423% | 0.006844% | 0.006844%
4062 | 0.01086% | 0.009743% | 0.009464% | 0.006626% | 0.01224% | 0.009903% | 0.009862% | 0.009277% | 0.01403% | 0.009277% | 0.01224% | 0.006626% | 0.01224% | 0.006005% | 0.009088% | 0.006626% | 0.01224% | 0.009903% | 0.009862% | 0.009277% | 0.01403% | 0.01403% | 0.009277% | 0.01224% | 0.006626% | 0.01224% | 0.006005% | 0.009088% | 0.01086% | 0.01086%
4063 | 0.01417% | 0.01121% | 0.01309% | 0.00883% | 0.0149% | 0.01017% | 0.01241% | 0.01316% | 0.01589% | 0.01316% | 0.0149% | 0.00883% | 0.0149% | 0.009062% | 0.01223% | 0.00883% | 0.0149% | 0.01017% | 0.01241% | 0.01316% | 0.01589% | 0.01589% | 0.01316% | 0.0149% | 0.00883% | 0.0149% | 0.009062% | 0.01223% | 0.01417% | 0.01417%
4064 | 0.01726% | 0.01453% | 0.01553% | 0.01195% | 0.01708% | 0.01092% | 0.01495% | 0.01548% | 0.01705% | 0.01548% | 0.01708% | 0.01195% | 0.01708% | 0.01308% | 0.01518% | 0.01195% | 0.01708% | 0.01092% | 0.01495% | 0.01548% | 0.01705% | 0.01705% | 0.01548% | 0.01708% | 0.01195% | 0.01708% | 0.01308% | 0.01518% | 0.01726% | 0.01726%
4065 | 0.01996% | 0.01819% | 0.01818% | 0.01457% | 0.01896% | 0.01189% | 0.01735% | 0.01583% | 0.01812% | 0.01583% | 0.01896% | 0.01457% | 0.01896% | 0.01569% | 0.01749% | 0.01457% | 0.01896% | 0.01189% | 0.01735% | 0.01583% | 0.01812% | 0.01812% | 0.01583% | 0.01896% | 0.01457% | 0.01896% | 0.01569% | 0.01749% | 0.01996% | 0.01996%
4066 | 0.02218% | 0.02083% | 0.02065% | 0.01661% | 0.0202% | 0.01322% | 0.01926% | 0.01632% | 0.01879% | 0.01632% | 0.0202% | 0.01661% | 0.0202% | 0.0174% | 0.01913% | 0.01661% | 0.0202% | 0.01322% | 0.01926% | 0.01632% | 0.01879% | 0.01879% | 0.01632% | 0.0202% | 0.01661% | 0.0202% | 0.0174% | 0.01913% | 0.02218% | 0.02218%
4067 | 0.02416% | 0.02191% | 0.0225% | 0.01825% | 0.02053% | 0.014% | 0.02035% | 0.01634% | 0.01885% | 0.01634% | 0.02053% | 0.01825% | 0.02053% | 0.01882% | 0.0202% | 0.01825% | 0.02053% | 0.014% | 0.02035% | 0.01634% | 0.01885% | 0.01885% | 0.01634% | 0.02053% | 0.01825% | 0.02053% | 0.01882% | 0.0202% | 0.02416% | 0.02416%
4068 | 0.02552% | 0.02156% | 0.02375% | 0.01942% | 0.02033% | 0.01389% | 0.02076% | 0.01572% | 0.01868% | 0.01572% | 0.02033% | 0.01942% | 0.02033% | 0.01982% | 0.02064% | 0.01942% | 0.02033% | 0.01389% | 0.02076% | 0.01572% | 0.01868% | 0.01868% | 0.01572% | 0.02033% | 0.01942% | 0.02033% | 0.01982% | 0.02064% | 0.02552% | 0.02552%
4069 | 0.02594% | 0.02072% | 0.02447% | 0.02014% | 0.01961% | 0.01301% | 0.02067% | 0.01521% | 0.01833% | 0.01521% | 0.01961% | 0.02014% | 0.01961% | 0.02045% | 0.02065% | 0.02014% | 0.01961% | 0.01301% | 0.02067% | 0.01521% | 0.01833% | 0.01833% | 0.01521% | 0.01961% | 0.02014% | 0.01961% | 0.02045% | 0.02065% | 0.02594% | 0.02594%
4070 | 0.02479% | 0.01812% | 0.02374% | 0.02019% | 0.01834% | 0.01206% | 0.01982% | 0.01491% | 0.01737% | 0.01491% | 0.01834% | 0.02019% | 0.01834% | 0.02052% | 0.02035% | 0.02019% | 0.01834% | 0.01206% | 0.01982% | 0.01491% | 0.01737% | 0.01737% | 0.01491% | 0.01834% | 0.02019% | 0.01834% | 0.02052% | 0.02035% | 0.02479% | 0.02479%
4071 | 0.02231% | 0.01527% | 0.0225% | 0.0197% | 0.01704% | 0.0112% | 0.01816% | 0.01499% | 0.01643% | 0.01499% | 0.01704% | 0.0197% | 0.01704% | 0.01988% | 0.01925% | 0.0197% | 0.01704% | 0.0112% | 0.01816% | 0.01499% | 0.01643% | 0.01643% | 0.01499% | 0.01704% | 0.0197% | 0.01704% | 0.01988% | 0.01925% | 0.02231% | 0.02231%
4072 | 0.01874% | 0.0137% | 0.02064% | 0.01879% | 0.01532% | 0.01087% | 0.016% | 0.01293% | 0.01474% | 0.01293% | 0.01532% | 0.01879% | 0.01532% | 0.01842% | 0.01699% | 0.01879% | 0.01532% | 0.01087% | 0.016% | 0.01293% | 0.01474% | 0.01474% | 0.01293% | 0.01532% | 0.01879% | 0.01532% | 0.01842% | 0.01699% | 0.01874% | 0.01874%
4073 | 0.0148% | 0.01167% | 0.01861% | 0.01742% | 0.01349% | 0.01076% | 0.0142% | 0.01219% | 0.01319% | 0.01219% | 0.01349% | 0.01742% | 0.01349% | 0.01666% | 0.01415% | 0.01742% | 0.01349% | 0.01076% | 0.0142% | 0.01219% | 0.01319% | 0.01319% | 0.01219% | 0.01349% | 0.01742% | 0.01349% | 0.01666% | 0.01415% | 0.0148% | 0.0148%
4074 | 0.01185% | 0.01081% | 0.01726% | 0.01619% | 0.0118% | 0.01081% | 0.01276% | 0.01191% | 0.01188% | 0.01191% | 0.0118% | 0.01619% | 0.0118% | 0.01507% | 0.01122% | 0.01619% | 0.0118% | 0.01081% | 0.01276% | 0.01191% | 0.01188% | 0.01188% | 0.01191% | 0.0118% | 0.01619% | 0.0118% | 0.01507% | 0.01122% | 0.01185% | 0.01185%
4075 | 0.009397% | 0.0103% | 0.0134% | 0.01466% | 0.01036% | 0.01072% | 0.0113% | 0.01173% | 0.01079% | 0.01173% | 0.01036% | 0.01466% | 0.01036% | 0.01356% | 0.008988% | 0.01466% | 0.01036% | 0.01072% | 0.0113% | 0.01173% | 0.01079% | 0.01079% | 0.01173% | 0.01036% | 0.01466% | 0.01036% | 0.01356% | 0.008988% | 0.009397% | 0.009397%
4076 | 0.008781% | 0.009937% | 0.009095% | 0.01363% | 0.009716% | 0.01059% | 0.01091% | 0.01184% | 0.009954% | 0.01184% | 0.009716% | 0.01363% | 0.009716% | 0.01277% | 0.009045% | 0.01363% | 0.009716% | 0.01059% | 0.01091% | 0.01184% | 0.009954% | 0.009954% | 0.01184% | 0.009716% | 0.01363% | 0.009716% | 0.01277% | 0.009045% | 0.008781% | 0.008781%
4077 | 0.00639% | 0.009676% | 0.006373% | 0.01192% | 0.009375% | 0.01066% | 0.01053% | 0.01224% | 0.009511% | 0.01224% | 0.009375% | 0.01192% | 0.009375% | 0.01098% | 0.009119% | 0.01192% | 0.009375% | 0.01066% | 0.01053% | 0.01224% | 0.009511% | 0.009511% | 0.01224% | 0.009375% | 0.01192% | 0.009375% | 0.01098% | 0.009119% | 0.00639% | 0.00639%
4078 | 0.005888% | 0.009453% | 0.005562% | 0.009271% | 0.009071% | 0.01057% | 0.009634% | 0.01242% | 0.009313% | 0.01242% | 0.009071% | 0.009271% | 0.009071% | 0.007519% | 0.00834% | 0.009271% | 0.009071% | 0.01057% | 0.009634% | 0.01242% | 0.009313% | 0.009313% | 0.01242% | 0.009071% | 0.009271% | 0.009071% | 0.007519% | 0.00834% | 0.005888% | 0.005888%
4079 | 0.005662% | 0.009226% | 0.005455% | 0.007525% | 0.008827% | 0.01055% | 0.009059% | 0.0122% | 0.00908% | 0.0122% | 0.008827% | 0.007525% | 0.008827% | 0.005314% | 0.007741% | 0.007525% | 0.008827% | 0.01055% | 0.009059% | 0.0122% | 0.00908% | 0.00908% | 0.0122% | 0.008827% | 0.007525% | 0.008827% | 0.005314% | 0.007741% | 0.005662% | 0.005662%
4080 | 0.005581% | 0.009174% | 0.005424% | 0.006537% | 0.008712% | 0.0106% | 0.008804% | 0.01003% | 0.00901% | 0.01003% | 0.008712% | 0.006537% | 0.008712% | 0.004777% | 0.007109% | 0.006537% | 0.008712% | 0.0106% | 0.008804% | 0.01003% | 0.00901% | 0.00901% | 0.01003% | 0.008712% | 0.006537% | 0.008712% | 0.004777% | 0.007109% | 0.005581% | 0.005581%
4081 | 0.005491% | 0.008888% | 0.005419% | 0.005955% | 0.00854% | 0.01062% | 0.008652% | 0.00849% | 0.008909% | 0.00849% | 0.00854% | 0.005955% | 0.00854% | 0.004649% | 0.006878% | 0.005955% | 0.00854% | 0.01062% | 0.008652% | 0.00849% | 0.008909% | 0.008909% | 0.00849% | 0.00854% | 0.005955% | 0.00854% | 0.004649% | 0.006878% | 0.005491% | 0.005491%
4082 | 0.00556% | 0.008787% | 0.005368% | 0.005801% | 0.008504% | 0.01068% | 0.008603% | 0.007326% | 0.009166% | 0.007326% | 0.008504% | 0.005801% | 0.008504% | 0.004625% | 0.006898% | 0.005801% | 0.008504% | 0.01068% | 0.008603% | 0.007326% | 0.009166% | 0.009166% | 0.007326% | 0.008504% | 0.005801% | 0.008504% | 0.004625% | 0.006898% | 0.00556% | 0.00556%
4083 | 0.005863% | 0.00869% | 0.005365% | 0.005754% | 0.008598% | 0.01075% | 0.008637% | 0.006324% | 0.009731% | 0.006324% | 0.008598% | 0.005754% | 0.008598% | 0.004786% | 0.007137% | 0.005754% | 0.008598% | 0.01075% | 0.008637% | 0.006324% | 0.009731% | 0.009731% | 0.006324% | 0.008598% | 0.005754% | 0.008598% | 0.004786% | 0.007137% | 0.005863% | 0.005863%
4084 | 0.006471% | 0.008594% | 0.005407% | 0.005859% | 0.009165% | 0.01082% | 0.008919% | 0.006221% | 0.01045% | 0.006221% | 0.009165% | 0.005859% | 0.009165% | 0.005161% | 0.007814% | 0.005859% | 0.009165% | 0.01082% | 0.008919% | 0.006221% | 0.01045% | 0.01045% | 0.006221% | 0.009165% | 0.005859% | 0.009165% | 0.005161% | 0.007814% | 0.006471% | 0.006471%
4085 | 0.006671% | 0.008975% | 0.004388% | 0.005798% | 0.009539% | 0.009941% | 0.008369% | 0.006969% | 0.01117% | 0.006969% | 0.009539% | 0.005798% | 0.009539% | 0.00467% | 0.007429% | 0.005798% | 0.009539% | 0.009941% | 0.008369% | 0.006969% | 0.01117% | 0.01117% | 0.006969% | 0.009539% | 0.005798% | 0.009539% | 0.00467% | 0.007429% | 0.006671% | 0.006671%
4086 | 0.009967% | 0.009136% | 0.008857% | 0.006246% | 0.01159% | 0.009769% | 0.009438% | 0.008825% | 0.01344% | 0.008825% | 0.01159% | 0.006246% | 0.01159% | 0.005684% | 0.00908% | 0.006246% | 0.01159% | 0.009769% | 0.009438% | 0.008825% | 0.01344% | 0.01344% | 0.008825% | 0.01159% | 0.006246% | 0.01159% | 0.005684% | 0.00908% | 0.009967% | 0.009967%
4087 | 0.012% | 0.01062% | 0.01137% | 0.008128% | 0.01416% | 0.01011% | 0.01181% | 0.01223% | 0.01531% | 0.01223% | 0.01416% | 0.008128% | 0.01416% | 0.00837% | 0.01218% | 0.008128% | 0.01416% | 0.01011% | 0.01181% | 0.01223% | 0.01531% | 0.01531% | 0.01223% | 0.01416% | 0.008128% | 0.01416% | 0.00837% | 0.01218% | 0.012% | 0.012%
4088 | 0.01439% | 0.01387% | 0.01286% | 0.01101% | 0.01658% | 0.0108% | 0.0143% | 0.01478% | 0.01692% | 0.01478% | 0.01658% | 0.01101% | 0.01658% | 0.01207% | 0.01513% | 0.01101% | 0.01658% | 0.0108% | 0.0143% | 0.01478% | 0.01692% | 0.01692% | 0.01478% | 0.01658% | 0.01101% | 0.01658% | 0.01207% | 0.01513% | 0.01439% | 0.01439%
4089 | 0.01713% | 0.01744% | 0.0152% | 0.01361% | 0.01862% | 0.01185% | 0.01663% | 0.01536% | 0.01823% | 0.01536% | 0.01862% | 0.01361% | 0.01862% | 0.0147% | 0.01743% | 0.01361% | 0.01862% | 0.01185% | 0.01663% | 0.01536% | 0.01823% | 0.01823% | 0.01536% | 0.01862% | 0.01361% | 0.01862% | 0.0147% | 0.01743% | 0.01713% | 0.01713%
4090 | 0.01954% | 0.02029% | 0.01781% | 0.01569% | 0.01981% | 0.01361% | 0.01851% | 0.01586% | 0.01864% | 0.01586% | 0.01981% | 0.01569% | 0.01981% | 0.01651% | 0.01906% | 0.01569% | 0.01981% | 0.01361% | 0.01851% | 0.01586% | 0.01864% | 0.01864% | 0.01586% | 0.01981% | 0.01569% | 0.01981% | 0.01651% | 0.01906% | 0.01954% | 0.01954%
4091 | 0.02103% | 0.02126% | 0.01938% | 0.01707% | 0.01984% | 0.0145% | 0.0194% | 0.01564% | 0.01824% | 0.01564% | 0.01984% | 0.01707% | 0.01984% | 0.0177% | 0.02006% | 0.01707% | 0.01984% | 0.0145% | 0.0194% | 0.01564% | 0.01824% | 0.01824% | 0.01564% | 0.01984% | 0.01707% | 0.01984% | 0.0177% | 0.02006% | 0.02103% | 0.02103%
4092 | 0.02194% | 0.02088% | 0.02037% | 0.01802% | 0.01942% | 0.01416% | 0.01967% | 0.01486% | 0.01788% | 0.01486% | 0.01942% | 0.01802% | 0.01942% | 0.01852% | 0.02046% | 0.01802% | 0.01942% | 0.01416% | 0.01967% | 0.01486% | 0.01788% | 0.01788% | 0.01486% | 0.01942% | 0.01802% | 0.01942% | 0.01852% | 0.02046% | 0.02194% | 0.02194%
4093 | 0.02195% | 0.02004% | 0.02103% | 0.01865% | 0.01847% | 0.01342% | 0.01947% | 0.01403% | 0.01718% | 0.01403% | 0.01847% | 0.01865% | 0.01847% | 0.01917% | 0.02044% | 0.01865% | 0.01847% | 0.01342% | 0.01947% | 0.01403% | 0.01718% | 0.01718% | 0.01403% | 0.01847% | 0.01865% | 0.01847% | 0.01917% | 0.02044% | 0.02195% | 0.02195%
4094 | 0.02086% | 0.01755% | 0.02065% | 0.01884% | 0.01717% | 0.01264% | 0.01865% | 0.01367% | 0.01603% | 0.01367% | 0.01717% | 0.01884% | 0.01717% | 0.01941% | 0.02012% | 0.01884% | 0.01717% | 0.01264% | 0.01865% | 0.01367% | 0.01603% | 0.01603% | 0.01367% | 0.01717% | 0.01884% | 0.01717% | 0.01941% | 0.02012% | 0.02086% | 0.02086%
4095 | 0.01914% | 0.0148% | 0.02007% | 0.01858% | 0.01596% | 0.01193% | 0.01716% | 0.01394% | 0.01504% | 0.01394% | 0.01596% | 0.01858% | 0.01596% | 0.01901% | 0.01904% | 0.01858% | 0.01596% | 0.01193% | 0.01716% | 0.01394% | 0.01504% | 0.01504% | 0.01394% | 0.01596% | 0.01858% | 0.01596% | 0.01901% | 0.01904% | 0.01914% | 0.01914%
4096 | 0.01693% | 0.01327% | 0.01907% | 0.01819% | 0.01505% | 0.01163% | 0.01551% | 0.01263% | 0.01439% | 0.01263% | 0.01505% | 0.01819% | 0.01505% | 0.01801% | 0.01688% | 0.01819% | 0.01505% | 0.01163% | 0.01551% | 0.01263% | 0.01439% | 0.01439% | 0.01263% | 0.01505% | 0.01819% | 0.01505% | 0.01801% | 0.01688% | 0.01693% | 0.01693%
4097 | 0.01437% | 0.01142% | 0.01794% | 0.01747% | 0.01393% | 0.01144% | 0.01402% | 0.01279% | 0.01385% | 0.01279% | 0.01393% | 0.01747% | 0.01393% | 0.0166% | 0.01409% | 0.01747% | 0.01393% | 0.01144% | 0.01402% | 0.01279% | 0.01385% | 0.01385% | 0.01279% | 0.01393% | 0.01747% | 0.01393% | 0.0166% | 0.01409% | 0.01437% | 0.01437%
4098 | 0.01156% | 0.01058% | 0.01677% | 0.01631% | 0.01216% | 0.0115% | 0.01259% | 0.01259% | 0.0124% | 0.01259% | 0.01216% | 0.01631% | 0.01216% | 0.01503% | 0.01116% | 0.01631% | 0.01216% | 0.0115% | 0.01259% | 0.01259% | 0.0124% | 0.0124% | 0.01259% | 0.01216% | 0.01631% | 0.01216% | 0.01503% | 0.01116% | 0.01156% | 0.01156%
4099 | 0.009196% | 0.01001% | 0.01296% | 0.01478% | 0.01058% | 0.01148% | 0.01115% | 0.01232% | 0.01105% | 0.01232% | 0.01058% | 0.01478% | 0.01058% | 0.01352% | 0.008965% | 0.01478% | 0.01058% | 0.01148% | 0.01115% | 0.01232% | 0.01105% | 0.01105% | 0.01232% | 0.01058% | 0.01478% | 0.01058% | 0.01352% | 0.008965% | 0.009196% | 0.009196%
4100 | 0.008581% | 0.009784% | 0.008803% | 0.01383% | 0.009982% | 0.01118% | 0.01084% | 0.01237% | 0.0102% | 0.01237% | 0.009982% | 0.01383% | 0.009982% | 0.01283% | 0.009043% | 0.01383% | 0.009982% | 0.01118% | 0.01084% | 0.01237% | 0.0102% | 0.0102% | 0.01237% | 0.009982% | 0.01383% | 0.009982% | 0.01283% | 0.009043% | 0.008581% | 0.008581%
4101 | 0.006331% | 0.009633% | 0.006348% | 0.01218% | 0.009652% | 0.01095% | 0.0105% | 0.01266% | 0.009788% | 0.01266% | 0.009652% | 0.01218% | 0.009652% | 0.01116% | 0.00912% | 0.01218% | 0.009652% | 0.01095% | 0.0105% | 0.01266% | 0.009788% | 0.009788% | 0.01266% | 0.009652% | 0.01218% | 0.009652% | 0.01116% | 0.00912% | 0.006331% | 0.006331%
4102 | 0.005861% | 0.009468% | 0.005477% | 0.009501% | 0.009315% | 0.01071% | 0.009606% | 0.01275% | 0.009522% | 0.01275% | 0.009315% | 0.009501% | 0.009315% | 0.007719% | 0.00834% | 0.009501% | 0.009315% | 0.01071% | 0.009606% | 0.01275% | 0.009522% | 0.009522% | 0.01275% | 0.009315% | 0.009501% | 0.009315% | 0.007719% | 0.00834% | 0.005861% | 0.005861%
4103 | 0.005592% | 0.009344% | 0.005457% | 0.007679% | 0.009117% | 0.01062% | 0.009068% | 0.01265% | 0.009389% | 0.01265% | 0.009117% | 0.007679% | 0.009117% | 0.005421% | 0.007739% | 0.007679% | 0.009117% | 0.01062% | 0.009068% | 0.01265% | 0.009389% | 0.009389% | 0.01265% | 0.009117% | 0.007679% | 0.009117% | 0.005421% | 0.007739% | 0.005592% | 0.005592%
4104 | 0.005572% | 0.00916% | 0.005345% | 0.006586% | 0.008886% | 0.01063% | 0.008809% | 0.01019% | 0.009175% | 0.01019% | 0.008886% | 0.006586% | 0.008886% | 0.004794% | 0.007103% | 0.006586% | 0.008886% | 0.01063% | 0.008809% | 0.01019% | 0.009175% | 0.009175% | 0.01019% | 0.008886% | 0.006586% | 0.008886% | 0.004794% | 0.007103% | 0.005572% | 0.005572%
4105 | 0.005573% | 0.009097% | 0.005378% | 0.005957% | 0.008831% | 0.01069% | 0.008706% | 0.008752% | 0.009192% | 0.008752% | 0.008831% | 0.005957% | 0.008831% | 0.004596% | 0.00687% | 0.005957% | 0.008831% | 0.01069% | 0.008706% | 0.008752% | 0.009192% | 0.009192% | 0.008752% | 0.008831% | 0.005957% | 0.008831% | 0.004596% | 0.00687% | 0.005573% | 0.005573%
4106 | 0.005635% | 0.009028% | 0.005404% | 0.005805% | 0.008795% | 0.01073% | 0.008671% | 0.007607% | 0.009488% | 0.007607% | 0.008795% | 0.005805% | 0.008795% | 0.004565% | 0.006889% | 0.005805% | 0.008795% | 0.01073% | 0.008671% | 0.007607% | 0.009488% | 0.009488% | 0.007607% | 0.008795% | 0.005805% | 0.008795% | 0.004565% | 0.006889% | 0.005635% | 0.005635%
4107 | 0.005893% | 0.008953% | 0.005417% | 0.005765% | 0.008913% | 0.01082% | 0.008709% | 0.006661% | 0.01015% | 0.006661% | 0.008913% | 0.005765% | 0.008913% | 0.004719% | 0.007127% | 0.005765% | 0.008913% | 0.01082% | 0.008709% | 0.006661% | 0.01015% | 0.01015% | 0.006661% | 0.008913% | 0.005765% | 0.008913% | 0.004719% | 0.007127% | 0.005893% | 0.005893%
4108 | 0.006598% | 0.008863% | 0.005438% | 0.005893% | 0.00951% | 0.01088% | 0.009044% | 0.006543% | 0.01092% | 0.006543% | 0.00951% | 0.005893% | 0.00951% | 0.005078% | 0.007803% | 0.005893% | 0.00951% | 0.01088% | 0.009044% | 0.006543% | 0.01092% | 0.01092% | 0.006543% | 0.00951% | 0.005893% | 0.00951% | 0.005078% | 0.007803% | 0.006598% | 0.006598%
4109 | 0.006794% | 0.009212% | 0.004349% | 0.005926% | 0.009898% | 0.009887% | 0.00853% | 0.007283% | 0.0116% | 0.007283% | 0.009898% | 0.005926% | 0.009898% | 0.004583% | 0.007415% | 0.005926% | 0.009898% | 0.009887% | 0.00853% | 0.007283% | 0.0116% | 0.0116% | 0.007283% | 0.009898% | 0.005926% | 0.009898% | 0.004583% | 0.007415% | 0.006794% | 0.006794%
4110 | 0.01011% | 0.009428% | 0.008727% | 0.006441% | 0.01186% | 0.009852% | 0.009603% | 0.008998% | 0.0136% | 0.008998% | 0.01186% | 0.006441% | 0.01186% | 0.005708% | 0.009074% | 0.006441% | 0.01186% | 0.009852% | 0.009603% | 0.008998% | 0.0136% | 0.0136% | 0.008998% | 0.01186% | 0.006441% | 0.01186% | 0.005708% | 0.009074% | 0.01011% | 0.01011%
4111 | 0.01229% | 0.01084% | 0.0115% | 0.0084% | 0.01428% | 0.0102% | 0.01191% | 0.01259% | 0.01516% | 0.01259% | 0.01428% | 0.0084% | 0.01428% | 0.008461% | 0.01218% | 0.0084% | 0.01428% | 0.0102% | 0.01191% | 0.01259% | 0.01516% | 0.01516% | 0.01259% | 0.01428% | 0.0084% | 0.01428% | 0.008461% | 0.01218% | 0.01229% | 0.01229%
4112 | 0.01471% | 0.01407% | 0.01332% | 0.01133% | 0.01658% | 0.01098% | 0.0143% | 0.01487% | 0.01647% | 0.01487% | 0.01658% | 0.01133% | 0.01658% | 0.01213% | 0.01509% | 0.01133% | 0.01658% | 0.01098% | 0.0143% | 0.01487% | 0.01647% | 0.01647% | 0.01487% | 0.01658% | 0.01133% | 0.01658% | 0.01213% | 0.01509% | 0.01471% | 0.01471%
4113 | 0.01677% | 0.01763% | 0.01542% | 0.0136% | 0.01831% | 0.01223% | 0.01645% | 0.01513% | 0.01745% | 0.01513% | 0.01831% | 0.0136% | 0.01831% | 0.01439% | 0.01736% | 0.0136% | 0.01831% | 0.01223% | 0.01645% | 0.01513% | 0.01745% | 0.01745% | 0.01513% | 0.01831% | 0.0136% | 0.01831% | 0.01439% | 0.01736% | 0.01677% | 0.01677%
4114 | 0.01888% | 0.02026% | 0.01766% | 0.01534% | 0.01932% | 0.01329% | 0.01812% | 0.01547% | 0.01789% | 0.01547% | 0.01932% | 0.01534% | 0.01932% | 0.01565% | 0.01896% | 0.01534% | 0.01932% | 0.01329% | 0.01812% | 0.01547% | 0.01789% | 0.01789% | 0.01547% | 0.01932% | 0.01534% | 0.01932% | 0.01565% | 0.01896% | 0.01888% | 0.01888%
4115 | 0.02029% | 0.02119% | 0.01906% | 0.01654% | 0.01941% | 0.01373% | 0.01896% | 0.01525% | 0.01774% | 0.01525% | 0.01941% | 0.01654% | 0.01941% | 0.01652% | 0.01997% | 0.01654% | 0.01941% | 0.01373% | 0.01896% | 0.01525% | 0.01774% | 0.01774% | 0.01525% | 0.01941% | 0.01654% | 0.01941% | 0.01652% | 0.01997% | 0.02029% | 0.02029%
4116 | 0.02108% | 0.02086% | 0.01995% | 0.01739% | 0.01899% | 0.01311% | 0.01911% | 0.01449% | 0.01744% | 0.01449% | 0.01899% | 0.01739% | 0.01899% | 0.01711% | 0.02038% | 0.01739% | 0.01899% | 0.01311% | 0.01911% | 0.01449% | 0.01744% | 0.01744% | 0.01449% | 0.01899% | 0.01739% | 0.01899% | 0.01711% | 0.02038% | 0.02108% | 0.02108%
4117 | 0.02103% | 0.02001% | 0.02045% | 0.01786% | 0.01792% | 0.01202% | 0.01874% | 0.01366% | 0.01675% | 0.01366% | 0.01792% | 0.01786% | 0.01792% | 0.01751% | 0.02035% | 0.01786% | 0.01792% | 0.01202% | 0.01874% | 0.01366% | 0.01675% | 0.01675% | 0.01366% | 0.01792% | 0.01786% | 0.01792% | 0.01751% | 0.02035% | 0.02103% | 0.02103%
4118 | 0.01994% | 0.01736% | 0.01984% | 0.01801% | 0.01657% | 0.01104% | 0.01774% | 0.01346% | 0.01572% | 0.01346% | 0.01657% | 0.01801% | 0.01657% | 0.01766% | 0.01998% | 0.01801% | 0.01657% | 0.01104% | 0.01774% | 0.01346% | 0.01572% | 0.01572% | 0.01346% | 0.01657% | 0.01801% | 0.01657% | 0.01766% | 0.01998% | 0.01994% | 0.01994%
4119 | 0.01843% | 0.01459% | 0.01935% | 0.01798% | 0.01558% | 0.01051% | 0.01627% | 0.01391% | 0.01503% | 0.01391% | 0.01558% | 0.01798% | 0.01558% | 0.01754% | 0.01891% | 0.01798% | 0.01558% | 0.01051% | 0.01627% | 0.01391% | 0.01503% | 0.01503% | 0.01391% | 0.01558% | 0.01798% | 0.01558% | 0.01754% | 0.01891% | 0.01843% | 0.01843%
4120 | 0.0164% | 0.01312% | 0.01844% | 0.01773% | 0.01484% | 0.0104% | 0.01469% | 0.01267% | 0.01469% | 0.01267% | 0.01484% | 0.01773% | 0.01484% | 0.01687% | 0.01677% | 0.01773% | 0.01484% | 0.0104% | 0.01469% | 0.01267% | 0.01469% | 0.01469% | 0.01267% | 0.01484% | 0.01773% | 0.01484% | 0.01687% | 0.01677% | 0.0164% | 0.0164%
4121 | 0.0141% | 0.01128% | 0.01744% | 0.01722% | 0.01381% | 0.01025% | 0.01331% | 0.0129% | 0.01432% | 0.0129% | 0.01381% | 0.01722% | 0.01381% | 0.01582% | 0.01398% | 0.01722% | 0.01381% | 0.01025% | 0.01331% | 0.0129% | 0.01432% | 0.01432% | 0.0129% | 0.01381% | 0.01722% | 0.01381% | 0.01582% | 0.01398% | 0.0141% | 0.0141%
4122 | 0.01163% | 0.01059% | 0.01664% | 0.01632% | 0.01243% | 0.01047% | 0.01216% | 0.01283% | 0.01321% | 0.01283% | 0.01243% | 0.01632% | 0.01243% | 0.01463% | 0.01112% | 0.01632% | 0.01243% | 0.01047% | 0.01216% | 0.01283% | 0.01321% | 0.01321% | 0.01283% | 0.01243% | 0.01632% | 0.01243% | 0.01463% | 0.01112% | 0.01163% | 0.01163%
4123 | 0.009362% | 0.0101% | 0.01298% | 0.01482% | 0.01066% | 0.01075% | 0.01084% | 0.01238% | 0.01154% | 0.01238% | 0.01066% | 0.01482% | 0.01066% | 0.01339% | 0.008945% | 0.01482% | 0.01066% | 0.01075% | 0.01084% | 0.01238% | 0.01154% | 0.01154% | 0.01238% | 0.01066% | 0.01482% | 0.01066% | 0.01339% | 0.008945% | 0.009362% | 0.009362%
4124 | 0.008811% | 0.009846% | 0.008925% | 0.01389% | 0.009965% | 0.01088% | 0.01069% | 0.01234% | 0.01042% | 0.01234% | 0.009965% | 0.01389% | 0.009965% | 0.01286% | 0.009039% | 0.01389% | 0.009965% | 0.01088% | 0.01069% | 0.01234% | 0.01042% | 0.01042% | 0.01234% | 0.009965% | 0.01389% | 0.009965% | 0.01286% | 0.009039% | 0.008811% | 0.008811%
4125 | 0.006401% | 0.00972% | 0.006397% | 0.01216% | 0.009604% | 0.01094% | 0.01042% | 0.01252% | 0.009818% | 0.01252% | 0.009604% | 0.01216% | 0.009604% | 0.01114% | 0.009123% | 0.01216% | 0.009604% | 0.01094% | 0.01042% | 0.01252% | 0.009818% | 0.009818% | 0.01252% | 0.009604% | 0.01216% | 0.009604% | 0.01114% | 0.009123% | 0.006401% | 0.006401%
4126 | 0.005903% | 0.009556% | 0.005559% | 0.009461% | 0.009334% | 0.01082% | 0.009587% | 0.01279% | 0.009616% | 0.01279% | 0.009334% | 0.009461% | 0.009334% | 0.00763% | 0.008346% | 0.009461% | 0.009334% | 0.01082% | 0.009587% | 0.01279% | 0.009616% | 0.009616% | 0.01279% | 0.009334% | 0.009461% | 0.009334% | 0.00763% | 0.008346% | 0.005903% | 0.005903%
4127 | 0.005604% | 0.009404% | 0.005465% | 0.007655% | 0.009181% | 0.01076% | 0.009091% | 0.01278% | 0.009475% | 0.01278% | 0.009181% | 0.007655% | 0.009181% | 0.005326% | 0.007744% | 0.007655% | 0.009181% | 0.01076% | 0.009091% | 0.01278% | 0.009475% | 0.009475% | 0.01278% | 0.009181% | 0.007655% | 0.009181% | 0.005326% | 0.007744% | 0.005604% | 0.005604%
4128 | 0.005529% | 0.009223% | 0.005425% | 0.006587% | 0.008992% | 0.01072% | 0.008842% | 0.01032% | 0.00931% | 0.01032% | 0.008992% | 0.006587% | 0.008992% | 0.004736% | 0.007105% | 0.006587% | 0.008992% | 0.01072% | 0.008842% | 0.01032% | 0.00931% | 0.00931% | 0.01032% | 0.008992% | 0.006587% | 0.008992% | 0.004736% | 0.007105% | 0.005529% | 0.005529%
4129 | 0.005528% | 0.00921% | 0.005431% | 0.006001% | 0.008845% | 0.01066% | 0.008708% | 0.008853% | 0.009227% | 0.008853% | 0.008845% | 0.006001% | 0.008845% | 0.004693% | 0.006874% | 0.006001% | 0.008845% | 0.01066% | 0.008708% | 0.008853% | 0.009227% | 0.009227% | 0.008853% | 0.008845% | 0.006001% | 0.008845% | 0.004693% | 0.006874% | 0.005528% | 0.005528%
4130 | 0.005651% | 0.009128% | 0.005396% | 0.005832% | 0.00877% | 0.01064% | 0.008657% | 0.007618% | 0.009475% | 0.007618% | 0.00877% | 0.005832% | 0.00877% | 0.004656% | 0.00689% | 0.005832% | 0.00877% | 0.01064% | 0.008657% | 0.007618% | 0.009475% | 0.009475% | 0.007618% | 0.00877% | 0.005832% | 0.00877% | 0.004656% | 0.00689% | 0.005651% | 0.005651%
4131 | 0.005813% | 0.009062% | 0.005381% | 0.005795% | 0.008924% | 0.01071% | 0.0087% | 0.006702% | 0.01015% | 0.006702% | 0.008924% | 0.005795% | 0.008924% | 0.004805% | 0.007124% | 0.005795% | 0.008924% | 0.01071% | 0.0087% | 0.006702% | 0.01015% | 0.01015% | 0.006702% | 0.008924% | 0.005795% | 0.008924% | 0.004805% | 0.007124% | 0.005813% | 0.005813%
4132 | 0.00651% | 0.008978% | 0.00542% | 0.005915% | 0.009499% | 0.01079% | 0.009002% | 0.006544% | 0.01089% | 0.006544% | 0.009499% | 0.005915% | 0.009499% | 0.005158% | 0.007799% | 0.005915% | 0.009499% | 0.01079% | 0.009002% | 0.006544% | 0.01089% | 0.01089% | 0.006544% | 0.009499% | 0.005915% | 0.009499% | 0.005158% | 0.007799% | 0.00651% | 0.00651%
4133 | 0.006858% | 0.009292% | 0.004382% | 0.005944% | 0.009942% | 0.009836% | 0.008493% | 0.007321% | 0.01166% | 0.007321% | 0.009942% | 0.005944% | 0.009942% | 0.004687% | 0.007457% | 0.005944% | 0.009942% | 0.009836% | 0.008493% | 0.007321% | 0.01166% | 0.01166% | 0.007321% | 0.009942% | 0.005944% | 0.009942% | 0.004687% | 0.007457% | 0.006858% | 0.006858%
4134 | 0.01018% | 0.009539% | 0.008886% | 0.006477% | 0.01211% | 0.009757% | 0.009551% | 0.009216% | 0.01404% | 0.009216% | 0.01211% | 0.006477% | 0.01211% | 0.005812% | 0.009078% | 0.006477% | 0.01211% | 0.009757% | 0.009551% | 0.009216% | 0.01404% | 0.01404% | 0.009216% | 0.01211% | 0.006477% | 0.01211% | 0.005812% | 0.009078% | 0.01018% | 0.01018%
4135 | 0.01301% | 0.01106% | 0.01208% | 0.008656% | 0.01497% | 0.01022% | 0.01199% | 0.01342% | 0.0163% | 0.01342% | 0.01497% | 0.008656% | 0.01497% | 0.008692% | 0.0122% | 0.008656% | 0.01497% | 0.01022% | 0.01199% | 0.01342% | 0.0163% | 0.0163% | 0.01342% | 0.01497% | 0.008656% | 0.01497% | 0.008692% | 0.0122% | 0.01301% | 0.01301%
4136 | 0.01621% | 0.01436% | 0.01433% | 0.01184% | 0.01755% | 0.01088% | 0.01451% | 0.01587% | 0.01801% | 0.01587% | 0.01755% | 0.01184% | 0.01755% | 0.01254% | 0.01515% | 0.01184% | 0.01755% | 0.01088% | 0.01451% | 0.01587% | 0.01801% | 0.01801% | 0.01587% | 0.01755% | 0.01184% | 0.01755% | 0.01254% | 0.01515% | 0.01621% | 0.01621%
4137 | 0.01895% | 0.01779% | 0.01665% | 0.01444% | 0.01959% | 0.01183% | 0.01679% | 0.01644% | 0.01929% | 0.01644% | 0.01959% | 0.01444% | 0.01959% | 0.01503% | 0.01746% | 0.01444% | 0.01959% | 0.01183% | 0.01679% | 0.01644% | 0.01929% | 0.01929% | 0.01644% | 0.01959% | 0.01444% | 0.01959% | 0.01503% | 0.01746% | 0.01895% | 0.01895%
4138 | 0.02123% | 0.02035% | 0.01907% | 0.01643% | 0.02074% | 0.01291% | 0.01859% | 0.01697% | 0.01984% | 0.01697% | 0.02074% | 0.01643% | 0.02074% | 0.01665% | 0.01907% | 0.01643% | 0.02074% | 0.01291% | 0.01859% | 0.01697% | 0.01984% | 0.01984% | 0.01697% | 0.02074% | 0.01643% | 0.02074% | 0.01665% | 0.01907% | 0.02123% | 0.02123%
4139 | 0.02268% | 0.0213% | 0.02017% | 0.01773% | 0.02093% | 0.01332% | 0.01947% | 0.01696% | 0.01978% | 0.01696% | 0.02093% | 0.01773% | 0.02093% | 0.01778% | 0.02007% | 0.01773% | 0.02093% | 0.01332% | 0.01947% | 0.01696% | 0.01978% | 0.01978% | 0.01696% | 0.02093% | 0.01773% | 0.02093% | 0.01778% | 0.02007% | 0.02268% | 0.02268%
4140 | 0.02337% | 0.02091% | 0.0209% | 0.01871% | 0.02067% | 0.01367% | 0.01979% | 0.0163% | 0.0195% | 0.0163% | 0.02067% | 0.01871% | 0.02067% | 0.01862% | 0.02049% | 0.01871% | 0.02067% | 0.01367% | 0.01979% | 0.0163% | 0.0195% | 0.0195% | 0.0163% | 0.02067% | 0.01871% | 0.02067% | 0.01862% | 0.02049% | 0.02337% | 0.02337%
4141 | 0.0236% | 0.02006% | 0.02177% | 0.01945% | 0.01984% | 0.01284% | 0.01966% | 0.01563% | 0.01901% | 0.01563% | 0.01984% | 0.01945% | 0.01984% | 0.01929% | 0.02049% | 0.01945% | 0.01984% | 0.01284% | 0.01966% | 0.01563% | 0.01901% | 0.01901% | 0.01563% | 0.01984% | 0.01945% | 0.01984% | 0.01929% | 0.02049% | 0.0236% | 0.0236%
4142 | 0.02272% | 0.01746% | 0.02154% | 0.01966% | 0.01864% | 0.01224% | 0.01897% | 0.01535% | 0.01799% | 0.01535% | 0.01864% | 0.01966% | 0.01864% | 0.01958% | 0.02019% | 0.01966% | 0.01864% | 0.01224% | 0.01897% | 0.01535% | 0.01799% | 0.01799% | 0.01535% | 0.01864% | 0.01966% | 0.01864% | 0.01958% | 0.02019% | 0.02272% | 0.02272%
4143 | 0.02061% | 0.01466% | 0.02068% | 0.01926% | 0.0174% | 0.01119% | 0.01741% | 0.0155% | 0.01708% | 0.0155% | 0.0174% | 0.01926% | 0.0174% | 0.01904% | 0.01911% | 0.01926% | 0.0174% | 0.01119% | 0.01741% | 0.0155% | 0.01708% | 0.01708% | 0.0155% | 0.0174% | 0.01926% | 0.0174% | 0.01904% | 0.01911% | 0.02061% | 0.02061%
4144 | 0.0176% | 0.01303% | 0.01908% | 0.0184% | 0.01587% | 0.01% | 0.0153% | 0.01362% | 0.01586% | 0.01362% | 0.01587% | 0.0184% | 0.01587% | 0.01765% | 0.01687% | 0.0184% | 0.01587% | 0.01% | 0.0153% | 0.01362% | 0.01586% | 0.01586% | 0.01362% | 0.01587% | 0.0184% | 0.01587% | 0.01765% | 0.01687% | 0.0176% | 0.0176%
4145 | 0.01454% | 0.01111% | 0.01764% | 0.01735% | 0.014% | 0.009704% | 0.01348% | 0.01313% | 0.01445% | 0.01313% | 0.014% | 0.01735% | 0.014% | 0.01599% | 0.01399% | 0.01735% | 0.014% | 0.009704% | 0.01348% | 0.01313% | 0.01445% | 0.01445% | 0.01313% | 0.014% | 0.01735% | 0.014% | 0.01599% | 0.01399% | 0.01454% | 0.01454%
4146 | 0.01168% | 0.01039% | 0.01677% | 0.01622% | 0.01238% | 0.01029% | 0.01223% | 0.01291% | 0.01295% | 0.01291% | 0.01238% | 0.01622% | 0.01238% | 0.01455% | 0.01109% | 0.01622% | 0.01238% | 0.01029% | 0.01223% | 0.01291% | 0.01295% | 0.01295% | 0.01291% | 0.01238% | 0.01622% | 0.01238% | 0.01455% | 0.01109% | 0.01168% | 0.01168%
4147 | 0.009568% | 0.009973% | 0.01321% | 0.01481% | 0.01081% | 0.01078% | 0.01101% | 0.01277% | 0.01158% | 0.01277% | 0.01081% | 0.01481% | 0.01081% | 0.01327% | 0.008938% | 0.01481% | 0.01081% | 0.01078% | 0.01101% | 0.01277% | 0.01158% | 0.01158% | 0.01277% | 0.01081% | 0.01481% | 0.01081% | 0.01327% | 0.008938% | 0.009568% | 0.009568%
4148 | 0.009064% | 0.009878% | 0.00916% | 0.01395% | 0.01017% | 0.01096% | 0.01085% | 0.01279% | 0.01067% | 0.01279% | 0.01017% | 0.01395% | 0.01017% | 0.01272% | 0.009046% | 0.01395% | 0.01017% | 0.01096% | 0.01085% | 0.01279% | 0.01067% | 0.01067% | 0.01279% | 0.01017% | 0.01395% | 0.01017% | 0.01272% | 0.009046% | 0.009064% | 0.009064%
4149 | 0.006385% | 0.00981% | 0.006421% | 0.01229% | 0.009861% | 0.0109% | 0.01058% | 0.01307% | 0.01018% | 0.01307% | 0.009861% | 0.01229% | 0.009861% | 0.01102% | 0.009129% | 0.01229% | 0.009861% | 0.0109% | 0.01058% | 0.01307% | 0.01018% | 0.01018% | 0.01307% | 0.009861% | 0.01229% | 0.009861% | 0.01102% | 0.009129% | 0.006385% | 0.006385%
4150 | 0.005938% | 0.009751% | 0.005607% | 0.009615% | 0.009574% | 0.01076% | 0.009708% | 0.01325% | 0.009943% | 0.01325% | 0.009574% | 0.009615% | 0.009574% | 0.0076% | 0.008352% | 0.009615% | 0.009574% | 0.01076% | 0.009708% | 0.01325% | 0.009943% | 0.009943% | 0.01325% | 0.009574% | 0.009615% | 0.009574% | 0.0076% | 0.008352% | 0.005938% | 0.005938%
4151 | 0.005647% | 0.009688% | 0.005514% | 0.007818% | 0.009407% | 0.01069% | 0.009185% | 0.01316% | 0.009785% | 0.01316% | 0.009407% | 0.007818% | 0.009407% | 0.005411% | 0.00775% | 0.007818% | 0.009407% | 0.01069% | 0.009185% | 0.01316% | 0.009785% | 0.009785% | 0.01316% | 0.009407% | 0.007818% | 0.009407% | 0.005411% | 0.00775% | 0.005647% | 0.005647%
4152 | 0.005566% | 0.009509% | 0.005472% | 0.006703% | 0.009149% | 0.01067% | 0.008916% | 0.01053% | 0.009574% | 0.01053% | 0.009149% | 0.006703% | 0.009149% | 0.004833% | 0.007109% | 0.006703% | 0.009149% | 0.01067% | 0.008916% | 0.01053% | 0.009574% | 0.009574% | 0.01053% | 0.009149% | 0.006703% | 0.009149% | 0.004833% | 0.007109% | 0.005566% | 0.005566%
4153 | 0.005812% | 0.01136% | 0.005638% | 0.005942% | 0.009626% | 0.01198% | 0.008993% | 0.009062% | 0.009681% | 0.009062% | 0.009626% | 0.005942% | 0.009626% | 0.004921% | 0.006858% | 0.005942% | 0.009626% | 0.01198% | 0.008993% | 0.009062% | 0.009681% | 0.009681% | 0.009062% | 0.009626% | 0.005942% | 0.009626% | 0.004921% | 0.006858% | 0.005812% | 0.005812%
4154 | 0.005707% | 0.01144% | 0.005605% | 0.005824% | 0.009328% | 0.01197% | 0.008884% | 0.008215% | 0.009807% | 0.008215% | 0.009328% | 0.005824% | 0.009328% | 0.004497% | 0.006861% | 0.005824% | 0.009328% | 0.01197% | 0.008884% | 0.008215% | 0.009807% | 0.009807% | 0.008215% | 0.009328% | 0.005824% | 0.009328% | 0.004497% | 0.006861% | 0.005707% | 0.005707%
4155 | 0.005476% | 0.01137% | 0.005336% | 0.005823% | 0.009447% | 0.01199% | 0.008779% | 0.007925% | 0.01049% | 0.007925% | 0.009447% | 0.005823% | 0.009447% | 0.004532% | 0.006862% | 0.005823% | 0.009447% | 0.01199% | 0.008779% | 0.007925% | 0.01049% | 0.01049% | 0.007925% | 0.009447% | 0.005823% | 0.009447% | 0.004532% | 0.006862% | 0.005476% | 0.005476%
4156 | 0.005398% | 0.01138% | 0.005331% | 0.005925% | 0.009851% | 0.01201% | 0.008673% | 0.008121% | 0.01073% | 0.008121% | 0.009851% | 0.005925% | 0.009851% | 0.004842% | 0.006861% | 0.005925% | 0.009851% | 0.01201% | 0.008673% | 0.008121% | 0.01073% | 0.01073% | 0.008121% | 0.009851% | 0.005925% | 0.009851% | 0.004842% | 0.006861% | 0.005398% | 0.005398%
4157 | 0.004035% | 0.01159% | 0.004035% | 0.005726% | 0.00912% | 0.01119% | 0.007252% | 0.008568% | 0.01061% | 0.008568% | 0.00912% | 0.005726% | 0.00912% | 0.004297% | 0.005107% | 0.005726% | 0.00912% | 0.01119% | 0.007252% | 0.008568% | 0.01061% | 0.01061% | 0.008568% | 0.00912% | 0.005726% | 0.00912% | 0.004297% | 0.005107% | 0.004035% | 0.004035%
4158 | 0.005427% | 0.01152% | 0.004984% | 0.006137% | 0.009372% | 0.01104% | 0.006738% | 0.009924% | 0.01146% | 0.009924% | 0.009372% | 0.006137% | 0.009372% | 0.005268% | 0.004264% | 0.006137% | 0.009372% | 0.01104% | 0.006738% | 0.009924% | 0.01146% | 0.01146% | 0.009924% | 0.009372% | 0.006137% | 0.009372% | 0.005268% | 0.004264% | 0.005427% | 0.005427%
4159 | 0.005459% | 0.01192% | 0.004482% | 0.008124% | 0.01029% | 0.01124% | 0.007055% | 0.01304% | 0.012% | 0.01304% | 0.01029% | 0.008124% | 0.01029% | 0.008039% | 0.004257% | 0.008124% | 0.01029% | 0.01124% | 0.007055% | 0.01304% | 0.012% | 0.012% | 0.01304% | 0.01029% | 0.008124% | 0.01029% | 0.008039% | 0.004257% | 0.005459% | 0.005459%
4160 | 0.005124% | 0.0128% | 0.004687% | 0.01107% | 0.01132% | 0.01191% | 0.007669% | 0.01499% | 0.01243% | 0.01499% | 0.01132% | 0.01107% | 0.01132% | 0.0118% | 0.004265% | 0.01107% | 0.01132% | 0.01191% | 0.007669% | 0.01499% | 0.01243% | 0.01243% | 0.01499% | 0.01132% | 0.01107% | 0.01132% | 0.0118% | 0.004265% | 0.005124% | 0.005124%
4161 | 0.005422% | 0.01419% | 0.004337% | 0.01371% | 0.01255% | 0.01279% | 0.00853% | 0.01602% | 0.01291% | 0.01602% | 0.01255% | 0.01371% | 0.01255% | 0.01458% | 0.004287% | 0.01371% | 0.01255% | 0.01279% | 0.00853% | 0.01602% | 0.01291% | 0.01291% | 0.01602% | 0.01255% | 0.01371% | 0.01255% | 0.01458% | 0.004287% | 0.005422% | 0.005422%
4162 | 0.005954% | 0.01566% | 0.004987% | 0.01578% | 0.01344% | 0.01358% | 0.009597% | 0.01734% | 0.01331% | 0.01734% | 0.01344% | 0.01578% | 0.01344% | 0.01652% | 0.004313% | 0.01578% | 0.01344% | 0.01358% | 0.009597% | 0.01734% | 0.01331% | 0.01331% | 0.01734% | 0.01344% | 0.01578% | 0.01344% | 0.01652% | 0.004313% | 0.005954% | 0.005954%
4163 | 0.006371% | 0.01668% | 0.00573% | 0.01736% | 0.01367% | 0.01361% | 0.01069% | 0.01789% | 0.0134% | 0.01789% | 0.01367% | 0.01736% | 0.01367% | 0.01782% | 0.004346% | 0.01736% | 0.01367% | 0.01361% | 0.01069% | 0.01789% | 0.0134% | 0.0134% | 0.01789% | 0.01367% | 0.01736% | 0.01367% | 0.01782% | 0.004346% | 0.006371% | 0.006371%
4164 | 0.007151% | 0.01665% | 0.006488% | 0.01853% | 0.01397% | 0.01326% | 0.01143% | 0.01804% | 0.01376% | 0.01804% | 0.01397% | 0.01853% | 0.01397% | 0.01873% | 0.004372% | 0.01853% | 0.01397% | 0.01326% | 0.01143% | 0.01804% | 0.01376% | 0.01376% | 0.01804% | 0.01397% | 0.01853% | 0.01397% | 0.01873% | 0.004372% | 0.007151% | 0.007151%
4165 | 0.008178% | 0.01613% | 0.007319% | 0.01936% | 0.01431% | 0.01245% | 0.01168% | 0.01808% | 0.01395% | 0.01808% | 0.01431% | 0.01936% | 0.01431% | 0.0196% | 0.004416% | 0.01936% | 0.01431% | 0.01245% | 0.01168% | 0.01808% | 0.01395% | 0.01395% | 0.01808% | 0.01431% | 0.01936% | 0.01431% | 0.0196% | 0.004416% | 0.008178% | 0.008178%
4166 | 0.008914% | 0.01518% | 0.00799% | 0.01978% | 0.01496% | 0.01143% | 0.01173% | 0.0183% | 0.01452% | 0.0183% | 0.01496% | 0.01978% | 0.01496% | 0.02032% | 0.00449% | 0.01978% | 0.01496% | 0.01143% | 0.01173% | 0.0183% | 0.01452% | 0.01452% | 0.0183% | 0.01496% | 0.01978% | 0.01496% | 0.02032% | 0.00449% | 0.008914% | 0.008914%
4167 | 0.009574% | 0.01417% | 0.008428% | 0.01962% | 0.01541% | 0.01085% | 0.0115% | 0.01854% | 0.01496% | 0.01854% | 0.01541% | 0.01962% | 0.01541% | 0.02071% | 0.004577% | 0.01962% | 0.01541% | 0.01085% | 0.0115% | 0.01854% | 0.01496% | 0.01496% | 0.01854% | 0.01541% | 0.01962% | 0.01541% | 0.02071% | 0.004577% | 0.009574% | 0.009574%
4168 | 0.009736% | 0.0135% | 0.008521% | 0.0192% | 0.01534% | 0.01066% | 0.01087% | 0.017% | 0.01497% | 0.017% | 0.01534% | 0.0192% | 0.01534% | 0.02077% | 0.004616% | 0.0192% | 0.01534% | 0.01066% | 0.01087% | 0.017% | 0.01497% | 0.01497% | 0.017% | 0.01534% | 0.0192% | 0.01534% | 0.02077% | 0.004616% | 0.009736% | 0.009736%
4169 | 0.00924% | 0.01279% | 0.008214% | 0.01845% | 0.01499% | 0.01085% | 0.01015% | 0.01658% | 0.01473% | 0.01658% | 0.01499% | 0.01845% | 0.01499% | 0.02049% | 0.004612% | 0.01845% | 0.01499% | 0.01085% | 0.01015% | 0.01658% | 0.01473% | 0.01473% | 0.01658% | 0.01499% | 0.01845% | 0.01499% | 0.02049% | 0.004612% | 0.00924% | 0.00924%
4170 | 0.008553% | 0.01228% | 0.007535% | 0.0171% | 0.01422% | 0.01133% | 0.009254% | 0.0159% | 0.01402% | 0.0159% | 0.01422% | 0.0171% | 0.01422% | 0.01953% | 0.004565% | 0.0171% | 0.01422% | 0.01133% | 0.009254% | 0.0159% | 0.01402% | 0.01402% | 0.0159% | 0.01422% | 0.0171% | 0.01422% | 0.01953% | 0.004565% | 0.008553% | 0.008553%
4171 | 0.007737% | 0.01188% | 0.006711% | 0.01521% | 0.01255% | 0.01191% | 0.008222% | 0.01485% | 0.01274% | 0.01485% | 0.01255% | 0.01521% | 0.01255% | 0.01788% | 0.004423% | 0.01521% | 0.01255% | 0.01191% | 0.008222% | 0.01485% | 0.01274% | 0.01274% | 0.01485% | 0.01255% | 0.01521% | 0.01255% | 0.01788% | 0.004423% | 0.007737% | 0.007737%
4172 | 0.008039% | 0.0118% | 0.007051% | 0.01398% | 0.01157% | 0.01214% | 0.008708% | 0.014% | 0.01171% | 0.014% | 0.01157% | 0.01398% | 0.01157% | 0.01664% | 0.005876% | 0.01398% | 0.01157% | 0.01214% | 0.008708% | 0.014% | 0.01171% | 0.01171% | 0.014% | 0.01157% | 0.01398% | 0.01157% | 0.01664% | 0.005876% | 0.008039% | 0.008039%
4173 | 0.006563% | 0.0118% | 0.006324% | 0.0121% | 0.01075% | 0.01235% | 0.009239% | 0.01342% | 0.01091% | 0.01342% | 0.01075% | 0.0121% | 0.01075% | 0.0141% | 0.006902% | 0.0121% | 0.01075% | 0.01235% | 0.009239% | 0.01342% | 0.01091% | 0.01091% | 0.01342% | 0.01075% | 0.0121% | 0.01075% | 0.0141% | 0.006902% | 0.006563% | 0.006563%
4174 | 0.00631% | 0.01173% | 0.006138% | 0.009256% | 0.01008% | 0.01234% | 0.009124% | 0.01267% | 0.01016% | 0.01267% | 0.01008% | 0.009256% | 0.01008% | 0.009756% | 0.0069% | 0.009256% | 0.01008% | 0.01234% | 0.009124% | 0.01267% | 0.01016% | 0.01016% | 0.01267% | 0.01008% | 0.009256% | 0.01008% | 0.009756% | 0.0069% | 0.00631% | 0.00631%
4175 | 0.006214% | 0.01168% | 0.006082% | 0.007367% | 0.009666% | 0.01224% | 0.009114% | 0.01147% | 0.009765% | 0.01147% | 0.009666% | 0.007367% | 0.009666% | 0.006797% | 0.006904% | 0.007367% | 0.009666% | 0.01224% | 0.009114% | 0.01147% | 0.009765% | 0.009765% | 0.01147% | 0.009666% | 0.007367% | 0.009666% | 0.006797% | 0.006904% | 0.006214% | 0.006214%
4176 | 0.005798% | 0.01087% | 0.005598% | 0.00658% | 0.009341% | 0.01178% | 0.009023% | 0.009885% | 0.009507% | 0.009885% | 0.009341% | 0.00658% | 0.009341% | 0.005382% | 0.006895% | 0.00658% | 0.009341% | 0.01178% | 0.009023% | 0.009885% | 0.009507% | 0.009507% | 0.009885% | 0.009341% | 0.00658% | 0.009341% | 0.005382% | 0.006895% | 0.005798% | 0.005798%
4177 | 0.005345% | 0.009335% | 0.005348% | 0.006317% | 0.008086% | 0.012% | 0.007729% | 0.009866% | 0.008532% | 0.009866% | 0.008086% | 0.006317% | 0.008086% | 0.004822% | 0.006853% | 0.006317% | 0.008086% | 0.012% | 0.007729% | 0.009866% | 0.008532% | 0.008532% | 0.009866% | 0.008086% | 0.006317% | 0.008086% | 0.004822% | 0.006853% | 0.005345% | 0.005345%
4178 | 0.005431% | 0.00917% | 0.005438% | 0.006177% | 0.008161% | 0.01197% | 0.007775% | 0.009218% | 0.008598% | 0.009218% | 0.008161% | 0.006177% | 0.008161% | 0.004499% | 0.006858% | 0.006177% | 0.008161% | 0.01197% | 0.007775% | 0.009218% | 0.008598% | 0.008598% | 0.009218% | 0.008161% | 0.006177% | 0.008161% | 0.004499% | 0.006858% | 0.005431% | 0.005431%
4179 | 0.005193% | 0.008966% | 0.005166% | 0.006115% | 0.008029% | 0.01202% | 0.007787% | 0.008778% | 0.008291% | 0.008778% | 0.008029% | 0.006115% | 0.008029% | 0.004468% | 0.006862% | 0.006115% | 0.008029% | 0.01202% | 0.007787% | 0.008778% | 0.008291% | 0.008291% | 0.008778% | 0.008029% | 0.006115% | 0.008029% | 0.004468% | 0.006862% | 0.005193% | 0.005193%
4180 | 0.005253% | 0.008857% | 0.005214% | 0.006129% | 0.008086% | 0.01208% | 0.007878% | 0.008938% | 0.008349% | 0.008938% | 0.008086% | 0.006129% | 0.008086% | 0.004847% | 0.006866% | 0.006129% | 0.008086% | 0.01208% | 0.007878% | 0.008938% | 0.008349% | 0.008349% | 0.008938% | 0.008086% | 0.006129% | 0.008086% | 0.004847% | 0.006866% | 0.005253% | 0.005253%
4181 | 0.004087% | 0.008625% | 0.004137% | 0.006116% | 0.007665% | 0.0114% | 0.006725% | 0.009406% | 0.008308% | 0.009406% | 0.007665% | 0.006116% | 0.007665% | 0.004805% | 0.005208% | 0.006116% | 0.007665% | 0.0114% | 0.006725% | 0.009406% | 0.008308% | 0.008308% | 0.009406% | 0.007665% | 0.006116% | 0.007665% | 0.004805% | 0.005208% | 0.004087% | 0.004087%
4182 | 0.005689% | 0.008834% | 0.005031% | 0.006044% | 0.00757% | 0.01102% | 0.006087% | 0.009911% | 0.008389% | 0.009911% | 0.00757% | 0.006044% | 0.00757% | 0.005722% | 0.004272% | 0.006044% | 0.00757% | 0.01102% | 0.006087% | 0.009911% | 0.008389% | 0.008389% | 0.009911% | 0.00757% | 0.006044% | 0.00757% | 0.005722% | 0.004272% | 0.005689% | 0.005689%
4183 | 0.004509% | 0.00989% | 0.004166% | 0.006909% | 0.008018% | 0.01094% | 0.00642% | 0.01182% | 0.008688% | 0.01182% | 0.008018% | 0.006909% | 0.008018% | 0.007433% | 0.004274% | 0.006909% | 0.008018% | 0.01094% | 0.00642% | 0.01182% | 0.008688% | 0.008688% | 0.01182% | 0.008018% | 0.006909% | 0.008018% | 0.007433% | 0.004274% | 0.004509% | 0.004509%
4184 | 0.005345% | 0.0104% | 0.004757% | 0.008636% | 0.008936% | 0.01167% | 0.007114% | 0.01414% | 0.00959% | 0.01414% | 0.008936% | 0.008636% | 0.008936% | 0.01025% | 0.004298% | 0.008636% | 0.008936% | 0.01167% | 0.007114% | 0.01414% | 0.00959% | 0.00959% | 0.01414% | 0.008936% | 0.008636% | 0.008936% | 0.01025% | 0.004298% | 0.005345% | 0.005345%
4185 | 0.005764% | 0.01114% | 0.004781% | 0.0108% | 0.009263% | 0.01259% | 0.007313% | 0.01545% | 0.009763% | 0.01545% | 0.009263% | 0.0108% | 0.009263% | 0.01292% | 0.004337% | 0.0108% | 0.009263% | 0.01259% | 0.007313% | 0.01545% | 0.009763% | 0.009763% | 0.01545% | 0.009263% | 0.0108% | 0.009263% | 0.01292% | 0.004337% | 0.005764% | 0.005764%
4186 | 0.006041% | 0.01211% | 0.005595% | 0.01313% | 0.009262% | 0.01333% | 0.007306% | 0.01619% | 0.009605% | 0.01619% | 0.009262% | 0.01313% | 0.009262% | 0.01519% | 0.004368% | 0.01313% | 0.009262% | 0.01333% | 0.007306% | 0.01619% | 0.009605% | 0.009605% | 0.01619% | 0.009262% | 0.01313% | 0.009262% | 0.01519% | 0.004368% | 0.006041% | 0.006041%
4187 | 0.006364% | 0.01337% | 0.006084% | 0.01552% | 0.009302% | 0.01365% | 0.007374% | 0.01693% | 0.009521% | 0.01693% | 0.009302% | 0.01552% | 0.009302% | 0.01706% | 0.004391% | 0.01552% | 0.009302% | 0.01365% | 0.007374% | 0.01693% | 0.009521% | 0.009521% | 0.01693% | 0.009302% | 0.01552% | 0.009302% | 0.01706% | 0.004391% | 0.006364% | 0.006364%
4188 | 0.007436% | 0.01396% | 0.00677% | 0.01727% | 0.009407% | 0.01327% | 0.007558% | 0.01715% | 0.009597% | 0.01715% | 0.009407% | 0.01727% | 0.009407% | 0.01811% | 0.004398% | 0.01727% | 0.009407% | 0.01327% | 0.007558% | 0.01715% | 0.009597% | 0.009597% | 0.01715% | 0.009407% | 0.01727% | 0.009407% | 0.01811% | 0.004398% | 0.007436% | 0.007436%
4189 | 0.00735% | 0.01398% | 0.006864% | 0.01798% | 0.009354% | 0.01198% | 0.007554% | 0.01718% | 0.009429% | 0.01718% | 0.009354% | 0.01798% | 0.009354% | 0.01843% | 0.004383% | 0.01798% | 0.009354% | 0.01198% | 0.007554% | 0.01718% | 0.009429% | 0.009429% | 0.01718% | 0.009354% | 0.01798% | 0.009354% | 0.01843% | 0.004383% | 0.00735% | 0.00735%
4190 | 0.007135% | 0.01341% | 0.00689% | 0.018% | 0.009574% | 0.01103% | 0.007755% | 0.01728% | 0.009512% | 0.01728% | 0.009574% | 0.018% | 0.009574% | 0.01866% | 0.004407% | 0.018% | 0.009574% | 0.01103% | 0.007755% | 0.01728% | 0.009512% | 0.009512% | 0.01728% | 0.009574% | 0.018% | 0.009574% | 0.01866% | 0.004407% | 0.007135% | 0.007135%
4191 | 0.007681% | 0.01247% | 0.007316% | 0.01769% | 0.01001% | 0.01048% | 0.007994% | 0.01754% | 0.00989% | 0.01754% | 0.01001% | 0.01769% | 0.01001% | 0.01883% | 0.004461% | 0.01769% | 0.01001% | 0.01048% | 0.007994% | 0.01754% | 0.00989% | 0.00989% | 0.01754% | 0.01001% | 0.01769% | 0.01001% | 0.01883% | 0.004461% | 0.007681% | 0.007681%
4192 | 0.007638% | 0.01155% | 0.007085% | 0.01677% | 0.009935% | 0.01021% | 0.007835% | 0.01559% | 0.009793% | 0.01559% | 0.009935% | 0.01677% | 0.009935% | 0.01839% | 0.00448% | 0.01677% | 0.009935% | 0.01021% | 0.007835% | 0.01559% | 0.009793% | 0.009793% | 0.01559% | 0.009935% | 0.01677% | 0.009935% | 0.01839% | 0.00448% | 0.007638% | 0.007638%
4193 | 0.006895% | 0.01077% | 0.006436% | 0.01534% | 0.009357% | 0.0102% | 0.007294% | 0.01467% | 0.009392% | 0.01467% | 0.009357% | 0.01534% | 0.009357% | 0.01714% | 0.004428% | 0.01534% | 0.009357% | 0.0102% | 0.007294% | 0.01467% | 0.009392% | 0.009392% | 0.01467% | 0.009357% | 0.01534% | 0.009357% | 0.01714% | 0.004428% | 0.006895% | 0.006895%
4194 | 0.006586% | 0.0103% | 0.005938% | 0.01374% | 0.008805% | 0.01084% | 0.006755% | 0.01428% | 0.009218% | 0.01428% | 0.008805% | 0.01374% | 0.008805% | 0.01542% | 0.004371% | 0.01374% | 0.008805% | 0.01084% | 0.006755% | 0.01428% | 0.009218% | 0.009218% | 0.01428% | 0.008805% | 0.01374% | 0.008805% | 0.01542% | 0.004371% | 0.006586% | 0.006586%
4195 | 0.005945% | 0.01001% | 0.005287% | 0.01185% | 0.008208% | 0.01151% | 0.006217% | 0.01379% | 0.008943% | 0.01379% | 0.008208% | 0.01185% | 0.008208% | 0.01333% | 0.004305% | 0.01185% | 0.008208% | 0.01151% | 0.006217% | 0.01379% | 0.008943% | 0.008943% | 0.01379% | 0.008208% | 0.01185% | 0.008208% | 0.01333% | 0.004305% | 0.005945% | 0.005945%
4196 | 0.006358% | 0.009851% | 0.005847% | 0.01075% | 0.008057% | 0.0118% | 0.006918% | 0.01328% | 0.008654% | 0.01328% | 0.008057% | 0.01075% | 0.008057% | 0.0118% | 0.005819% | 0.01075% | 0.008057% | 0.0118% | 0.006918% | 0.01328% | 0.008654% | 0.008654% | 0.01328% | 0.008057% | 0.01075% | 0.008057% | 0.0118% | 0.005819% | 0.006358% | 0.006358%
4197 | 0.005566% | 0.009735% | 0.005252% | 0.009731% | 0.008093% | 0.01213% | 0.007553% | 0.01277% | 0.008506% | 0.01277% | 0.008093% | 0.009731% | 0.008093% | 0.01022% | 0.006876% | 0.009731% | 0.008093% | 0.01213% | 0.007553% | 0.01277% | 0.008506% | 0.008506% | 0.01277% | 0.008093% | 0.009731% | 0.008093% | 0.01022% | 0.006876% | 0.005566% | 0.005566%
4198 | 0.005497% | 0.00963% | 0.005378% | 0.00854% | 0.008011% | 0.01201% | 0.007528% | 0.01226% | 0.008422% | 0.01226% | 0.008011% | 0.00854% | 0.008011% | 0.008263% | 0.00688% | 0.00854% | 0.008011% | 0.01201% | 0.007528% | 0.01226% | 0.008422% | 0.008422% | 0.01226% | 0.008011% | 0.00854% | 0.008011% | 0.008263% | 0.00688% | 0.005497% | 0.005497%
4199 | 0.005522% | 0.009548% | 0.005445% | 0.007645% | 0.008028% | 0.01193% | 0.007579% | 0.01133% | 0.00849% | 0.01133% | 0.008028% | 0.007645% | 0.008028% | 0.006543% | 0.006885% | 0.007645% | 0.008028% | 0.01193% | 0.007579% | 0.01133% | 0.00849% | 0.00849% | 0.01133% | 0.008028% | 0.007645% | 0.008028% | 0.006543% | 0.006885% | 0.005522% | 0.005522%
4200 | 0.005498% | 0.009965% | 0.005405% | 0.006679% | 0.008448% | 0.01196% | 0.00804% | 0.01006% | 0.008729% | 0.01006% | 0.008448% | 0.006679% | 0.008448% | 0.005357% | 0.006855% | 0.006679% | 0.008448% | 0.01196% | 0.00804% | 0.01006% | 0.008729% | 0.008729% | 0.01006% | 0.008448% | 0.006679% | 0.008448% | 0.005357% | 0.006855% | 0.005498% | 0.005498%
4201 | 0.005547% | 0.009748% | 0.00548% | 0.005974% | 0.009002% | 0.01072% | 0.009043% | 0.00872% | 0.009266% | 0.00872% | 0.009002% | 0.005974% | 0.009002% | 0.004679% | 0.006886% | 0.005974% | 0.009002% | 0.01072% | 0.009043% | 0.00872% | 0.009266% | 0.009266% | 0.00872% | 0.009002% | 0.005974% | 0.009002% | 0.004679% | 0.006886% | 0.005547% | 0.005547%
4202 | 0.005605% | 0.009711% | 0.005439% | 0.005816% | 0.008966% | 0.01085% | 0.008922% | 0.00754% | 0.0095% | 0.00754% | 0.008966% | 0.005816% | 0.008966% | 0.004652% | 0.006904% | 0.005816% | 0.008966% | 0.01085% | 0.008922% | 0.00754% | 0.0095% | 0.0095% | 0.00754% | 0.008966% | 0.005816% | 0.008966% | 0.004652% | 0.006904% | 0.005605% | 0.005605%
4203 | 0.005893% | 0.009624% | 0.005522% | 0.005781% | 0.009108% | 0.01095% | 0.008942% | 0.00663% | 0.01023% | 0.00663% | 0.009108% | 0.005781% | 0.009108% | 0.004837% | 0.007143% | 0.005781% | 0.009108% | 0.01095% | 0.008942% | 0.00663% | 0.01023% | 0.01023% | 0.00663% | 0.009108% | 0.005781% | 0.009108% | 0.004837% | 0.007143% | 0.005893% | 0.005893%
4204 | 0.006571% | 0.00953% | 0.005494% | 0.005924% | 0.009819% | 0.01102% | 0.00934% | 0.006516% | 0.01093% | 0.006516% | 0.009819% | 0.005924% | 0.009819% | 0.005253% | 0.00783% | 0.005924% | 0.009819% | 0.01102% | 0.00934% | 0.006516% | 0.01093% | 0.01093% | 0.006516% | 0.009819% | 0.005924% | 0.009819% | 0.005253% | 0.00783% | 0.006571% | 0.006571%
4205 | 0.006939% | 0.009712% | 0.004481% | 0.006038% | 0.01034% | 0.01006% | 0.009043% | 0.00731% | 0.01174% | 0.00731% | 0.01034% | 0.006038% | 0.01034% | 0.004874% | 0.007584% | 0.006038% | 0.01034% | 0.01006% | 0.009043% | 0.00731% | 0.01174% | 0.01174% | 0.00731% | 0.01034% | 0.006038% | 0.01034% | 0.004874% | 0.007584% | 0.006939% | 0.006939%
4206 | 0.0105% | 0.01% | 0.009467% | 0.006594% | 0.01272% | 0.01004% | 0.01024% | 0.009161% | 0.01408% | 0.009161% | 0.01272% | 0.006594% | 0.01272% | 0.006014% | 0.009094% | 0.006594% | 0.01272% | 0.01004% | 0.01024% | 0.009161% | 0.01408% | 0.01408% | 0.009161% | 0.01272% | 0.006594% | 0.01272% | 0.006014% | 0.009094% | 0.0105% | 0.0105%
4207 | 0.01294% | 0.01148% | 0.01243% | 0.008734% | 0.01544% | 0.01032% | 0.01275% | 0.0128% | 0.01593% | 0.0128% | 0.01544% | 0.008734% | 0.01544% | 0.009042% | 0.0122% | 0.008734% | 0.01544% | 0.01032% | 0.01275% | 0.0128% | 0.01593% | 0.01593% | 0.0128% | 0.01544% | 0.008734% | 0.01544% | 0.009042% | 0.0122% | 0.01294% | 0.01294%
4208 | 0.01606% | 0.01468% | 0.01474% | 0.01192% | 0.01791% | 0.01105% | 0.01539% | 0.01516% | 0.01735% | 0.01516% | 0.01791% | 0.01192% | 0.01791% | 0.01325% | 0.01516% | 0.01192% | 0.01791% | 0.01105% | 0.01539% | 0.01516% | 0.01735% | 0.01735% | 0.01516% | 0.01791% | 0.01192% | 0.01791% | 0.01325% | 0.01516% | 0.01606% | 0.01606%
4209 | 0.01908% | 0.01838% | 0.01763% | 0.01467% | 0.01995% | 0.01214% | 0.0179% | 0.01562% | 0.0185% | 0.01562% | 0.01995% | 0.01467% | 0.01995% | 0.01618% | 0.01749% | 0.01467% | 0.01995% | 0.01214% | 0.0179% | 0.01562% | 0.0185% | 0.0185% | 0.01562% | 0.01995% | 0.01467% | 0.01995% | 0.01618% | 0.01749% | 0.01908% | 0.01908%
4210 | 0.02174% | 0.02119% | 0.02075% | 0.01693% | 0.02108% | 0.01347% | 0.01985% | 0.016% | 0.01883% | 0.016% | 0.02108% | 0.01693% | 0.02108% | 0.01814% | 0.01913% | 0.01693% | 0.02108% | 0.01347% | 0.01985% | 0.016% | 0.01883% | 0.01883% | 0.016% | 0.02108% | 0.01693% | 0.02108% | 0.01814% | 0.01913% | 0.02174% | 0.02174%
4211 | 0.0234% | 0.02222% | 0.02251% | 0.01846% | 0.0211% | 0.01413% | 0.0208% | 0.01568% | 0.01841% | 0.01568% | 0.0211% | 0.01846% | 0.0211% | 0.01946% | 0.02015% | 0.01846% | 0.0211% | 0.01413% | 0.0208% | 0.01568% | 0.01841% | 0.01841% | 0.01568% | 0.0211% | 0.01846% | 0.0211% | 0.01946% | 0.02015% | 0.0234% | 0.0234%
4212 | 0.02476% | 0.02194% | 0.02381% | 0.01956% | 0.02078% | 0.01376% | 0.02116% | 0.01492% | 0.0181% | 0.01492% | 0.02078% | 0.01956% | 0.02078% | 0.02042% | 0.02058% | 0.01956% | 0.02078% | 0.01376% | 0.02116% | 0.01492% | 0.0181% | 0.0181% | 0.01492% | 0.02078% | 0.01956% | 0.02078% | 0.02042% | 0.02058% | 0.02476% | 0.02476%
4213 | 0.02512% | 0.02124% | 0.02475% | 0.02033% | 0.01996% | 0.01287% | 0.02105% | 0.01425% | 0.0176% | 0.01425% | 0.01996% | 0.02033% | 0.01996% | 0.02109% | 0.02059% | 0.02033% | 0.01996% | 0.01287% | 0.02105% | 0.01425% | 0.0176% | 0.0176% | 0.01425% | 0.01996% | 0.02033% | 0.01996% | 0.02109% | 0.02059% | 0.02512% | 0.02512%
4214 | 0.02396% | 0.01864% | 0.02406% | 0.02046% | 0.01873% | 0.01197% | 0.02025% | 0.01397% | 0.01659% | 0.01397% | 0.01873% | 0.02046% | 0.01873% | 0.02122% | 0.02029% | 0.02046% | 0.01873% | 0.01197% | 0.02025% | 0.01397% | 0.01659% | 0.01659% | 0.01397% | 0.01873% | 0.02046% | 0.01873% | 0.02122% | 0.02029% | 0.02396% | 0.02396%
4215 | 0.02237% | 0.01582% | 0.02345% | 0.02023% | 0.0178% | 0.01138% | 0.01889% | 0.01439% | 0.01589% | 0.01439% | 0.0178% | 0.02023% | 0.0178% | 0.02084% | 0.01926% | 0.02023% | 0.0178% | 0.01138% | 0.01889% | 0.01439% | 0.01589% | 0.01589% | 0.01439% | 0.0178% | 0.02023% | 0.0178% | 0.02084% | 0.01926% | 0.02237% | 0.02237%
4216 | 0.01941% | 0.01424% | 0.02181% | 0.01962% | 0.01664% | 0.01119% | 0.01703% | 0.01297% | 0.01499% | 0.01297% | 0.01664% | 0.01962% | 0.01664% | 0.01956% | 0.01703% | 0.01962% | 0.01664% | 0.01119% | 0.01703% | 0.01297% | 0.01499% | 0.01499% | 0.01297% | 0.01664% | 0.01962% | 0.01664% | 0.01956% | 0.01703% | 0.01941% | 0.01941%
4217 | 0.01594% | 0.01232% | 0.02003% | 0.01857% | 0.0151% | 0.01096% | 0.0153% | 0.01288% | 0.01405% | 0.01288% | 0.0151% | 0.01857% | 0.0151% | 0.01786% | 0.01417% | 0.01857% | 0.0151% | 0.01096% | 0.0153% | 0.01288% | 0.01405% | 0.01405% | 0.01288% | 0.0151% | 0.01857% | 0.0151% | 0.01786% | 0.01417% | 0.01594% | 0.01594%
4218 | 0.01267% | 0.01141% | 0.01835% | 0.01714% | 0.01308% | 0.01106% | 0.01372% | 0.01263% | 0.01258% | 0.01263% | 0.01308% | 0.01714% | 0.01308% | 0.01599% | 0.01122% | 0.01714% | 0.01308% | 0.01106% | 0.01372% | 0.01263% | 0.01258% | 0.01258% | 0.01263% | 0.01308% | 0.01714% | 0.01308% | 0.01599% | 0.01122% | 0.01267% | 0.01267%
4219 | 0.01003% | 0.01082% | 0.01407% | 0.01537% | 0.01124% | 0.0112% | 0.01201% | 0.01234% | 0.01121% | 0.01234% | 0.01124% | 0.01537% | 0.01124% | 0.01424% | 0.008992% | 0.01537% | 0.01124% | 0.0112% | 0.01201% | 0.01234% | 0.01121% | 0.01121% | 0.01234% | 0.01124% | 0.01537% | 0.01124% | 0.01424% | 0.008992% | 0.01003% | 0.01003%
4220 | 0.009148% | 0.01057% | 0.00944% | 0.01423% | 0.01038% | 0.01115% | 0.01146% | 0.01233% | 0.01024% | 0.01233% | 0.01038% | 0.01423% | 0.01038% | 0.01328% | 0.009043% | 0.01423% | 0.01038% | 0.01115% | 0.01146% | 0.01233% | 0.01024% | 0.01024% | 0.01233% | 0.01038% | 0.01423% | 0.01038% | 0.01328% | 0.009043% | 0.009148% | 0.009148%
4221 | 0.006355% | 0.01037% | 0.006442% | 0.01239% | 0.009979% | 0.01122% | 0.01098% | 0.0126% | 0.009741% | 0.0126% | 0.009979% | 0.01239% | 0.009979% | 0.01132% | 0.009126% | 0.01239% | 0.009979% | 0.01122% | 0.01098% | 0.0126% | 0.009741% | 0.009741% | 0.0126% | 0.009979% | 0.01239% | 0.009979% | 0.01132% | 0.009126% | 0.006355% | 0.006355%
4222 | 0.005913% | 0.01025% | 0.005608% | 0.009633% | 0.009605% | 0.01109% | 0.009986% | 0.01268% | 0.009459% | 0.01268% | 0.009605% | 0.009633% | 0.009605% | 0.007715% | 0.00835% | 0.009633% | 0.009605% | 0.01109% | 0.009986% | 0.01268% | 0.009459% | 0.009459% | 0.01268% | 0.009605% | 0.009633% | 0.009605% | 0.007715% | 0.00835% | 0.005913% | 0.005913%
4223 | 0.005643% | 0.01016% | 0.005494% | 0.007821% | 0.009377% | 0.01101% | 0.009417% | 0.01255% | 0.009284% | 0.01255% | 0.009377% | 0.007821% | 0.009377% | 0.005449% | 0.007748% | 0.007821% | 0.009377% | 0.01101% | 0.009417% | 0.01255% | 0.009284% | 0.009284% | 0.01255% | 0.009377% | 0.007821% | 0.009377% | 0.005449% | 0.007748% | 0.005643% | 0.005643%
4224 | 0.005594% | 0.009876% | 0.005458% | 0.006739% | 0.008938% | 0.01124% | 0.008771% | 0.01028% | 0.009018% | 0.01028% | 0.008938% | 0.006739% | 0.008938% | 0.004951% | 0.00708% | 0.006739% | 0.008938% | 0.01124% | 0.008771% | 0.01028% | 0.009018% | 0.009018% | 0.01028% | 0.008938% | 0.006739% | 0.008938% | 0.004951% | 0.00708% | 0.005594% | 0.005594%
4225 | 0.005636% | 0.00993% | 0.005478% | 0.006041% | 0.009009% | 0.01099% | 0.008948% | 0.008665% | 0.009075% | 0.008665% | 0.009009% | 0.006041% | 0.009009% | 0.004752% | 0.006877% | 0.006041% | 0.009009% | 0.01099% | 0.008948% | 0.008665% | 0.009075% | 0.009075% | 0.008665% | 0.009009% | 0.006041% | 0.009009% | 0.004752% | 0.006877% | 0.005636% | 0.005636%
4226 | 0.005701% | 0.009813% | 0.005386% | 0.005868% | 0.008943% | 0.01103% | 0.008881% | 0.007479% | 0.009323% | 0.007479% | 0.008943% | 0.005868% | 0.008943% | 0.004715% | 0.006893% | 0.005868% | 0.008943% | 0.01103% | 0.008881% | 0.007479% | 0.009323% | 0.009323% | 0.007479% | 0.008943% | 0.005868% | 0.008943% | 0.004715% | 0.006893% | 0.005701% | 0.005701%
4227 | 0.00589% | 0.009746% | 0.005379% | 0.005833% | 0.009073% | 0.01109% | 0.008913% | 0.006545% | 0.009939% | 0.006545% | 0.009073% | 0.005833% | 0.009073% | 0.004881% | 0.007131% | 0.005833% | 0.009073% | 0.01109% | 0.008913% | 0.006545% | 0.009939% | 0.009939% | 0.006545% | 0.009073% | 0.005833% | 0.009073% | 0.004881% | 0.007131% | 0.00589% | 0.00589%
4228 | 0.006588% | 0.009683% | 0.005449% | 0.005955% | 0.009702% | 0.01109% | 0.009255% | 0.006399% | 0.01067% | 0.006399% | 0.009702% | 0.005955% | 0.009702% | 0.005292% | 0.007812% | 0.005955% | 0.009702% | 0.01109% | 0.009255% | 0.006399% | 0.01067% | 0.01067% | 0.006399% | 0.009702% | 0.005955% | 0.009702% | 0.005292% | 0.007812% | 0.006588% | 0.006588%
4229 | 0.007053% | 0.009963% | 0.004523% | 0.006191% | 0.01039% | 0.01007% | 0.008986% | 0.007226% | 0.01155% | 0.007226% | 0.01039% | 0.006191% | 0.01039% | 0.004948% | 0.007645% | 0.006191% | 0.01039% | 0.01007% | 0.008986% | 0.007226% | 0.01155% | 0.01155% | 0.007226% | 0.01039% | 0.006191% | 0.01039% | 0.004948% | 0.007645% | 0.007053% | 0.007053%
4230 | 0.01032% | 0.01025% | 0.009391% | 0.006743% | 0.01281% | 0.01008% | 0.01022% | 0.009139% | 0.01395% | 0.009139% | 0.01281% | 0.006743% | 0.01281% | 0.006176% | 0.009093% | 0.006743% | 0.01281% | 0.01008% | 0.01022% | 0.009139% | 0.01395% | 0.01395% | 0.009139% | 0.01281% | 0.006743% | 0.01281% | 0.006176% | 0.009093% | 0.01032% | 0.01032%
4231 | 0.01342% | 0.01182% | 0.01293% | 0.009086% | 0.0158% | 0.01049% | 0.01295% | 0.01292% | 0.01597% | 0.01292% | 0.0158% | 0.009086% | 0.0158% | 0.009449% | 0.01224% | 0.009086% | 0.0158% | 0.01049% | 0.01295% | 0.01292% | 0.01597% | 0.01597% | 0.01292% | 0.0158% | 0.009086% | 0.0158% | 0.009449% | 0.01224% | 0.01342% | 0.01342%
4232 | 0.01699% | 0.01525% | 0.0156% | 0.01255% | 0.01853% | 0.01136% | 0.01584% | 0.01552% | 0.01764% | 0.01552% | 0.01853% | 0.01255% | 0.01853% | 0.01393% | 0.01523% | 0.01255% | 0.01853% | 0.01136% | 0.01584% | 0.01552% | 0.01764% | 0.01764% | 0.01552% | 0.01853% | 0.01255% | 0.01853% | 0.01393% | 0.01523% | 0.01699% | 0.01699%
4233 | 0.02027% | 0.01907% | 0.01864% | 0.01544% | 0.0207% | 0.01273% | 0.01845% | 0.01609% | 0.01885% | 0.01609% | 0.0207% | 0.01544% | 0.0207% | 0.017% | 0.01757% | 0.01544% | 0.0207% | 0.01273% | 0.01845% | 0.01609% | 0.01885% | 0.01885% | 0.01609% | 0.0207% | 0.01544% | 0.0207% | 0.017% | 0.01757% | 0.02027% | 0.02027%
4234 | 0.02287% | 0.02185% | 0.02158% | 0.01776% | 0.02187% | 0.01411% | 0.02048% | 0.01658% | 0.01927% | 0.01658% | 0.02187% | 0.01776% | 0.02187% | 0.01899% | 0.0192% | 0.01776% | 0.02187% | 0.01411% | 0.02048% | 0.01658% | 0.01927% | 0.01927% | 0.01658% | 0.02187% | 0.01776% | 0.02187% | 0.01899% | 0.0192% | 0.02287% | 0.02287%
4235 | 0.02507% | 0.02293% | 0.02361% | 0.01965% | 0.02222% | 0.01503% | 0.02165% | 0.01658% | 0.01916% | 0.01658% | 0.02222% | 0.01965% | 0.02222% | 0.02066% | 0.02024% | 0.01965% | 0.02222% | 0.01503% | 0.02165% | 0.01658% | 0.01916% | 0.01916% | 0.01658% | 0.02222% | 0.01965% | 0.02222% | 0.02066% | 0.02024% | 0.02507% | 0.02507%
4236 | 0.02627% | 0.02258% | 0.02502% | 0.02081% | 0.02191% | 0.01485% | 0.02211% | 0.01577% | 0.01878% | 0.01577% | 0.02191% | 0.02081% | 0.02191% | 0.02172% | 0.02067% | 0.02081% | 0.02191% | 0.01485% | 0.02211% | 0.01577% | 0.01878% | 0.01878% | 0.01577% | 0.02191% | 0.02081% | 0.02191% | 0.02172% | 0.02067% | 0.02627% | 0.02627%
4237 | 0.02634% | 0.02184% | 0.02565% | 0.02142% | 0.02106% | 0.01404% | 0.02201% | 0.01515% | 0.01829% | 0.01515% | 0.02106% | 0.02142% | 0.02106% | 0.02232% | 0.02069% | 0.02142% | 0.02106% | 0.01404% | 0.02201% | 0.01515% | 0.01829% | 0.01829% | 0.01515% | 0.02106% | 0.02142% | 0.02106% | 0.02232% | 0.02069% | 0.02634% | 0.02634%
4238 | 0.02545% | 0.01923% | 0.02504% | 0.02165% | 0.02003% | 0.01305% | 0.02131% | 0.0151% | 0.01763% | 0.0151% | 0.02003% | 0.02165% | 0.02003% | 0.02251% | 0.02041% | 0.02165% | 0.02003% | 0.01305% | 0.02131% | 0.0151% | 0.01763% | 0.01763% | 0.0151% | 0.02003% | 0.02165% | 0.02003% | 0.02251% | 0.02041% | 0.02545% | 0.02545%
4239 | 0.02363% | 0.01635% | 0.02436% | 0.02133% | 0.01905% | 0.01216% | 0.01985% | 0.01551% | 0.017% | 0.01551% | 0.01905% | 0.02133% | 0.01905% | 0.02198% | 0.01936% | 0.02133% | 0.01905% | 0.01216% | 0.01985% | 0.01551% | 0.017% | 0.017% | 0.01551% | 0.01905% | 0.02133% | 0.01905% | 0.02198% | 0.01936% | 0.02363% | 0.02363%
4240 | 0.02104% | 0.01476% | 0.02304% | 0.02069% | 0.01796% | 0.01186% | 0.01808% | 0.01409% | 0.01625% | 0.01409% | 0.01796% | 0.02069% | 0.01796% | 0.02064% | 0.0172% | 0.02069% | 0.01796% | 0.01186% | 0.01808% | 0.01409% | 0.01625% | 0.01625% | 0.01409% | 0.01796% | 0.02069% | 0.01796% | 0.02064% | 0.0172% | 0.02104% | 0.02104%
4241 | 0.01769% | 0.01278% | 0.02126% | 0.01955% | 0.01625% | 0.01164% | 0.01627% | 0.01385% | 0.01526% | 0.01385% | 0.01625% | 0.01955% | 0.01625% | 0.01882% | 0.01433% | 0.01955% | 0.01625% | 0.01164% | 0.01627% | 0.01385% | 0.01526% | 0.01526% | 0.01385% | 0.01625% | 0.01955% | 0.01625% | 0.01882% | 0.01433% | 0.01769% | 0.01769%
4242 | 0.01404% | 0.01174% | 0.0195% | 0.01799% | 0.01403% | 0.01168% | 0.01448% | 0.01349% | 0.0137% | 0.01349% | 0.01403% | 0.01799% | 0.01403% | 0.01669% | 0.01132% | 0.01799% | 0.01403% | 0.01168% | 0.01448% | 0.01349% | 0.0137% | 0.0137% | 0.01349% | 0.01403% | 0.01799% | 0.01403% | 0.01669% | 0.01132% | 0.01404% | 0.01404%
4243 | 0.01107% | 0.01101% | 0.01498% | 0.01607% | 0.0119% | 0.01172% | 0.01258% | 0.01315% | 0.01198% | 0.01315% | 0.0119% | 0.01607% | 0.0119% | 0.01477% | 0.009045% | 0.01607% | 0.0119% | 0.01172% | 0.01258% | 0.01315% | 0.01198% | 0.01198% | 0.01315% | 0.0119% | 0.01607% | 0.0119% | 0.01477% | 0.009045% | 0.01107% | 0.01107%
4244 | 0.009976% | 0.01069% | 0.01008% | 0.01482% | 0.01097% | 0.01163% | 0.01187% | 0.0132% | 0.01092% | 0.0132% | 0.01097% | 0.01482% | 0.01097% | 0.0137% | 0.009067% | 0.01482% | 0.01097% | 0.01163% | 0.01187% | 0.0132% | 0.01092% | 0.01092% | 0.0132% | 0.01097% | 0.01482% | 0.01097% | 0.0137% | 0.009067% | 0.009976% | 0.009976%
4245 | 0.006525% | 0.01051% | 0.006496% | 0.01284% | 0.01046% | 0.01148% | 0.01129% | 0.01339% | 0.01033% | 0.01339% | 0.01046% | 0.01284% | 0.01046% | 0.01159% | 0.009136% | 0.01284% | 0.01046% | 0.01148% | 0.01129% | 0.01339% | 0.01033% | 0.01033% | 0.01339% | 0.01046% | 0.01284% | 0.01046% | 0.01159% | 0.009136% | 0.006525% | 0.006525%
4246 | 0.006023% | 0.0103% | 0.005635% | 0.0099% | 0.009997% | 0.0112% | 0.01022% | 0.01337% | 0.009906% | 0.01337% | 0.009997% | 0.0099% | 0.009997% | 0.00785% | 0.008349% | 0.0099% | 0.009997% | 0.0112% | 0.01022% | 0.01337% | 0.009906% | 0.009906% | 0.01337% | 0.009997% | 0.0099% | 0.009997% | 0.00785% | 0.008349% | 0.006023% | 0.006023%
4247 | 0.005651% | 0.01013% | 0.005492% | 0.00795% | 0.009699% | 0.01102% | 0.009563% | 0.01314% | 0.009638% | 0.01314% | 0.009699% | 0.00795% | 0.009699% | 0.0055% | 0.00774% | 0.00795% | 0.009699% | 0.01102% | 0.009563% | 0.01314% | 0.009638% | 0.009638% | 0.01314% | 0.009699% | 0.00795% | 0.009699% | 0.0055% | 0.00774% | 0.005651% | 0.005651%
4248 | 0.005606% | 0.009983% | 0.005441% | 0.006792% | 0.009377% | 0.01093% | 0.009189% | 0.01047% | 0.009352% | 0.01047% | 0.009377% | 0.006792% | 0.009377% | 0.004892% | 0.007101% | 0.006792% | 0.009377% | 0.01093% | 0.009189% | 0.01047% | 0.009352% | 0.009352% | 0.01047% | 0.009377% | 0.006792% | 0.009377% | 0.004892% | 0.007101% | 0.005606% | 0.005606%
4249 | 0.005583% | 0.009916% | 0.005438% | 0.006088% | 0.009302% | 0.01081% | 0.009083% | 0.009053% | 0.009347% | 0.009053% | 0.009302% | 0.006088% | 0.009302% | 0.004775% | 0.006862% | 0.006088% | 0.009302% | 0.01081% | 0.009083% | 0.009053% | 0.009347% | 0.009347% | 0.009053% | 0.009302% | 0.006088% | 0.009302% | 0.004775% | 0.006862% | 0.005583% | 0.005583%
4250 | 0.005685% | 0.009839% | 0.005399% | 0.005933% | 0.009241% | 0.01083% | 0.009031% | 0.007863% | 0.009615% | 0.007863% | 0.009241% | 0.005933% | 0.009241% | 0.004737% | 0.006878% | 0.005933% | 0.009241% | 0.01083% | 0.009031% | 0.007863% | 0.009615% | 0.009615% | 0.007863% | 0.009241% | 0.005933% | 0.009241% | 0.004737% | 0.006878% | 0.005685% | 0.005685%
4251 | 0.005786% | 0.009728% | 0.00538% | 0.005897% | 0.009379% | 0.01082% | 0.009059% | 0.006896% | 0.01028% | 0.006896% | 0.009379% | 0.005897% | 0.009379% | 0.004885% | 0.007112% | 0.005897% | 0.009379% | 0.01082% | 0.009059% | 0.006896% | 0.01028% | 0.01028% | 0.006896% | 0.009379% | 0.005897% | 0.009379% | 0.004885% | 0.007112% | 0.005786% | 0.005786%
4252 | 0.006225% | 0.009658% | 0.005424% | 0.00603% | 0.01012% | 0.01081% | 0.009467% | 0.006774% | 0.01106% | 0.006774% | 0.01012% | 0.00603% | 0.01012% | 0.005287% | 0.007786% | 0.00603% | 0.01012% | 0.01081% | 0.009467% | 0.006774% | 0.01106% | 0.01106% | 0.006774% | 0.01012% | 0.00603% | 0.01012% | 0.005287% | 0.007786% | 0.006225% | 0.006225%
4253 | 0.005886% | 0.01003% | 0.004585% | 0.006327% | 0.01076% | 0.009921% | 0.009272% | 0.007661% | 0.01188% | 0.007661% | 0.01076% | 0.006327% | 0.01076% | 0.004876% | 0.007617% | 0.006327% | 0.01076% | 0.009921% | 0.009272% | 0.007661% | 0.01188% | 0.01188% | 0.007661% | 0.01076% | 0.006327% | 0.01076% | 0.004876% | 0.007617% | 0.005886% | 0.005886%
4254 | 0.009908% | 0.01022% | 0.006965% | 0.006894% | 0.0132% | 0.009965% | 0.01054% | 0.009438% | 0.01412% | 0.009438% | 0.0132% | 0.006894% | 0.0132% | 0.006145% | 0.009081% | 0.006894% | 0.0132% | 0.009965% | 0.01054% | 0.009438% | 0.01412% | 0.01412% | 0.009438% | 0.0132% | 0.006894% | 0.0132% | 0.006145% | 0.009081% | 0.009908% | 0.009908%
4255 | 0.01264% | 0.01177% | 0.007555% | 0.009242% | 0.01623% | 0.01065% | 0.01335% | 0.01353% | 0.016% | 0.01353% | 0.01623% | 0.009242% | 0.01623% | 0.009414% | 0.01223% | 0.009242% | 0.01623% | 0.01065% | 0.01335% | 0.01353% | 0.016% | 0.016% | 0.01353% | 0.01623% | 0.009242% | 0.01623% | 0.009414% | 0.01223% | 0.01264% | 0.01264%
4256 | 0.01654% | 0.01541% | 0.01517% | 0.01289% | 0.01919% | 0.01177% | 0.01641% | 0.01624% | 0.01794% | 0.01624% | 0.01919% | 0.01289% | 0.01919% | 0.01413% | 0.01523% | 0.01289% | 0.01919% | 0.01177% | 0.01641% | 0.01624% | 0.01794% | 0.01794% | 0.01624% | 0.01919% | 0.01289% | 0.01919% | 0.01413% | 0.01523% | 0.01654% | 0.01654%
4257 | 0.0204% | 0.01933% | 0.01907% | 0.01617% | 0.02163% | 0.01317% | 0.01929% | 0.0171% | 0.01955% | 0.0171% | 0.02163% | 0.01617% | 0.02163% | 0.01771% | 0.0176% | 0.01617% | 0.02163% | 0.01317% | 0.01929% | 0.0171% | 0.01955% | 0.01955% | 0.0171% | 0.02163% | 0.01617% | 0.02163% | 0.01771% | 0.0176% | 0.0204% | 0.0204%
4258 | 0.02357% | 0.02219% | 0.02179% | 0.01864% | 0.02294% | 0.01462% | 0.0215% | 0.0176% | 0.02005% | 0.0176% | 0.02294% | 0.01864% | 0.02294% | 0.01996% | 0.01928% | 0.01864% | 0.02294% | 0.01462% | 0.0215% | 0.0176% | 0.02005% | 0.02005% | 0.0176% | 0.02294% | 0.01864% | 0.02294% | 0.01996% | 0.01928% | 0.02357% | 0.02357%
4259 | 0.02584% | 0.02324% | 0.02381% | 0.02045% | 0.02327% | 0.01524% | 0.02264% | 0.01765% | 0.02007% | 0.01765% | 0.02327% | 0.02045% | 0.02327% | 0.02155% | 0.02033% | 0.02045% | 0.02327% | 0.01524% | 0.02264% | 0.01765% | 0.02007% | 0.02007% | 0.01765% | 0.02327% | 0.02045% | 0.02327% | 0.02155% | 0.02033% | 0.02584% | 0.02584%
4260 | 0.02807% | 0.02281% | 0.02535% | 0.02176% | 0.02324% | 0.01495% | 0.02321% | 0.01719% | 0.02015% | 0.01719% | 0.02324% | 0.02176% | 0.02324% | 0.02269% | 0.02077% | 0.02176% | 0.02324% | 0.01495% | 0.02321% | 0.01719% | 0.02015% | 0.02015% | 0.01719% | 0.02324% | 0.02176% | 0.02324% | 0.02269% | 0.02077% | 0.02807% | 0.02807%
4261 | 0.02826% | 0.02213% | 0.02593% | 0.02233% | 0.0224% | 0.01372% | 0.02297% | 0.01663% | 0.01984% | 0.01663% | 0.0224% | 0.02233% | 0.0224% | 0.02312% | 0.02076% | 0.02233% | 0.0224% | 0.01372% | 0.02297% | 0.01663% | 0.01984% | 0.01984% | 0.01663% | 0.0224% | 0.02233% | 0.0224% | 0.02312% | 0.02076% | 0.02826% | 0.02826%
4262 | 0.02705% | 0.01938% | 0.02563% | 0.02223% | 0.02088% | 0.01246% | 0.02192% | 0.01615% | 0.01877% | 0.01615% | 0.02088% | 0.02223% | 0.02088% | 0.02298% | 0.02044% | 0.02223% | 0.02088% | 0.01246% | 0.02192% | 0.01615% | 0.01877% | 0.01877% | 0.01615% | 0.02088% | 0.02223% | 0.02088% | 0.02298% | 0.02044% | 0.02705% | 0.02705%
4263 | 0.02489% | 0.01629% | 0.02409% | 0.02156% | 0.01951% | 0.01125% | 0.02011% | 0.01633% | 0.01788% | 0.01633% | 0.01951% | 0.02156% | 0.01951% | 0.02216% | 0.01935% | 0.02156% | 0.01951% | 0.01125% | 0.02011% | 0.01633% | 0.01788% | 0.01788% | 0.01633% | 0.01951% | 0.02156% | 0.01951% | 0.02216% | 0.01935% | 0.02489% | 0.02489%
4264 | 0.02118% | 0.01461% | 0.02245% | 0.02071% | 0.01811% | 0.01104% | 0.01801% | 0.01465% | 0.01674% | 0.01465% | 0.01811% | 0.02071% | 0.01811% | 0.02055% | 0.01711% | 0.02071% | 0.01811% | 0.01104% | 0.01801% | 0.01465% | 0.01674% | 0.01674% | 0.01465% | 0.01811% | 0.02071% | 0.01811% | 0.02055% | 0.01711% | 0.02118% | 0.02118%
4265 | 0.01734% | 0.01263% | 0.02067% | 0.0194% | 0.01602% | 0.01074% | 0.01596% | 0.01415% | 0.01529% | 0.01415% | 0.01602% | 0.0194% | 0.01602% | 0.01853% | 0.01419% | 0.0194% | 0.01602% | 0.01074% | 0.01596% | 0.01415% | 0.01529% | 0.01529% | 0.01415% | 0.01602% | 0.0194% | 0.01602% | 0.01853% | 0.01419% | 0.01734% | 0.01734%
4266 | 0.01397% | 0.01173% | 0.01925% | 0.01791% | 0.01384% | 0.01078% | 0.01425% | 0.01386% | 0.01388% | 0.01386% | 0.01384% | 0.01791% | 0.01384% | 0.01639% | 0.01122% | 0.01791% | 0.01384% | 0.01078% | 0.01425% | 0.01386% | 0.01388% | 0.01388% | 0.01386% | 0.01384% | 0.01791% | 0.01384% | 0.01639% | 0.01122% | 0.01397% | 0.01397%
4267 | 0.01111% | 0.01114% | 0.01755% | 0.01605% | 0.0118% | 0.01098% | 0.01255% | 0.01344% | 0.01211% | 0.01344% | 0.0118% | 0.01605% | 0.0118% | 0.01453% | 0.009007% | 0.01605% | 0.0118% | 0.01098% | 0.01255% | 0.01344% | 0.01211% | 0.01211% | 0.01344% | 0.0118% | 0.01605% | 0.0118% | 0.01453% | 0.009007% | 0.01111% | 0.01111%
4268 | 0.009957% | 0.01081% | 0.01597% | 0.01489% | 0.01101% | 0.0112% | 0.01198% | 0.01357% | 0.01108% | 0.01357% | 0.01101% | 0.01489% | 0.01101% | 0.01364% | 0.009068% | 0.01489% | 0.01101% | 0.0112% | 0.01198% | 0.01357% | 0.01108% | 0.01108% | 0.01357% | 0.01101% | 0.01489% | 0.01101% | 0.01364% | 0.009068% | 0.009957% | 0.009957%
4269 | 0.006704% | 0.01062% | 0.00618% | 0.01308% | 0.01065% | 0.01136% | 0.01145% | 0.01395% | 0.01063% | 0.01395% | 0.01065% | 0.01308% | 0.01065% | 0.01179% | 0.009144% | 0.01308% | 0.01065% | 0.01136% | 0.01145% | 0.01395% | 0.01063% | 0.01063% | 0.01395% | 0.01065% | 0.01308% | 0.01065% | 0.01179% | 0.009144% | 0.006704% | 0.006704%
4270 | 0.006091% | 0.0104% | 0.005668% | 0.01017% | 0.01014% | 0.01119% | 0.01034% | 0.01393% | 0.01024% | 0.01393% | 0.01014% | 0.01017% | 0.01014% | 0.008115% | 0.008354% | 0.01017% | 0.01014% | 0.01119% | 0.01034% | 0.01393% | 0.01024% | 0.01024% | 0.01393% | 0.01014% | 0.01017% | 0.01014% | 0.008115% | 0.008354% | 0.006091% | 0.006091%
4271 | 0.00572% | 0.01021% | 0.005521% | 0.008107% | 0.009836% | 0.01102% | 0.009633% | 0.01374% | 0.009994% | 0.01374% | 0.009836% | 0.008107% | 0.009836% | 0.005623% | 0.007742% | 0.008107% | 0.009836% | 0.01102% | 0.009633% | 0.01374% | 0.009994% | 0.009994% | 0.01374% | 0.009836% | 0.008107% | 0.009836% | 0.005623% | 0.007742% | 0.00572% | 0.00572%
4272 | 0.005622% | 0.01002% | 0.005512% | 0.006875% | 0.00954% | 0.01086% | 0.009246% | 0.01085% | 0.009726% | 0.01085% | 0.00954% | 0.006875% | 0.00954% | 0.004928% | 0.007097% | 0.006875% | 0.00954% | 0.01086% | 0.009246% | 0.01085% | 0.009726% | 0.009726% | 0.01085% | 0.00954% | 0.006875% | 0.00954% | 0.004928% | 0.007097% | 0.005622% | 0.005622%
4273 | 0.005668% | 0.009788% | 0.005463% | 0.006062% | 0.009351% | 0.01078% | 0.009039% | 0.009352% | 0.009684% | 0.009352% | 0.009351% | 0.006062% | 0.009351% | 0.004689% | 0.006861% | 0.006062% | 0.009351% | 0.01078% | 0.009039% | 0.009352% | 0.009684% | 0.009684% | 0.009352% | 0.009351% | 0.006062% | 0.009351% | 0.004689% | 0.006861% | 0.005668% | 0.005668%
4274 | 0.005614% | 0.00959% | 0.005372% | 0.005895% | 0.009311% | 0.01078% | 0.008967% | 0.008127% | 0.009985% | 0.008127% | 0.009311% | 0.005895% | 0.009311% | 0.004632% | 0.006875% | 0.005895% | 0.009311% | 0.01078% | 0.008967% | 0.008127% | 0.009985% | 0.009985% | 0.008127% | 0.009311% | 0.005895% | 0.009311% | 0.004632% | 0.006875% | 0.005614% | 0.005614%
4275 | 0.005761% | 0.009427% | 0.00538% | 0.005856% | 0.009426% | 0.01081% | 0.008981% | 0.007105% | 0.01065% | 0.007105% | 0.009426% | 0.005856% | 0.009426% | 0.004757% | 0.007109% | 0.005856% | 0.009426% | 0.01081% | 0.008981% | 0.007105% | 0.01065% | 0.01065% | 0.007105% | 0.009426% | 0.005856% | 0.009426% | 0.004757% | 0.007109% | 0.005761% | 0.005761%
4276 | 0.006165% | 0.009288% | 0.005419% | 0.005969% | 0.009989% | 0.0108% | 0.009315% | 0.00687% | 0.01128% | 0.00687% | 0.009989% | 0.005969% | 0.009989% | 0.005107% | 0.007783% | 0.005969% | 0.009989% | 0.0108% | 0.009315% | 0.00687% | 0.01128% | 0.01128% | 0.00687% | 0.009989% | 0.005969% | 0.009989% | 0.005107% | 0.007783% | 0.006165% | 0.006165%
4277 | 0.0058% | 0.009573% | 0.004518% | 0.006203% | 0.01062% | 0.009872% | 0.009033% | 0.007734% | 0.01213% | 0.007734% | 0.01062% | 0.006203% | 0.01062% | 0.004692% | 0.007615% | 0.006203% | 0.01062% | 0.009872% | 0.009033% | 0.007734% | 0.01213% | 0.01213% | 0.007734% | 0.01062% | 0.006203% | 0.01062% | 0.004692% | 0.007615% | 0.0058% | 0.0058%
4278 | 0.00936% | 0.009752% | 0.006895% | 0.006784% | 0.01313% | 0.009876% | 0.0103% | 0.00963% | 0.01487% | 0.00963% | 0.01313% | 0.006784% | 0.01313% | 0.005909% | 0.009085% | 0.006784% | 0.01313% | 0.009876% | 0.0103% | 0.00963% | 0.01487% | 0.01487% | 0.00963% | 0.01313% | 0.006784% | 0.01313% | 0.005909% | 0.009085% | 0.00936% | 0.00936%
4279 | 0.01212% | 0.01123% | 0.007489% | 0.009039% | 0.01597% | 0.01044% | 0.0129% | 0.01378% | 0.01686% | 0.01378% | 0.01597% | 0.009039% | 0.01597% | 0.008913% | 0.01225% | 0.009039% | 0.01597% | 0.01044% | 0.0129% | 0.01378% | 0.01686% | 0.01686% | 0.01378% | 0.01597% | 0.009039% | 0.01597% | 0.008913% | 0.01225% | 0.01212% | 0.01212%
4280 | 0.01564% | 0.01445% | 0.01422% | 0.01236% | 0.0185% | 0.01136% | 0.01557% | 0.01611% | 0.01843% | 0.01611% | 0.0185% | 0.01236% | 0.0185% | 0.013% | 0.01523% | 0.01236% | 0.0185% | 0.01136% | 0.01557% | 0.01611% | 0.01843% | 0.01843% | 0.01611% | 0.0185% | 0.01236% | 0.0185% | 0.013% | 0.01523% | 0.01564% | 0.01564%
4281 | 0.01907% | 0.01813% | 0.01771% | 0.01509% | 0.02061% | 0.01252% | 0.01804% | 0.01669% | 0.01962% | 0.01669% | 0.02061% | 0.01509% | 0.02061% | 0.01575% | 0.01755% | 0.01509% | 0.02061% | 0.01252% | 0.01804% | 0.01669% | 0.01962% | 0.01962% | 0.01669% | 0.02061% | 0.01509% | 0.02061% | 0.01575% | 0.01755% | 0.01907% | 0.01907%
4282 | 0.02209% | 0.02091% | 0.02012% | 0.01717% | 0.02181% | 0.01373% | 0.02005% | 0.01719% | 0.01997% | 0.01719% | 0.02181% | 0.01717% | 0.02181% | 0.01748% | 0.01918% | 0.01717% | 0.02181% | 0.01373% | 0.02005% | 0.01719% | 0.01997% | 0.01997% | 0.01719% | 0.02181% | 0.01717% | 0.02181% | 0.01748% | 0.01918% | 0.02209% | 0.02209%
4283 | 0.02393% | 0.02189% | 0.02172% | 0.01859% | 0.02205% | 0.01435% | 0.02111% | 0.01711% | 0.01978% | 0.01711% | 0.02205% | 0.01859% | 0.02205% | 0.01866% | 0.0202% | 0.01859% | 0.02205% | 0.01435% | 0.02111% | 0.01711% | 0.01978% | 0.01978% | 0.01711% | 0.02205% | 0.01859% | 0.02205% | 0.01866% | 0.0202% | 0.02393% | 0.02393%
4284 | 0.02544% | 0.02151% | 0.02274% | 0.01958% | 0.02178% | 0.01418% | 0.02154% | 0.01638% | 0.01953% | 0.01638% | 0.02178% | 0.01958% | 0.02178% | 0.01954% | 0.02061% | 0.01958% | 0.02178% | 0.01418% | 0.02154% | 0.01638% | 0.01953% | 0.01953% | 0.01638% | 0.02178% | 0.01958% | 0.02178% | 0.01954% | 0.02061% | 0.02544% | 0.02544%
4285 | 0.02552% | 0.02068% | 0.02312% | 0.02008% | 0.02091% | 0.01328% | 0.02135% | 0.01574% | 0.01898% | 0.01574% | 0.02091% | 0.02008% | 0.02091% | 0.02008% | 0.02059% | 0.02008% | 0.02091% | 0.01328% | 0.02135% | 0.01574% | 0.01898% | 0.01898% | 0.01574% | 0.02091% | 0.02008% | 0.02091% | 0.02008% | 0.02059% | 0.02552% | 0.02552%
4286 | 0.02463% | 0.01817% | 0.023% | 0.02019% | 0.01961% | 0.01226% | 0.02052% | 0.01534% | 0.01794% | 0.01534% | 0.01961% | 0.02019% | 0.01961% | 0.02034% | 0.02028% | 0.02019% | 0.01961% | 0.01226% | 0.02052% | 0.01534% | 0.01794% | 0.01794% | 0.01534% | 0.01961% | 0.02019% | 0.01961% | 0.02034% | 0.02028% | 0.02463% | 0.02463%
4287 | 0.02296% | 0.01542% | 0.02211% | 0.01996% | 0.01851% | 0.01165% | 0.01904% | 0.0157% | 0.01712% | 0.0157% | 0.01851% | 0.01996% | 0.01851% | 0.0201% | 0.01923% | 0.01996% | 0.01851% | 0.01165% | 0.01904% | 0.0157% | 0.01712% | 0.01712% | 0.0157% | 0.01851% | 0.01996% | 0.01851% | 0.0201% | 0.01923% | 0.02296% | 0.02296%
4288 | 0.02% | 0.01388% | 0.02087% | 0.01951% | 0.01746% | 0.01132% | 0.01724% | 0.01435% | 0.01644% | 0.01435% | 0.01746% | 0.01951% | 0.01746% | 0.0191% | 0.01705% | 0.01951% | 0.01746% | 0.01132% | 0.01724% | 0.01435% | 0.01644% | 0.01644% | 0.01435% | 0.01746% | 0.01951% | 0.01746% | 0.0191% | 0.01705% | 0.02% | 0.02%
4289 | 0.01698% | 0.01201% | 0.01961% | 0.01865% | 0.01591% | 0.01114% | 0.01557% | 0.01419% | 0.01547% | 0.01419% | 0.01591% | 0.01865% | 0.01591% | 0.0177% | 0.01422% | 0.01865% | 0.01591% | 0.01114% | 0.01557% | 0.01419% | 0.01547% | 0.01547% | 0.01419% | 0.01591% | 0.01865% | 0.01591% | 0.0177% | 0.01422% | 0.01698% | 0.01698%
4290 | 0.01397% | 0.01118% | 0.01842% | 0.01749% | 0.01406% | 0.01126% | 0.01404% | 0.01413% | 0.01412% | 0.01413% | 0.01406% | 0.01749% | 0.01406% | 0.01605% | 0.01127% | 0.01749% | 0.01406% | 0.01126% | 0.01404% | 0.01413% | 0.01412% | 0.01412% | 0.01413% | 0.01406% | 0.01749% | 0.01406% | 0.01605% | 0.01127% | 0.01397% | 0.01397%
4291 | 0.01099% | 0.01058% | 0.01663% | 0.01577% | 0.01187% | 0.01126% | 0.01222% | 0.01373% | 0.01235% | 0.01373% | 0.01187% | 0.01577% | 0.01187% | 0.01439% | 0.009013% | 0.01577% | 0.01187% | 0.01126% | 0.01222% | 0.01373% | 0.01235% | 0.01235% | 0.01373% | 0.01187% | 0.01577% | 0.01187% | 0.01439% | 0.009013% | 0.01099% | 0.01099%
4292 | 0.009815% | 0.01033% | 0.015% | 0.01461% | 0.01095% | 0.01117% | 0.01162% | 0.01353% | 0.01119% | 0.01353% | 0.01095% | 0.01461% | 0.01095% | 0.01353% | 0.009064% | 0.01461% | 0.01095% | 0.01117% | 0.01162% | 0.01353% | 0.01119% | 0.01119% | 0.01353% | 0.01095% | 0.01461% | 0.01095% | 0.01353% | 0.009064% | 0.009815% | 0.009815%
4293 | 0.006694% | 0.01021% | 0.00619% | 0.01277% | 0.01048% | 0.01112% | 0.01111% | 0.01376% | 0.01067% | 0.01376% | 0.01048% | 0.01277% | 0.01048% | 0.01159% | 0.00914% | 0.01277% | 0.01048% | 0.01112% | 0.01111% | 0.01376% | 0.01067% | 0.01067% | 0.01376% | 0.01048% | 0.01277% | 0.01048% | 0.01159% | 0.00914% | 0.006694% | 0.006694%
4294 | 0.00599% | 0.01006% | 0.005697% | 0.009886% | 0.01% | 0.01092% | 0.0101% | 0.01385% | 0.01034% | 0.01385% | 0.01% | 0.009886% | 0.01% | 0.007873% | 0.008354% | 0.009886% | 0.01% | 0.01092% | 0.0101% | 0.01385% | 0.01034% | 0.01034% | 0.01385% | 0.01% | 0.009886% | 0.01% | 0.007873% | 0.008354% | 0.00599% | 0.00599%
4295 | 0.005624% | 0.009979% | 0.005509% | 0.007963% | 0.009792% | 0.01076% | 0.009517% | 0.01372% | 0.01015% | 0.01372% | 0.009792% | 0.007963% | 0.009792% | 0.005439% | 0.007749% | 0.007963% | 0.009792% | 0.01076% | 0.009517% | 0.01372% | 0.01015% | 0.01015% | 0.01372% | 0.009792% | 0.007963% | 0.009792% | 0.005439% | 0.007749% | 0.005624% | 0.005624%
4296 | 0.005649% | 0.009951% | 0.005422% | 0.006814% | 0.009555% | 0.01073% | 0.009206% | 0.01089% | 0.009904% | 0.01089% | 0.009555% | 0.006814% | 0.009555% | 0.004823% | 0.007104% | 0.006814% | 0.009555% | 0.01073% | 0.009206% | 0.01089% | 0.009904% | 0.009904% | 0.01089% | 0.009555% | 0.006814% | 0.009555% | 0.004823% | 0.007104% | 0.005649% | 0.005649%
4297 | 0.00558% | 0.009864% | 0.005439% | 0.006088% | 0.009267% | 0.01069% | 0.009003% | 0.009271% | 0.009673% | 0.009271% | 0.009267% | 0.006088% | 0.009267% | 0.004747% | 0.006868% | 0.006088% | 0.009267% | 0.01069% | 0.009003% | 0.009271% | 0.009673% | 0.009673% | 0.009271% | 0.009267% | 0.006088% | 0.009267% | 0.004747% | 0.006868% | 0.00558% | 0.00558%
4298 | 0.00559% | 0.009605% | 0.005435% | 0.005904% | 0.009176% | 0.01069% | 0.008935% | 0.008023% | 0.00988% | 0.008023% | 0.009176% | 0.005904% | 0.009176% | 0.004696% | 0.006883% | 0.005904% | 0.009176% | 0.01069% | 0.008935% | 0.008023% | 0.00988% | 0.00988% | 0.008023% | 0.009176% | 0.005904% | 0.009176% | 0.004696% | 0.006883% | 0.00559% | 0.00559%
4299 | 0.00579% | 0.009425% | 0.005361% | 0.005859% | 0.009274% | 0.01069% | 0.008959% | 0.007022% | 0.01054% | 0.007022% | 0.009274% | 0.005859% | 0.009274% | 0.004839% | 0.007118% | 0.005859% | 0.009274% | 0.01069% | 0.008959% | 0.007022% | 0.01054% | 0.01054% | 0.007022% | 0.009274% | 0.005859% | 0.009274% | 0.004839% | 0.007118% | 0.00579% | 0.00579%
4300 | 0.006205% | 0.009336% | 0.005402% | 0.005987% | 0.009927% | 0.01069% | 0.009305% | 0.006859% | 0.01128% | 0.006859% | 0.009927% | 0.005987% | 0.009927% | 0.005217% | 0.00779% | 0.005987% | 0.009927% | 0.01069% | 0.009305% | 0.006859% | 0.01128% | 0.01128% | 0.006859% | 0.009927% | 0.005987% | 0.009927% | 0.005217% | 0.00779% | 0.006205% | 0.006205%
4301 | 0.005796% | 0.00975% | 0.004536% | 0.006194% | 0.01054% | 0.009769% | 0.009044% | 0.007712% | 0.01207% | 0.007712% | 0.01054% | 0.006194% | 0.01054% | 0.004836% | 0.007622% | 0.006194% | 0.01054% | 0.009769% | 0.009044% | 0.007712% | 0.01207% | 0.01207% | 0.007712% | 0.01054% | 0.006194% | 0.01054% | 0.004836% | 0.007622% | 0.005796% | 0.005796%
4302 | 0.009206% | 0.009828% | 0.006879% | 0.006634% | 0.01268% | 0.009774% | 0.01016% | 0.009414% | 0.01416% | 0.009414% | 0.01268% | 0.006634% | 0.01268% | 0.005978% | 0.009072% | 0.006634% | 0.01268% | 0.009774% | 0.01016% | 0.009414% | 0.01416% | 0.01416% | 0.009414% | 0.01268% | 0.006634% | 0.01268% | 0.005978% | 0.009072% | 0.009206% | 0.009206%
4303 | 0.01143% | 0.01128% | 0.007113% | 0.008699% | 0.01527% | 0.0104% | 0.01259% | 0.01313% | 0.0157% | 0.01313% | 0.01527% | 0.008699% | 0.01527% | 0.008889% | 0.01219% | 0.008699% | 0.01527% | 0.0104% | 0.01259% | 0.01313% | 0.0157% | 0.0157% | 0.01313% | 0.01527% | 0.008699% | 0.01527% | 0.008889% | 0.01219% | 0.01143% | 0.01143%
4304 | 0.01438% | 0.01442% | 0.01316% | 0.01179% | 0.0177% | 0.01128% | 0.01514% | 0.01535% | 0.01697% | 0.01535% | 0.0177% | 0.01179% | 0.0177% | 0.01283% | 0.01512% | 0.01179% | 0.0177% | 0.01128% | 0.01514% | 0.01535% | 0.01697% | 0.01697% | 0.01535% | 0.0177% | 0.01179% | 0.0177% | 0.01283% | 0.01512% | 0.01438% | 0.01438%
4305 | 0.01711% | 0.01808% | 0.0162% | 0.01439% | 0.01969% | 0.0126% | 0.01757% | 0.01568% | 0.01795% | 0.01568% | 0.01969% | 0.01439% | 0.01969% | 0.01555% | 0.01742% | 0.01439% | 0.01969% | 0.0126% | 0.01757% | 0.01568% | 0.01795% | 0.01795% | 0.01568% | 0.01969% | 0.01439% | 0.01969% | 0.01555% | 0.01742% | 0.01711% | 0.01711%
4306 | 0.02018% | 0.02093% | 0.01905% | 0.01673% | 0.02098% | 0.0144% | 0.01967% | 0.01616% | 0.01842% | 0.01616% | 0.02098% | 0.01673% | 0.02098% | 0.0177% | 0.01907% | 0.01673% | 0.02098% | 0.0144% | 0.01967% | 0.01616% | 0.01842% | 0.01842% | 0.01616% | 0.02098% | 0.01673% | 0.02098% | 0.0177% | 0.01907% | 0.02018% | 0.02018%
4307 | 0.02226% | 0.02193% | 0.02112% | 0.0184% | 0.02127% | 0.0154% | 0.0208% | 0.01608% | 0.01845% | 0.01608% | 0.02127% | 0.0184% | 0.02127% | 0.01923% | 0.02013% | 0.0184% | 0.02127% | 0.0154% | 0.0208% | 0.01608% | 0.01845% | 0.01845% | 0.01608% | 0.02127% | 0.0184% | 0.02127% | 0.01923% | 0.02013% | 0.02226% | 0.02226%
4308 | 0.02359% | 0.02145% | 0.02214% | 0.01934% | 0.02076% | 0.01497% | 0.02105% | 0.01518% | 0.01804% | 0.01518% | 0.02076% | 0.01934% | 0.02076% | 0.02011% | 0.02053% | 0.01934% | 0.02076% | 0.01497% | 0.02105% | 0.01518% | 0.01804% | 0.01804% | 0.01518% | 0.02076% | 0.01934% | 0.02076% | 0.02011% | 0.02053% | 0.02359% | 0.02359%
4309 | 0.02405% | 0.02071% | 0.02291% | 0.02003% | 0.01978% | 0.01404% | 0.02089% | 0.01441% | 0.01738% | 0.01441% | 0.01978% | 0.02003% | 0.01978% | 0.02079% | 0.02052% | 0.02003% | 0.01978% | 0.01404% | 0.02089% | 0.01441% | 0.01738% | 0.01738% | 0.01441% | 0.01978% | 0.02003% | 0.01978% | 0.02079% | 0.02052% | 0.02405% | 0.02405%
4310 | 0.02386% | 0.01824% | 0.02331% | 0.0204% | 0.01886% | 0.01311% | 0.02022% | 0.01451% | 0.01685% | 0.01451% | 0.01886% | 0.0204% | 0.01886% | 0.02107% | 0.02023% | 0.0204% | 0.01886% | 0.01311% | 0.02022% | 0.01451% | 0.01685% | 0.01685% | 0.01451% | 0.01886% | 0.0204% | 0.01886% | 0.02107% | 0.02023% | 0.02386% | 0.02386%
4311 | 0.0231% | 0.01559% | 0.02272% | 0.02049% | 0.01832% | 0.01219% | 0.01885% | 0.0157% | 0.01691% | 0.0157% | 0.01832% | 0.02049% | 0.01832% | 0.02071% | 0.01919% | 0.02049% | 0.01832% | 0.01219% | 0.01885% | 0.0157% | 0.01691% | 0.01691% | 0.0157% | 0.01832% | 0.02049% | 0.01832% | 0.02071% | 0.01919% | 0.0231% | 0.0231%
4312 | 0.02063% | 0.01414% | 0.02174% | 0.02016% | 0.0178% | 0.01177% | 0.01723% | 0.01495% | 0.01695% | 0.01495% | 0.0178% | 0.02016% | 0.0178% | 0.01951% | 0.01706% | 0.02016% | 0.0178% | 0.01177% | 0.01723% | 0.01495% | 0.01695% | 0.01695% | 0.01495% | 0.0178% | 0.02016% | 0.0178% | 0.01951% | 0.01706% | 0.02063% | 0.02063%
4313 | 0.01738% | 0.01223% | 0.02023% | 0.01908% | 0.0161% | 0.01117% | 0.01537% | 0.01465% | 0.01609% | 0.01465% | 0.0161% | 0.01908% | 0.0161% | 0.0177% | 0.01422% | 0.01908% | 0.0161% | 0.01117% | 0.01537% | 0.01465% | 0.01609% | 0.01609% | 0.01465% | 0.0161% | 0.01908% | 0.0161% | 0.0177% | 0.01422% | 0.01738% | 0.01738%
4314 | 0.0141% | 0.01141% | 0.01872% | 0.01764% | 0.01384% | 0.01116% | 0.0137% | 0.01422% | 0.01428% | 0.01422% | 0.01384% | 0.01764% | 0.01384% | 0.01577% | 0.01124% | 0.01764% | 0.01384% | 0.01116% | 0.0137% | 0.01422% | 0.01428% | 0.01428% | 0.01422% | 0.01384% | 0.01764% | 0.01384% | 0.01577% | 0.01124% | 0.0141% | 0.0141%
4315 | 0.01119% | 0.01087% | 0.01705% | 0.0159% | 0.01172% | 0.01134% | 0.01205% | 0.01393% | 0.01237% | 0.01393% | 0.01172% | 0.0159% | 0.01172% | 0.01408% | 0.008998% | 0.0159% | 0.01172% | 0.01134% | 0.01205% | 0.01393% | 0.01237% | 0.01237% | 0.01393% | 0.01172% | 0.0159% | 0.01172% | 0.01408% | 0.008998% | 0.01119% | 0.01119%
4316 | 0.01011% | 0.01065% | 0.0155% | 0.01476% | 0.011% | 0.01123% | 0.01158% | 0.01395% | 0.01138% | 0.01395% | 0.011% | 0.01476% | 0.011% | 0.01324% | 0.009064% | 0.01476% | 0.011% | 0.01123% | 0.01158% | 0.01395% | 0.01138% | 0.01138% | 0.01395% | 0.011% | 0.01476% | 0.011% | 0.01324% | 0.009064% | 0.01011% | 0.01011%
4317 | 0.006817% | 0.01049% | 0.006206% | 0.01289% | 0.01062% | 0.01113% | 0.01114% | 0.01411% | 0.01087% | 0.01411% | 0.01062% | 0.01289% | 0.01062% | 0.01136% | 0.009145% | 0.01289% | 0.01062% | 0.01113% | 0.01114% | 0.01411% | 0.01087% | 0.01087% | 0.01411% | 0.01062% | 0.01289% | 0.01062% | 0.01136% | 0.009145% | 0.006817% | 0.006817%
4318 | 0.006039% | 0.01027% | 0.005644% | 0.009825% | 0.00978% | 0.01083% | 0.009968% | 0.01358% | 0.0101% | 0.01358% | 0.00978% | 0.009825% | 0.00978% | 0.007693% | 0.008349% | 0.009825% | 0.00978% | 0.01083% | 0.009968% | 0.01358% | 0.0101% | 0.0101% | 0.01358% | 0.00978% | 0.009825% | 0.00978% | 0.007693% | 0.008349% | 0.006039% | 0.006039%
4319 | 0.005638% | 0.0101% | 0.005455% | 0.007865% | 0.009478% | 0.0107% | 0.009329% | 0.01332% | 0.009785% | 0.01332% | 0.009478% | 0.007865% | 0.009478% | 0.005408% | 0.007741% | 0.007865% | 0.009478% | 0.0107% | 0.009329% | 0.01332% | 0.009785% | 0.009785% | 0.01332% | 0.009478% | 0.007865% | 0.009478% | 0.005408% | 0.007741% | 0.005638% | 0.005638%
4320 | 0.005648% | 0.009974% | 0.005488% | 0.006754% | 0.009328% | 0.01062% | 0.00907% | 0.01077% | 0.009723% | 0.01077% | 0.009328% | 0.006754% | 0.009328% | 0.004826% | 0.007101% | 0.006754% | 0.009328% | 0.01062% | 0.00907% | 0.01077% | 0.009723% | 0.009723% | 0.01077% | 0.009328% | 0.006754% | 0.009328% | 0.004826% | 0.007101% | 0.005648% | 0.005648%
4321 | 0.005832% | 0.01168% | 0.005598% | 0.005941% | 0.009753% | 0.01211% | 0.009084% | 0.009222% | 0.009802% | 0.009222% | 0.009753% | 0.005941% | 0.009753% | 0.004919% | 0.00684% | 0.005941% | 0.009753% | 0.01211% | 0.009084% | 0.009222% | 0.009802% | 0.009802% | 0.009222% | 0.009753% | 0.005941% | 0.009753% | 0.004919% | 0.00684% | 0.005832% | 0.005832%
4322 | 0.005809% | 0.0118% | 0.005569% | 0.005839% | 0.00952% | 0.01212% | 0.008993% | 0.008464% | 0.01006% | 0.008464% | 0.00952% | 0.005839% | 0.00952% | 0.004468% | 0.006843% | 0.005839% | 0.00952% | 0.01212% | 0.008993% | 0.008464% | 0.01006% | 0.01006% | 0.008464% | 0.00952% | 0.005839% | 0.00952% | 0.004468% | 0.006843% | 0.005809% | 0.005809%
4323 | 0.005563% | 0.0118% | 0.005355% | 0.005845% | 0.009668% | 0.01215% | 0.008892% | 0.008179% | 0.01077% | 0.008179% | 0.009668% | 0.005845% | 0.009668% | 0.004499% | 0.006846% | 0.005845% | 0.009668% | 0.01215% | 0.008892% | 0.008179% | 0.01077% | 0.01077% | 0.008179% | 0.009668% | 0.005845% | 0.009668% | 0.004499% | 0.006846% | 0.005563% | 0.005563%
4324 | 0.005506% | 0.01182% | 0.005357% | 0.005958% | 0.01006% | 0.01219% | 0.008797% | 0.00834% | 0.01094% | 0.00834% | 0.01006% | 0.005958% | 0.01006% | 0.004821% | 0.006849% | 0.005958% | 0.01006% | 0.01219% | 0.008797% | 0.00834% | 0.01094% | 0.01094% | 0.00834% | 0.01006% | 0.005958% | 0.01006% | 0.004821% | 0.006849% | 0.005506% | 0.005506%
4325 | 0.004443% | 0.01209% | 0.004309% | 0.00599% | 0.009493% | 0.01132% | 0.007566% | 0.008913% | 0.01091% | 0.008913% | 0.009493% | 0.00599% | 0.009493% | 0.004421% | 0.005365% | 0.00599% | 0.009493% | 0.01132% | 0.007566% | 0.008913% | 0.01091% | 0.01091% | 0.008913% | 0.009493% | 0.00599% | 0.009493% | 0.004421% | 0.005365% | 0.004443% | 0.004443%
4326 | 0.005646% | 0.01198% | 0.004666% | 0.006374% | 0.009983% | 0.01124% | 0.007007% | 0.0103% | 0.01194% | 0.0103% | 0.009983% | 0.006374% | 0.009983% | 0.005407% | 0.004253% | 0.006374% | 0.009983% | 0.01124% | 0.007007% | 0.0103% | 0.01194% | 0.01194% | 0.0103% | 0.009983% | 0.006374% | 0.009983% | 0.005407% | 0.004253% | 0.005646% | 0.005646%
4327 | 0.005655% | 0.01238% | 0.004455% | 0.008635% | 0.01123% | 0.01145% | 0.007533% | 0.01375% | 0.01267% | 0.01375% | 0.01123% | 0.008635% | 0.01123% | 0.008365% | 0.004256% | 0.008635% | 0.01123% | 0.01145% | 0.007533% | 0.01375% | 0.01267% | 0.01267% | 0.01375% | 0.01123% | 0.008635% | 0.01123% | 0.008365% | 0.004256% | 0.005655% | 0.005655%
4328 | 0.005495% | 0.01334% | 0.004829% | 0.01194% | 0.01248% | 0.01196% | 0.008354% | 0.01567% | 0.01326% | 0.01567% | 0.01248% | 0.01194% | 0.01248% | 0.01242% | 0.004292% | 0.01194% | 0.01248% | 0.01196% | 0.008354% | 0.01567% | 0.01326% | 0.01326% | 0.01567% | 0.01248% | 0.01194% | 0.01248% | 0.01242% | 0.004292% | 0.005495% | 0.005495%
4329 | 0.00598% | 0.01473% | 0.005194% | 0.01475% | 0.01361% | 0.01282% | 0.009351% | 0.01637% | 0.01352% | 0.01637% | 0.01361% | 0.01475% | 0.01361% | 0.01542% | 0.004337% | 0.01475% | 0.01361% | 0.01282% | 0.009351% | 0.01637% | 0.01352% | 0.01352% | 0.01637% | 0.01361% | 0.01475% | 0.01361% | 0.01542% | 0.004337% | 0.00598% | 0.00598%
4330 | 0.00682% | 0.01633% | 0.005933% | 0.01705% | 0.01443% | 0.01373% | 0.01054% | 0.01752% | 0.01386% | 0.01752% | 0.01443% | 0.01705% | 0.01443% | 0.01743% | 0.004381% | 0.01705% | 0.01443% | 0.01373% | 0.01054% | 0.01752% | 0.01386% | 0.01386% | 0.01752% | 0.01443% | 0.01705% | 0.01443% | 0.01743% | 0.004381% | 0.00682% | 0.00682%
4331 | 0.007363% | 0.01738% | 0.006698% | 0.01886% | 0.01468% | 0.01393% | 0.01171% | 0.0182% | 0.01402% | 0.0182% | 0.01468% | 0.01886% | 0.01468% | 0.0189% | 0.004412% | 0.01886% | 0.01468% | 0.01393% | 0.01171% | 0.0182% | 0.01402% | 0.01402% | 0.0182% | 0.01468% | 0.01886% | 0.01468% | 0.0189% | 0.004412% | 0.007363% | 0.007363%
4332 | 0.008336% | 0.0173% | 0.007407% | 0.02006% | 0.01485% | 0.01402% | 0.01251% | 0.0182% | 0.01408% | 0.0182% | 0.01485% | 0.02006% | 0.01485% | 0.01997% | 0.004431% | 0.02006% | 0.01485% | 0.01402% | 0.01251% | 0.0182% | 0.01408% | 0.01408% | 0.0182% | 0.01485% | 0.02006% | 0.01485% | 0.01997% | 0.004431% | 0.008336% | 0.008336%
4333 | 0.008736% | 0.01671% | 0.007766% | 0.02067% | 0.01513% | 0.01342% | 0.01262% | 0.0183% | 0.01426% | 0.0183% | 0.01513% | 0.02067% | 0.01513% | 0.02065% | 0.004451% | 0.02067% | 0.01513% | 0.01342% | 0.01262% | 0.0183% | 0.01426% | 0.01426% | 0.0183% | 0.01513% | 0.02067% | 0.01513% | 0.02065% | 0.004451% | 0.008736% | 0.008736%
4334 | 0.008987% | 0.01559% | 0.008092% | 0.02077% | 0.01552% | 0.01261% | 0.01245% | 0.01842% | 0.01465% | 0.01842% | 0.01552% | 0.02077% | 0.01552% | 0.02116% | 0.004494% | 0.02077% | 0.01552% | 0.01261% | 0.01245% | 0.01842% | 0.01465% | 0.01465% | 0.01842% | 0.01552% | 0.02077% | 0.01552% | 0.02116% | 0.004494% | 0.008987% | 0.008987%
4335 | 0.00957% | 0.01458% | 0.008283% | 0.02044% | 0.01572% | 0.01178% | 0.01206% | 0.01862% | 0.01483% | 0.01862% | 0.01572% | 0.02044% | 0.01572% | 0.02145% | 0.004533% | 0.02044% | 0.01572% | 0.01178% | 0.01206% | 0.01862% | 0.01483% | 0.01483% | 0.01862% | 0.01572% | 0.02044% | 0.01572% | 0.02145% | 0.004533% | 0.00957% | 0.00957%
4336 | 0.009638% | 0.01384% | 0.008471% | 0.01992% | 0.0157% | 0.01147% | 0.0114% | 0.01712% | 0.01488% | 0.01712% | 0.0157% | 0.01992% | 0.0157% | 0.02144% | 0.004586% | 0.01992% | 0.0157% | 0.01147% | 0.0114% | 0.01712% | 0.01488% | 0.01488% | 0.01712% | 0.0157% | 0.01992% | 0.0157% | 0.02144% | 0.004586% | 0.009638% | 0.009638%
4337 | 0.009123% | 0.01299% | 0.008266% | 0.01901% | 0.01525% | 0.01144% | 0.01053% | 0.01664% | 0.01449% | 0.01664% | 0.01525% | 0.01901% | 0.01525% | 0.02099% | 0.004578% | 0.01901% | 0.01525% | 0.01144% | 0.01053% | 0.01664% | 0.01449% | 0.01449% | 0.01664% | 0.01525% | 0.01901% | 0.01525% | 0.02099% | 0.004578% | 0.009123% | 0.009123%
4338 | 0.008463% | 0.01248% | 0.007291% | 0.01746% | 0.01407% | 0.01171% | 0.009323% | 0.01599% | 0.01364% | 0.01599% | 0.01407% | 0.01746% | 0.01407% | 0.01979% | 0.004453% | 0.01746% | 0.01407% | 0.01171% | 0.009323% | 0.01599% | 0.01364% | 0.01364% | 0.01599% | 0.01407% | 0.01746% | 0.01407% | 0.01979% | 0.004453% | 0.008463% | 0.008463%
4339 | 0.007574% | 0.01213% | 0.006548% | 0.01555% | 0.01253% | 0.01215% | 0.008301% | 0.01512% | 0.01262% | 0.01512% | 0.01253% | 0.01555% | 0.01253% | 0.01808% | 0.004339% | 0.01555% | 0.01253% | 0.01215% | 0.008301% | 0.01512% | 0.01262% | 0.01262% | 0.01512% | 0.01253% | 0.01555% | 0.01253% | 0.01808% | 0.004339% | 0.007574% | 0.007574%
4340 | 0.007928% | 0.01206% | 0.007012% | 0.01428% | 0.01188% | 0.01244% | 0.008919% | 0.01445% | 0.01203% | 0.01445% | 0.01188% | 0.01428% | 0.01188% | 0.01683% | 0.005838% | 0.01428% | 0.01188% | 0.01244% | 0.008919% | 0.01445% | 0.01203% | 0.01203% | 0.01445% | 0.01188% | 0.01428% | 0.01188% | 0.01683% | 0.005838% | 0.007928% | 0.007928%
4341 | 0.006574% | 0.01205% | 0.006303% | 0.01229% | 0.01094% | 0.01261% | 0.009389% | 0.01371% | 0.01115% | 0.01371% | 0.01094% | 0.01229% | 0.01094% | 0.01423% | 0.006877% | 0.01229% | 0.01094% | 0.01261% | 0.009389% | 0.01371% | 0.01115% | 0.01115% | 0.01371% | 0.01094% | 0.01229% | 0.01094% | 0.01423% | 0.006877% | 0.006574% | 0.006574%
4342 | 0.006405% | 0.01197% | 0.006073% | 0.009391% | 0.01028% | 0.01239% | 0.009223% | 0.01304% | 0.01046% | 0.01304% | 0.01028% | 0.009391% | 0.01028% | 0.009814% | 0.006874% | 0.009391% | 0.01028% | 0.01239% | 0.009223% | 0.01304% | 0.01046% | 0.01046% | 0.01304% | 0.01028% | 0.009391% | 0.01028% | 0.009814% | 0.006874% | 0.006405% | 0.006405%
4343 | 0.006364% | 0.01192% | 0.006097% | 0.007481% | 0.009889% | 0.01223% | 0.009203% | 0.01195% | 0.01016% | 0.01195% | 0.009889% | 0.007481% | 0.009889% | 0.006819% | 0.006878% | 0.007481% | 0.009889% | 0.01223% | 0.009203% | 0.01195% | 0.01016% | 0.01016% | 0.01195% | 0.009889% | 0.007481% | 0.009889% | 0.006819% | 0.006878% | 0.006364% | 0.006364%
4344 | 0.005897% | 0.01105% | 0.00562% | 0.006637% | 0.009516% | 0.01177% | 0.009094% | 0.01024% | 0.009807% | 0.01024% | 0.009516% | 0.006637% | 0.009516% | 0.00538% | 0.006873% | 0.006637% | 0.009516% | 0.01177% | 0.009094% | 0.01024% | 0.009807% | 0.009807% | 0.01024% | 0.009516% | 0.006637% | 0.009516% | 0.00538% | 0.006873% | 0.005897% | 0.005897%
4345 | 0.005455% | 0.009537% | 0.005314% | 0.006327% | 0.008206% | 0.01205% | 0.007782% | 0.01019% | 0.008724% | 0.01019% | 0.008206% | 0.006327% | 0.008206% | 0.004813% | 0.006837% | 0.006327% | 0.008206% | 0.01205% | 0.007782% | 0.01019% | 0.008724% | 0.008724% | 0.01019% | 0.008206% | 0.006327% | 0.008206% | 0.004813% | 0.006837% | 0.005455% | 0.005455%
4346 | 0.005545% | 0.009399% | 0.00541% | 0.006195% | 0.008259% | 0.0121% | 0.007814% | 0.009425% | 0.008709% | 0.009425% | 0.008259% | 0.006195% | 0.008259% | 0.004478% | 0.006841% | 0.006195% | 0.008259% | 0.0121% | 0.007814% | 0.009425% | 0.008709% | 0.008709% | 0.009425% | 0.008259% | 0.006195% | 0.008259% | 0.004478% | 0.006841% | 0.005545% | 0.005545%
4347 | 0.005293% | 0.00916% | 0.005104% | 0.006135% | 0.008134% | 0.0121% | 0.007816% | 0.008986% | 0.008463% | 0.008986% | 0.008134% | 0.006135% | 0.008134% | 0.004452% | 0.006845% | 0.006135% | 0.008134% | 0.0121% | 0.007816% | 0.008986% | 0.008463% | 0.008463% | 0.008986% | 0.008134% | 0.006135% | 0.008134% | 0.004452% | 0.006845% | 0.005293% | 0.005293%
4348 | 0.005321% | 0.008944% | 0.005195% | 0.006152% | 0.0082% | 0.01213% | 0.007902% | 0.009189% | 0.00858% | 0.009189% | 0.0082% | 0.006152% | 0.0082% | 0.004817% | 0.006849% | 0.006152% | 0.0082% | 0.01213% | 0.007902% | 0.009189% | 0.00858% | 0.00858% | 0.009189% | 0.0082% | 0.006152% | 0.0082% | 0.004817% | 0.006849% | 0.005321% | 0.005321%
4349 | 0.004287% | 0.008699% | 0.004279% | 0.006292% | 0.007815% | 0.01155% | 0.006894% | 0.009653% | 0.008512% | 0.009653% | 0.007815% | 0.006292% | 0.007815% | 0.004876% | 0.005381% | 0.006292% | 0.007815% | 0.01155% | 0.006894% | 0.009653% | 0.008512% | 0.008512% | 0.009653% | 0.007815% | 0.006292% | 0.007815% | 0.004876% | 0.005381% | 0.004287% | 0.004287%
4350 | 0.003585% | 0.008821% | 0.003401% | 0.006106% | 0.007468% | 0.01125% | 0.006066% | 0.01006% | 0.008266% | 0.01006% | 0.007468% | 0.006106% | 0.007468% | 0.005665% | 0.004255% | 0.006106% | 0.007468% | 0.01125% | 0.006066% | 0.01006% | 0.008266% | 0.008266% | 0.01006% | 0.007468% | 0.006106% | 0.007468% | 0.005665% | 0.004255% | 0.003585% | 0.003585%
4351 | 0.004652% | 0.009646% | 0.004501% | 0.007009% | 0.007892% | 0.01112% | 0.006403% | 0.01229% | 0.008527% | 0.01229% | 0.007892% | 0.007009% | 0.007892% | 0.007353% | 0.004257% | 0.007009% | 0.007892% | 0.01112% | 0.006403% | 0.01229% | 0.008527% | 0.008527% | 0.01229% | 0.007892% | 0.007009% | 0.007892% | 0.007353% | 0.004257% | 0.004652% | 0.004652%
4352 | 0.005715% | 0.01032% | 0.004671% | 0.008869% | 0.008964% | 0.01192% | 0.007179% | 0.01477% | 0.00966% | 0.01477% | 0.008964% | 0.008869% | 0.008964% | 0.01024% | 0.004294% | 0.008869% | 0.008964% | 0.01192% | 0.007179% | 0.01477% | 0.00966% | 0.00966% | 0.01477% | 0.008964% | 0.008869% | 0.008964% | 0.01024% | 0.004294% | 0.005715% | 0.005715%
4353 | 0.005939% | 0.01121% | 0.005453% | 0.01116% | 0.009436% | 0.01276% | 0.007463% | 0.01624% | 0.009991% | 0.01624% | 0.009436% | 0.01116% | 0.009436% | 0.01301% | 0.004353% | 0.01116% | 0.009436% | 0.01276% | 0.007463% | 0.01624% | 0.009991% | 0.009991% | 0.01624% | 0.009436% | 0.01116% | 0.009436% | 0.01301% | 0.004353% | 0.005939% | 0.005939%
4354 | 0.006583% | 0.01219% | 0.00589% | 0.0136% | 0.009584% | 0.01377% | 0.007581% | 0.01698% | 0.009949% | 0.01698% | 0.009584% | 0.0136% | 0.009584% | 0.01538% | 0.004402% | 0.0136% | 0.009584% | 0.01377% | 0.007581% | 0.01698% | 0.009949% | 0.009949% | 0.01698% | 0.009584% | 0.0136% | 0.009584% | 0.01538% | 0.004402% | 0.006583% | 0.006583%
4355 | 0.006979% | 0.01328% | 0.006506% | 0.0158% | 0.009481% | 0.01434% | 0.0076% | 0.01727% | 0.009652% | 0.01727% | 0.009481% | 0.0158% | 0.009481% | 0.01716% | 0.004425% | 0.0158% | 0.009481% | 0.01434% | 0.0076% | 0.01727% | 0.009652% | 0.009652% | 0.01727% | 0.009481% | 0.0158% | 0.009481% | 0.01716% | 0.004425% | 0.006979% | 0.006979%
4356 | 0.007665% | 0.01386% | 0.007263% | 0.01767% | 0.009706% | 0.01434% | 0.007902% | 0.01755% | 0.009848% | 0.01755% | 0.009706% | 0.01767% | 0.009706% | 0.01837% | 0.004446% | 0.01767% | 0.009706% | 0.01434% | 0.007902% | 0.01755% | 0.009848% | 0.009848% | 0.01755% | 0.009706% | 0.01767% | 0.009706% | 0.01837% | 0.004446% | 0.007665% | 0.007665%
4357 | 0.008301% | 0.01394% | 0.007862% | 0.01871% | 0.009929% | 0.01377% | 0.008203% | 0.01797% | 0.009903% | 0.01797% | 0.009929% | 0.01871% | 0.009929% | 0.01918% | 0.004465% | 0.01871% | 0.009929% | 0.01377% | 0.008203% | 0.01797% | 0.009903% | 0.009903% | 0.01797% | 0.009929% | 0.01871% | 0.009929% | 0.01918% | 0.004465% | 0.008301% | 0.008301%
4358 | 0.008621% | 0.01341% | 0.008349% | 0.01893% | 0.0103% | 0.01293% | 0.008554% | 0.01812% | 0.01016% | 0.01812% | 0.0103% | 0.01893% | 0.0103% | 0.0197% | 0.004519% | 0.01893% | 0.0103% | 0.01293% | 0.008554% | 0.01812% | 0.01016% | 0.01016% | 0.01812% | 0.0103% | 0.01893% | 0.0103% | 0.0197% | 0.004519% | 0.008621% | 0.008621%
4359 | 0.008927% | 0.01248% | 0.00846% | 0.01857% | 0.0106% | 0.01242% | 0.008764% | 0.01816% | 0.01034% | 0.01816% | 0.0106% | 0.01857% | 0.0106% | 0.01987% | 0.004576% | 0.01857% | 0.0106% | 0.01242% | 0.008764% | 0.01816% | 0.01034% | 0.01034% | 0.01816% | 0.0106% | 0.01857% | 0.0106% | 0.01987% | 0.004576% | 0.008927% | 0.008927%
4360 | 0.009006% | 0.01157% | 0.008368% | 0.01767% | 0.01052% | 0.01221% | 0.008625% | 0.01623% | 0.01025% | 0.01623% | 0.01052% | 0.01767% | 0.01052% | 0.01949% | 0.004588% | 0.01767% | 0.01052% | 0.01221% | 0.008625% | 0.01623% | 0.01025% | 0.01025% | 0.01623% | 0.01052% | 0.01767% | 0.01052% | 0.01949% | 0.004588% | 0.009006% | 0.009006%
4361 | 0.008471% | 0.0108% | 0.007878% | 0.0163% | 0.01014% | 0.01203% | 0.008158% | 0.01539% | 0.009983% | 0.01539% | 0.01014% | 0.0163% | 0.01014% | 0.01831% | 0.004549% | 0.0163% | 0.01014% | 0.01203% | 0.008158% | 0.01539% | 0.009983% | 0.009983% | 0.01539% | 0.01014% | 0.0163% | 0.01014% | 0.01831% | 0.004549% | 0.008471% | 0.008471%
4362 | 0.004054% | 0.01026% | 0.003788% | 0.0144% | 0.009208% | 0.01234% | 0.007374% | 0.01466% | 0.009235% | 0.01466% | 0.009208% | 0.0144% | 0.009208% | 0.01635% | 0.004422% | 0.0144% | 0.009208% | 0.01234% | 0.007374% | 0.01466% | 0.009235% | 0.009235% | 0.01466% | 0.009208% | 0.0144% | 0.009208% | 0.01635% | 0.004422% | 0.004054% | 0.004054%
4363 | 0.004038% | 0.009926% | 0.003486% | 0.01209% | 0.008032% | 0.01264% | 0.006485% | 0.01374% | 0.008463% | 0.01374% | 0.008032% | 0.01209% | 0.008032% | 0.01384% | 0.004299% | 0.01209% | 0.008032% | 0.01264% | 0.006485% | 0.01374% | 0.008463% | 0.008463% | 0.01374% | 0.008032% | 0.01209% | 0.008032% | 0.01384% | 0.004299% | 0.004038% | 0.004038%
4364 | 0.005163% | 0.009819% | 0.004501% | 0.01086% | 0.008003% | 0.01257% | 0.00712% | 0.01326% | 0.008368% | 0.01326% | 0.008003% | 0.01086% | 0.008003% | 0.01207% | 0.005811% | 0.01086% | 0.008003% | 0.01257% | 0.00712% | 0.01326% | 0.008368% | 0.008368% | 0.01326% | 0.008003% | 0.01086% | 0.008003% | 0.01207% | 0.005811% | 0.005163% | 0.005163%
4365 | 0.005645% | 0.009767% | 0.005243% | 0.0098% | 0.008175% | 0.01247% | 0.007717% | 0.01288% | 0.008506% | 0.01288% | 0.008175% | 0.0098% | 0.008175% | 0.01033% | 0.006865% | 0.0098% | 0.008175% | 0.01247% | 0.007717% | 0.01288% | 0.008506% | 0.008506% | 0.01288% | 0.008175% | 0.0098% | 0.008175% | 0.01033% | 0.006865% | 0.005645% | 0.005645%
4366 | 0.005565% | 0.009633% | 0.005372% | 0.00857% | 0.00806% | 0.01223% | 0.007662% | 0.01234% | 0.008461% | 0.01234% | 0.00806% | 0.00857% | 0.00806% | 0.008305% | 0.006866% | 0.00857% | 0.00806% | 0.01223% | 0.007662% | 0.01234% | 0.008461% | 0.008461% | 0.01234% | 0.00806% | 0.00857% | 0.00806% | 0.008305% | 0.006866% | 0.005565% | 0.005565%
4367 | 0.005595% | 0.009466% | 0.005416% | 0.007659% | 0.008062% | 0.01204% | 0.007684% | 0.01142% | 0.008541% | 0.01142% | 0.008062% | 0.007659% | 0.008062% | 0.006558% | 0.00687% | 0.007659% | 0.008062% | 0.01204% | 0.007684% | 0.01142% | 0.008541% | 0.008541% | 0.01142% | 0.008062% | 0.007659% | 0.008062% | 0.006558% | 0.00687% | 0.005595% | 0.005595%
4368 | 0.00557% | 0.0099% | 0.005389% | 0.006702% | 0.008559% | 0.012% | 0.00814% | 0.01029% | 0.008901% | 0.01029% | 0.008559% | 0.006702% | 0.008559% | 0.005348% | 0.006837% | 0.006702% | 0.008559% | 0.012% | 0.00814% | 0.01029% | 0.008901% | 0.008901% | 0.01029% | 0.008559% | 0.006702% | 0.008559% | 0.005348% | 0.006837% | 0.00557% | 0.00557%
4369 | 0.005557% | 0.009514% | 0.005463% | 0.005977% | 0.009081% | 0.01057% | 0.009177% | 0.008869% | 0.009408% | 0.008869% | 0.009081% | 0.005977% | 0.009081% | 0.004644% | 0.006873% | 0.005977% | 0.009081% | 0.01057% | 0.009177% | 0.008869% | 0.009408% | 0.009408% | 0.008869% | 0.009081% | 0.005977% | 0.009081% | 0.004644% | 0.006873% | 0.005557% | 0.005557%
4370 | 0.005594% | 0.009383% | 0.00541% | 0.005821% | 0.008974% | 0.01062% | 0.008977% | 0.007647% | 0.009676% | 0.007647% | 0.008974% | 0.005821% | 0.008974% | 0.004611% | 0.006891% | 0.005821% | 0.008974% | 0.01062% | 0.008977% | 0.007647% | 0.009676% | 0.009676% | 0.007647% | 0.008974% | 0.005821% | 0.008974% | 0.004611% | 0.006891% | 0.005594% | 0.005594%
4371 | 0.005752% | 0.0093% | 0.005453% | 0.005786% | 0.009102% | 0.01068% | 0.008965% | 0.006678% | 0.0104% | 0.006678% | 0.009102% | 0.005786% | 0.009102% | 0.004772% | 0.007124% | 0.005786% | 0.009102% | 0.01068% | 0.008965% | 0.006678% | 0.0104% | 0.0104% | 0.006678% | 0.009102% | 0.005786% | 0.009102% | 0.004772% | 0.007124% | 0.005752% | 0.005752%
4372 | 0.00617% | 0.009202% | 0.005433% | 0.005913% | 0.009768% | 0.01073% | 0.00934% | 0.006532% | 0.01109% | 0.006532% | 0.009768% | 0.005913% | 0.009768% | 0.00513% | 0.0078% | 0.005913% | 0.009768% | 0.01073% | 0.00934% | 0.006532% | 0.01109% | 0.01109% | 0.006532% | 0.009768% | 0.005913% | 0.009768% | 0.00513% | 0.0078% | 0.00617% | 0.00617%
4373 | 0.005895% | 0.009441% | 0.004635% | 0.006155% | 0.01051% | 0.00996% | 0.009267% | 0.007353% | 0.0119% | 0.007353% | 0.01051% | 0.006155% | 0.01051% | 0.004869% | 0.007811% | 0.006155% | 0.01051% | 0.00996% | 0.009267% | 0.007353% | 0.0119% | 0.0119% | 0.007353% | 0.01051% | 0.006155% | 0.01051% | 0.004869% | 0.007811% | 0.005895% | 0.005895%
4374 | 0.006747% | 0.009621% | 0.005915% | 0.006499% | 0.01267% | 0.009749% | 0.01028% | 0.009042% | 0.01392% | 0.009042% | 0.01267% | 0.006499% | 0.01267% | 0.005784% | 0.009078% | 0.006499% | 0.01267% | 0.009749% | 0.01028% | 0.009042% | 0.01392% | 0.01392% | 0.009042% | 0.01267% | 0.006499% | 0.01267% | 0.005784% | 0.009078% | 0.006747% | 0.006747%
4375 | 0.01111% | 0.01111% | 0.007867% | 0.008611% | 0.01507% | 0.01038% | 0.01279% | 0.01236% | 0.01527% | 0.01236% | 0.01507% | 0.008611% | 0.01507% | 0.008725% | 0.01221% | 0.008611% | 0.01507% | 0.01038% | 0.01279% | 0.01236% | 0.01527% | 0.01527% | 0.01236% | 0.01507% | 0.008611% | 0.01507% | 0.008725% | 0.01221% | 0.01111% | 0.01111%
4376 | 0.01345% | 0.01432% | 0.01355% | 0.01181% | 0.01719% | 0.01134% | 0.01539% | 0.01447% | 0.01631% | 0.01447% | 0.01719% | 0.01181% | 0.01719% | 0.01283% | 0.01517% | 0.01181% | 0.01719% | 0.01134% | 0.01539% | 0.01447% | 0.01631% | 0.01631% | 0.01447% | 0.01719% | 0.01181% | 0.01719% | 0.01283% | 0.01517% | 0.01345% | 0.01345%
4377 | 0.01598% | 0.01802% | 0.0162% | 0.01447% | 0.01906% | 0.01289% | 0.01785% | 0.01485% | 0.01723% | 0.01485% | 0.01906% | 0.01447% | 0.01906% | 0.01574% | 0.01748% | 0.01447% | 0.01906% | 0.01289% | 0.01785% | 0.01485% | 0.01723% | 0.01723% | 0.01485% | 0.01906% | 0.01447% | 0.01906% | 0.01574% | 0.01748% | 0.01598% | 0.01598%
4378 | 0.0185% | 0.02078% | 0.01808% | 0.01659% | 0.02013% | 0.01442% | 0.01979% | 0.01526% | 0.01759% | 0.01526% | 0.02013% | 0.01659% | 0.02013% | 0.01764% | 0.0191% | 0.01659% | 0.02013% | 0.01442% | 0.01979% | 0.01526% | 0.01759% | 0.01759% | 0.01526% | 0.02013% | 0.01659% | 0.02013% | 0.01764% | 0.0191% | 0.0185% | 0.0185%
4379 | 0.01983% | 0.02177% | 0.01918% | 0.01807% | 0.02029% | 0.01506% | 0.02069% | 0.01503% | 0.01751% | 0.01503% | 0.02029% | 0.01807% | 0.02029% | 0.01885% | 0.02011% | 0.01807% | 0.02029% | 0.01506% | 0.02069% | 0.01503% | 0.01751% | 0.01751% | 0.01503% | 0.02029% | 0.01807% | 0.02029% | 0.01885% | 0.02011% | 0.01983% | 0.01983%
4380 | 0.02101% | 0.02141% | 0.0203% | 0.01919% | 0.01997% | 0.01496% | 0.02109% | 0.01415% | 0.01724% | 0.01415% | 0.01997% | 0.01919% | 0.01997% | 0.0198% | 0.02055% | 0.01919% | 0.01997% | 0.01496% | 0.02109% | 0.01415% | 0.01724% | 0.01724% | 0.01415% | 0.01997% | 0.01919% | 0.01997% | 0.0198% | 0.02055% | 0.02101% | 0.02101%
4381 | 0.02139% | 0.02066% | 0.02116% | 0.01992% | 0.01908% | 0.01413% | 0.02096% | 0.01346% | 0.01661% | 0.01346% | 0.01908% | 0.01992% | 0.01908% | 0.02048% | 0.02056% | 0.01992% | 0.01908% | 0.01413% | 0.02096% | 0.01346% | 0.01661% | 0.01661% | 0.01346% | 0.01908% | 0.01992% | 0.01908% | 0.02048% | 0.02056% | 0.02139% | 0.02139%
4382 | 0.02067% | 0.01813% | 0.02161% | 0.02003% | 0.01766% | 0.01301% | 0.01998% | 0.01306% | 0.01541% | 0.01306% | 0.01766% | 0.02003% | 0.01766% | 0.02065% | 0.02022% | 0.02003% | 0.01766% | 0.01301% | 0.01998% | 0.01306% | 0.01541% | 0.01541% | 0.01306% | 0.01766% | 0.02003% | 0.01766% | 0.02065% | 0.02022% | 0.02067% | 0.02067%
4383 | 0.01907% | 0.01533% | 0.02085% | 0.0196% | 0.01648% | 0.01209% | 0.01832% | 0.01347% | 0.01464% | 0.01347% | 0.01648% | 0.0196% | 0.01648% | 0.02003% | 0.01914% | 0.0196% | 0.01648% | 0.01209% | 0.01832% | 0.01347% | 0.01464% | 0.01464% | 0.01347% | 0.01648% | 0.0196% | 0.01648% | 0.02003% | 0.01914% | 0.01907% | 0.01907%
4384 | 0.01614% | 0.01375% | 0.01973% | 0.01881% | 0.01519% | 0.01157% | 0.01626% | 0.01202% | 0.01388% | 0.01202% | 0.01519% | 0.01881% | 0.01519% | 0.0185% | 0.01694% | 0.01881% | 0.01519% | 0.01157% | 0.01626% | 0.01202% | 0.01388% | 0.01388% | 0.01202% | 0.01519% | 0.01881% | 0.01519% | 0.0185% | 0.01694% | 0.01614% | 0.01614%
4385 | 0.01353% | 0.01181% | 0.0187% | 0.01781% | 0.0138% | 0.01129% | 0.01448% | 0.01206% | 0.01317% | 0.01206% | 0.0138% | 0.01781% | 0.0138% | 0.0168% | 0.01411% | 0.01781% | 0.0138% | 0.01129% | 0.01448% | 0.01206% | 0.01317% | 0.01317% | 0.01206% | 0.0138% | 0.01781% | 0.0138% | 0.0168% | 0.01411% | 0.01353% | 0.01353%
4386 | 0.007169% | 0.01094% | 0.01285% | 0.01655% | 0.01209% | 0.01148% | 0.01298% | 0.01193% | 0.01192% | 0.01193% | 0.01209% | 0.01655% | 0.01209% | 0.0151% | 0.01117% | 0.01655% | 0.01209% | 0.01148% | 0.01298% | 0.01193% | 0.01192% | 0.01192% | 0.01193% | 0.01209% | 0.01655% | 0.01209% | 0.0151% | 0.01117% | 0.007169% | 0.007169%
4387 | 0.006076% | 0.01039% | 0.01235% | 0.01488% | 0.01029% | 0.01154% | 0.01139% | 0.01147% | 0.01052% | 0.01147% | 0.01029% | 0.01488% | 0.01029% | 0.01354% | 0.008955% | 0.01488% | 0.01029% | 0.01154% | 0.01139% | 0.01147% | 0.01052% | 0.01052% | 0.01147% | 0.01029% | 0.01488% | 0.01029% | 0.01354% | 0.008955% | 0.006076% | 0.006076%
4388 | 0.006145% | 0.0102% | 0.01193% | 0.01388% | 0.009663% | 0.0113% | 0.01106% | 0.01135% | 0.009704% | 0.01135% | 0.009663% | 0.01388% | 0.009663% | 0.0128% | 0.00903% | 0.01388% | 0.009663% | 0.0113% | 0.01106% | 0.01135% | 0.009704% | 0.009704% | 0.01135% | 0.009663% | 0.01388% | 0.009663% | 0.0128% | 0.00903% | 0.006145% | 0.006145%
4389 | 0.006464% | 0.01007% | 0.006071% | 0.01221% | 0.009402% | 0.01116% | 0.01072% | 0.01165% | 0.009281% | 0.01165% | 0.009402% | 0.01221% | 0.009402% | 0.01103% | 0.009121% | 0.01221% | 0.009402% | 0.01116% | 0.01072% | 0.01165% | 0.009281% | 0.009281% | 0.01165% | 0.009402% | 0.01221% | 0.009402% | 0.01103% | 0.009121% | 0.006464% | 0.006464%
4390 | 0.005941% | 0.009956% | 0.00562% | 0.009543% | 0.009153% | 0.01101% | 0.009841% | 0.0119% | 0.00909% | 0.0119% | 0.009153% | 0.009543% | 0.009153% | 0.007574% | 0.008344% | 0.009543% | 0.009153% | 0.01101% | 0.009841% | 0.0119% | 0.00909% | 0.00909% | 0.0119% | 0.009153% | 0.009543% | 0.009153% | 0.007574% | 0.008344% | 0.005941% | 0.005941%
4391 | 0.005684% | 0.009843% | 0.005481% | 0.00777% | 0.008987% | 0.01088% | 0.009287% | 0.0119% | 0.008983% | 0.0119% | 0.008987% | 0.00777% | 0.008987% | 0.005358% | 0.007742% | 0.00777% | 0.008987% | 0.01088% | 0.009287% | 0.0119% | 0.008983% | 0.008983% | 0.0119% | 0.008987% | 0.00777% | 0.008987% | 0.005358% | 0.007742% | 0.005684% | 0.005684%
4392 | 0.005564% | 0.009599% | 0.005479% | 0.006723% | 0.008702% | 0.0111% | 0.008703% | 0.009993% | 0.008846% | 0.009993% | 0.008702% | 0.006723% | 0.008702% | 0.004889% | 0.007071% | 0.006723% | 0.008702% | 0.0111% | 0.008703% | 0.009993% | 0.008846% | 0.008846% | 0.009993% | 0.008702% | 0.006723% | 0.008702% | 0.004889% | 0.007071% | 0.005564% | 0.005564%
4393 | 0.005613% | 0.009617% | 0.005512% | 0.006051% | 0.00869% | 0.01084% | 0.008841% | 0.008327% | 0.00887% | 0.008327% | 0.00869% | 0.006051% | 0.00869% | 0.004686% | 0.006872% | 0.006051% | 0.00869% | 0.01084% | 0.008841% | 0.008327% | 0.00887% | 0.00887% | 0.008327% | 0.00869% | 0.006051% | 0.00869% | 0.004686% | 0.006872% | 0.005613% | 0.005613%
4394 | 0.005687% | 0.009465% | 0.005438% | 0.005879% | 0.008667% | 0.01083% | 0.008793% | 0.007189% | 0.009087% | 0.007189% | 0.008667% | 0.005879% | 0.008667% | 0.00465% | 0.00689% | 0.005879% | 0.008667% | 0.01083% | 0.008793% | 0.007189% | 0.009087% | 0.009087% | 0.007189% | 0.008667% | 0.005879% | 0.008667% | 0.00465% | 0.00689% | 0.005687% | 0.005687%
4395 | 0.005823% | 0.009343% | 0.005415% | 0.005839% | 0.008806% | 0.01083% | 0.008824% | 0.006328% | 0.009712% | 0.006328% | 0.008806% | 0.005839% | 0.008806% | 0.004814% | 0.007126% | 0.005839% | 0.008806% | 0.01083% | 0.008824% | 0.006328% | 0.009712% | 0.009712% | 0.006328% | 0.008806% | 0.005839% | 0.008806% | 0.004814% | 0.007126% | 0.005823% | 0.005823%
4396 | 0.006259% | 0.009242% | 0.005473% | 0.005973% | 0.009414% | 0.01086% | 0.009183% | 0.006229% | 0.0105% | 0.006229% | 0.009414% | 0.005973% | 0.009414% | 0.005223% | 0.007804% | 0.005973% | 0.009414% | 0.01086% | 0.009183% | 0.006229% | 0.0105% | 0.0105% | 0.006229% | 0.009414% | 0.005973% | 0.009414% | 0.005223% | 0.007804% | 0.006259% | 0.006259%
4397 | 0.006063% | 0.009347% | 0.004752% | 0.006366% | 0.01004% | 0.01009% | 0.009102% | 0.007058% | 0.01129% | 0.007058% | 0.01004% | 0.006366% | 0.01004% | 0.005066% | 0.007901% | 0.006366% | 0.01004% | 0.01009% | 0.009102% | 0.007058% | 0.01129% | 0.01129% | 0.007058% | 0.01004% | 0.006366% | 0.01004% | 0.005066% | 0.007901% | 0.006063% | 0.006063%
4398 | 0.006784% | 0.009707% | 0.006% | 0.006641% | 0.01192% | 0.009891% | 0.009913% | 0.008713% | 0.01317% | 0.008713% | 0.01192% | 0.006641% | 0.01192% | 0.005955% | 0.009093% | 0.006641% | 0.01192% | 0.009891% | 0.009913% | 0.008713% | 0.01317% | 0.01317% | 0.008713% | 0.01192% | 0.006641% | 0.01192% | 0.005955% | 0.009093% | 0.006784% | 0.006784%
4399 | 0.01216% | 0.01132% | 0.008545% | 0.008671% | 0.01436% | 0.01031% | 0.01233% | 0.01199% | 0.01473% | 0.01199% | 0.01436% | 0.008671% | 0.01436% | 0.008887% | 0.01221% | 0.008671% | 0.01436% | 0.01031% | 0.01233% | 0.01199% | 0.01473% | 0.01473% | 0.01199% | 0.01436% | 0.008671% | 0.01436% | 0.008887% | 0.01221% | 0.01216% | 0.01216%
4400 | 0.01382% | 0.01447% | 0.014% | 0.01176% | 0.01676% | 0.01124% | 0.01492% | 0.01433% | 0.01611% | 0.01433% | 0.01676% | 0.01176% | 0.01676% | 0.01286% | 0.01515% | 0.01176% | 0.01676% | 0.01124% | 0.01492% | 0.01433% | 0.01611% | 0.01611% | 0.01433% | 0.01676% | 0.01176% | 0.01676% | 0.01286% | 0.01515% | 0.01382% | 0.01382%
4401 | 0.01583% | 0.01814% | 0.01612% | 0.01438% | 0.01877% | 0.01265% | 0.01734% | 0.01483% | 0.01728% | 0.01483% | 0.01877% | 0.01438% | 0.01877% | 0.01556% | 0.01746% | 0.01438% | 0.01877% | 0.01265% | 0.01734% | 0.01483% | 0.01728% | 0.01728% | 0.01483% | 0.01877% | 0.01438% | 0.01877% | 0.01556% | 0.01746% | 0.01583% | 0.01583%
4402 | 0.01821% | 0.0209% | 0.01744% | 0.01651% | 0.02006% | 0.01413% | 0.01921% | 0.01547% | 0.018% | 0.01547% | 0.02006% | 0.01651% | 0.02006% | 0.01734% | 0.01907% | 0.01651% | 0.02006% | 0.01413% | 0.01921% | 0.01547% | 0.018% | 0.018% | 0.01547% | 0.02006% | 0.01651% | 0.02006% | 0.01734% | 0.01907% | 0.01821% | 0.01821%
4403 | 0.02% | 0.02193% | 0.01878% | 0.01817% | 0.02033% | 0.015% | 0.02025% | 0.01541% | 0.01797% | 0.01541% | 0.02033% | 0.01817% | 0.02033% | 0.0188% | 0.02013% | 0.01817% | 0.02033% | 0.015% | 0.02025% | 0.01541% | 0.01797% | 0.01797% | 0.01541% | 0.02033% | 0.01817% | 0.02033% | 0.0188% | 0.02013% | 0.02% | 0.02%
4404 | 0.02189% | 0.02156% | 0.02028% | 0.01946% | 0.02027% | 0.01504% | 0.02081% | 0.01497% | 0.01799% | 0.01497% | 0.02027% | 0.01946% | 0.02027% | 0.01995% | 0.02058% | 0.01946% | 0.02027% | 0.01504% | 0.02081% | 0.01497% | 0.01799% | 0.01799% | 0.01497% | 0.02027% | 0.01946% | 0.02027% | 0.01995% | 0.02058% | 0.02189% | 0.02189%
4405 | 0.02264% | 0.02075% | 0.02113% | 0.02019% | 0.01958% | 0.01411% | 0.02062% | 0.01463% | 0.01779% | 0.01463% | 0.01958% | 0.02019% | 0.01958% | 0.02057% | 0.02056% | 0.02019% | 0.01958% | 0.01411% | 0.02062% | 0.01463% | 0.01779% | 0.01779% | 0.01463% | 0.01958% | 0.02019% | 0.01958% | 0.02057% | 0.02056% | 0.02264% | 0.02264%
4406 | 0.02196% | 0.0182% | 0.02146% | 0.02034% | 0.01847% | 0.01317% | 0.01974% | 0.01445% | 0.01702% | 0.01445% | 0.01847% | 0.02034% | 0.01847% | 0.0207% | 0.02023% | 0.02034% | 0.01847% | 0.01317% | 0.01974% | 0.01445% | 0.01702% | 0.01702% | 0.01445% | 0.01847% | 0.02034% | 0.01847% | 0.0207% | 0.02023% | 0.02196% | 0.02196%
4407 | 0.0208% | 0.01544% | 0.02106% | 0.02018% | 0.01768% | 0.01244% | 0.0183% | 0.01517% | 0.01658% | 0.01517% | 0.01768% | 0.02018% | 0.01768% | 0.02024% | 0.01918% | 0.02018% | 0.01768% | 0.01244% | 0.0183% | 0.01517% | 0.01658% | 0.01658% | 0.01517% | 0.01768% | 0.02018% | 0.01768% | 0.02024% | 0.01918% | 0.0208% | 0.0208%
4408 | 0.01829% | 0.01394% | 0.0206% | 0.01966% | 0.01665% | 0.01208% | 0.0165% | 0.01393% | 0.0159% | 0.01393% | 0.01665% | 0.01966% | 0.01665% | 0.01899% | 0.017% | 0.01966% | 0.01665% | 0.01208% | 0.0165% | 0.01393% | 0.0159% | 0.0159% | 0.01393% | 0.01665% | 0.01966% | 0.01665% | 0.01899% | 0.017% | 0.01829% | 0.01829%
4409 | 0.01528% | 0.01199% | 0.01961% | 0.01868% | 0.01506% | 0.01176% | 0.01474% | 0.01382% | 0.01496% | 0.01382% | 0.01506% | 0.01868% | 0.01506% | 0.01735% | 0.01413% | 0.01868% | 0.01506% | 0.01176% | 0.01474% | 0.01382% | 0.01496% | 0.01496% | 0.01382% | 0.01506% | 0.01868% | 0.01506% | 0.01735% | 0.01413% | 0.01528% | 0.01528%
4410 | 0.007502% | 0.01118% | 0.01306% | 0.01735% | 0.01316% | 0.01172% | 0.01324% | 0.01361% | 0.0135% | 0.01361% | 0.01316% | 0.01735% | 0.01316% | 0.01561% | 0.01118% | 0.01735% | 0.01316% | 0.01172% | 0.01324% | 0.01361% | 0.0135% | 0.0135% | 0.01361% | 0.01316% | 0.01735% | 0.01316% | 0.01561% | 0.01118% | 0.007502% | 0.007502%
4411 | 0.006362% | 0.0107% | 0.01266% | 0.01565% | 0.01125% | 0.0117% | 0.01174% | 0.01327% | 0.01185% | 0.01327% | 0.01125% | 0.01565% | 0.01125% | 0.01401% | 0.008988% | 0.01565% | 0.01125% | 0.0117% | 0.01174% | 0.01327% | 0.01185% | 0.01185% | 0.01327% | 0.01125% | 0.01565% | 0.01125% | 0.01401% | 0.008988% | 0.006362% | 0.006362%
4412 | 0.006353% | 0.01045% | 0.01218% | 0.01445% | 0.01043% | 0.01146% | 0.0113% | 0.01308% | 0.01073% | 0.01308% | 0.01043% | 0.01445% | 0.01043% | 0.01314% | 0.009065% | 0.01445% | 0.01043% | 0.01146% | 0.0113% | 0.01308% | 0.01073% | 0.01073% | 0.01308% | 0.01043% | 0.01445% | 0.01043% | 0.01314% | 0.009065% | 0.006353% | 0.006353%
4413 | 0.006563% | 0.01023% | 0.00608% | 0.01254% | 0.009988% | 0.01129% | 0.01084% | 0.01318% | 0.01013% | 0.01318% | 0.009988% | 0.01254% | 0.009988% | 0.0112% | 0.009132% | 0.01254% | 0.009988% | 0.01129% | 0.01084% | 0.01318% | 0.01013% | 0.01013% | 0.01318% | 0.009988% | 0.01254% | 0.009988% | 0.0112% | 0.009132% | 0.006563% | 0.006563%
4414 | 0.005915% | 0.01004% | 0.005655% | 0.009729% | 0.009621% | 0.01097% | 0.009856% | 0.01325% | 0.009821% | 0.01325% | 0.009621% | 0.009729% | 0.009621% | 0.007652% | 0.008348% | 0.009729% | 0.009621% | 0.01097% | 0.009856% | 0.01325% | 0.009821% | 0.009821% | 0.01325% | 0.009621% | 0.009729% | 0.009621% | 0.007652% | 0.008348% | 0.005915% | 0.005915%
4415 | 0.005698% | 0.00989% | 0.005482% | 0.007884% | 0.009419% | 0.01075% | 0.009291% | 0.01315% | 0.009655% | 0.01315% | 0.009419% | 0.007884% | 0.009419% | 0.005418% | 0.007743% | 0.007884% | 0.009419% | 0.01075% | 0.009291% | 0.01315% | 0.009655% | 0.009655% | 0.01315% | 0.009419% | 0.007884% | 0.009419% | 0.005418% | 0.007743% | 0.005698% | 0.005698%
4416 | 0.005597% | 0.009767% | 0.005389% | 0.006749% | 0.009099% | 0.01071% | 0.008985% | 0.01029% | 0.00932% | 0.01029% | 0.009099% | 0.006749% | 0.009099% | 0.004842% | 0.007102% | 0.006749% | 0.009099% | 0.01071% | 0.008985% | 0.01029% | 0.00932% | 0.00932% | 0.01029% | 0.009099% | 0.006749% | 0.009099% | 0.004842% | 0.007102% | 0.005597% | 0.005597%
4417 | 0.005563% | 0.009683% | 0.005434% | 0.006063% | 0.009026% | 0.01069% | 0.008835% | 0.008976% | 0.009352% | 0.008976% | 0.009026% | 0.006063% | 0.009026% | 0.004723% | 0.006866% | 0.006063% | 0.009026% | 0.01069% | 0.008835% | 0.008976% | 0.009352% | 0.009352% | 0.008976% | 0.009026% | 0.006063% | 0.009026% | 0.004723% | 0.006866% | 0.005563% | 0.005563%
4418 | 0.005595% | 0.009542% | 0.005474% | 0.005909% | 0.008981% | 0.01069% | 0.008789% | 0.007827% | 0.009631% | 0.007827% | 0.008981% | 0.005909% | 0.008981% | 0.004686% | 0.006884% | 0.005909% | 0.008981% | 0.01069% | 0.008789% | 0.007827% | 0.009631% | 0.009631% | 0.007827% | 0.008981% | 0.005909% | 0.008981% | 0.004686% | 0.006884% | 0.005595% | 0.005595%
4419 | 0.005748% | 0.009484% | 0.005362% | 0.005881% | 0.009172% | 0.01075% | 0.008843% | 0.006873% | 0.01035% | 0.006873% | 0.009172% | 0.005881% | 0.009172% | 0.004841% | 0.007119% | 0.005881% | 0.009172% | 0.01075% | 0.008843% | 0.006873% | 0.01035% | 0.01035% | 0.006873% | 0.009172% | 0.005881% | 0.009172% | 0.004841% | 0.007119% | 0.005748% | 0.005748%
4420 | 0.006173% | 0.00946% | 0.005428% | 0.006029% | 0.009838% | 0.0108% | 0.009226% | 0.006795% | 0.01123% | 0.006795% | 0.009838% | 0.006029% | 0.009838% | 0.005226% | 0.007794% | 0.006029% | 0.009838% | 0.0108% | 0.009226% | 0.006795% | 0.01123% | 0.01123% | 0.006795% | 0.009838% | 0.006029% | 0.009838% | 0.005226% | 0.007794% | 0.006173% | 0.006173%
4421 | 0.00598% | 0.009698% | 0.004678% | 0.006461% | 0.01059% | 0.009998% | 0.009165% | 0.007771% | 0.01257% | 0.007771% | 0.01059% | 0.006461% | 0.01059% | 0.005094% | 0.00789% | 0.006461% | 0.01059% | 0.009998% | 0.009165% | 0.007771% | 0.01257% | 0.01257% | 0.007771% | 0.01059% | 0.006461% | 0.01059% | 0.005094% | 0.00789% | 0.00598% | 0.00598%
4422 | 0.00676% | 0.009871% | 0.00588% | 0.006813% | 0.01279% | 0.01002% | 0.0101% | 0.009516% | 0.01449% | 0.009516% | 0.01279% | 0.006813% | 0.01279% | 0.005945% | 0.009082% | 0.006813% | 0.01279% | 0.01002% | 0.0101% | 0.009516% | 0.01449% | 0.01449% | 0.009516% | 0.01279% | 0.006813% | 0.01279% | 0.005945% | 0.009082% | 0.00676% | 0.00676%
4423 | 0.01218% | 0.01146% | 0.00789% | 0.008965% | 0.01562% | 0.01066% | 0.01271% | 0.01386% | 0.01635% | 0.01386% | 0.01562% | 0.008965% | 0.01562% | 0.008909% | 0.01222% | 0.008965% | 0.01562% | 0.01066% | 0.01271% | 0.01386% | 0.01635% | 0.01635% | 0.01386% | 0.01562% | 0.008965% | 0.01562% | 0.008909% | 0.01222% | 0.01218% | 0.01218%
4424 | 0.01459% | 0.01485% | 0.01357% | 0.01237% | 0.01835% | 0.01185% | 0.01552% | 0.01629% | 0.01804% | 0.01629% | 0.01835% | 0.01237% | 0.01835% | 0.01315% | 0.0152% | 0.01237% | 0.01835% | 0.01185% | 0.01552% | 0.01629% | 0.01804% | 0.01804% | 0.01629% | 0.01835% | 0.01237% | 0.01835% | 0.01315% | 0.0152% | 0.01459% | 0.01459%
4425 | 0.01796% | 0.01864% | 0.01668% | 0.01558% | 0.02083% | 0.01337% | 0.0183% | 0.01722% | 0.01969% | 0.01722% | 0.02083% | 0.01558% | 0.02083% | 0.01649% | 0.01756% | 0.01558% | 0.02083% | 0.01337% | 0.0183% | 0.01722% | 0.01969% | 0.01969% | 0.01722% | 0.02083% | 0.01558% | 0.02083% | 0.01649% | 0.01756% | 0.01796% | 0.01796%
4426 | 0.02149% | 0.02142% | 0.01903% | 0.0181% | 0.02246% | 0.01502% | 0.02055% | 0.01812% | 0.02068% | 0.01812% | 0.02246% | 0.0181% | 0.02246% | 0.01874% | 0.01925% | 0.0181% | 0.02246% | 0.01502% | 0.02055% | 0.01812% | 0.02068% | 0.02068% | 0.01812% | 0.02246% | 0.0181% | 0.02246% | 0.01874% | 0.01925% | 0.02149% | 0.02149%
4427 | 0.02365% | 0.02249% | 0.02075% | 0.0199% | 0.02283% | 0.01597% | 0.02171% | 0.01811% | 0.0207% | 0.01811% | 0.02283% | 0.0199% | 0.02283% | 0.02027% | 0.02031% | 0.0199% | 0.02283% | 0.01597% | 0.02171% | 0.01811% | 0.0207% | 0.0207% | 0.01811% | 0.02283% | 0.0199% | 0.02283% | 0.02027% | 0.02031% | 0.02365% | 0.02365%
4428 | 0.02463% | 0.02199% | 0.02175% | 0.02084% | 0.02238% | 0.01568% | 0.02205% | 0.01719% | 0.02022% | 0.01719% | 0.02238% | 0.02084% | 0.02238% | 0.02111% | 0.02073% | 0.02084% | 0.02238% | 0.01568% | 0.02205% | 0.01719% | 0.02022% | 0.02022% | 0.01719% | 0.02238% | 0.02084% | 0.02238% | 0.02111% | 0.02073% | 0.02463% | 0.02463%
4429 | 0.02456% | 0.02097% | 0.02228% | 0.02126% | 0.0214% | 0.01472% | 0.02184% | 0.01639% | 0.01956% | 0.01639% | 0.0214% | 0.02126% | 0.0214% | 0.02153% | 0.02073% | 0.02126% | 0.0214% | 0.01472% | 0.02184% | 0.01639% | 0.01956% | 0.01956% | 0.01639% | 0.0214% | 0.02126% | 0.0214% | 0.02153% | 0.02073% | 0.02456% | 0.02456%
4430 | 0.02354% | 0.01842% | 0.02257% | 0.02125% | 0.01994% | 0.01374% | 0.0209% | 0.01591% | 0.01821% | 0.01591% | 0.01994% | 0.02125% | 0.01994% | 0.02159% | 0.02039% | 0.02125% | 0.01994% | 0.01374% | 0.0209% | 0.01591% | 0.01821% | 0.01821% | 0.01591% | 0.01994% | 0.02125% | 0.01994% | 0.02159% | 0.02039% | 0.02354% | 0.02354%
4431 | 0.02191% | 0.0156% | 0.02188% | 0.02084% | 0.01871% | 0.013% | 0.01934% | 0.01622% | 0.01716% | 0.01622% | 0.01871% | 0.02084% | 0.01871% | 0.02103% | 0.01932% | 0.02084% | 0.01871% | 0.013% | 0.01934% | 0.01622% | 0.01716% | 0.01716% | 0.01622% | 0.01871% | 0.02084% | 0.01871% | 0.02103% | 0.01932% | 0.02191% | 0.02191%
4432 | 0.01937% | 0.01408% | 0.02138% | 0.02031% | 0.01787% | 0.01272% | 0.01772% | 0.01498% | 0.01666% | 0.01498% | 0.01787% | 0.02031% | 0.01787% | 0.01982% | 0.0172% | 0.02031% | 0.01787% | 0.01272% | 0.01772% | 0.01498% | 0.01666% | 0.01666% | 0.01498% | 0.01787% | 0.02031% | 0.01787% | 0.01982% | 0.0172% | 0.01937% | 0.01937%
4433 | 0.01637% | 0.01211% | 0.02041% | 0.01926% | 0.01631% | 0.01251% | 0.01597% | 0.01481% | 0.01577% | 0.01481% | 0.01631% | 0.01926% | 0.01631% | 0.01812% | 0.01436% | 0.01926% | 0.01631% | 0.01251% | 0.01597% | 0.01481% | 0.01577% | 0.01577% | 0.01481% | 0.01631% | 0.01926% | 0.01631% | 0.01812% | 0.01436% | 0.01637% | 0.01637%
4434 | 0.007863% | 0.01125% | 0.01332% | 0.01785% | 0.01424% | 0.01249% | 0.01434% | 0.01447% | 0.01415% | 0.01447% | 0.01424% | 0.01785% | 0.01424% | 0.01628% | 0.01138% | 0.01785% | 0.01424% | 0.01249% | 0.01434% | 0.01447% | 0.01415% | 0.01415% | 0.01447% | 0.01424% | 0.01785% | 0.01424% | 0.01628% | 0.01138% | 0.007863% | 0.007863%
4435 | 0.006802% | 0.01066% | 0.01292% | 0.01606% | 0.01205% | 0.01241% | 0.01254% | 0.01408% | 0.01234% | 0.01408% | 0.01205% | 0.01606% | 0.01205% | 0.01455% | 0.009094% | 0.01606% | 0.01205% | 0.01241% | 0.01254% | 0.01408% | 0.01234% | 0.01234% | 0.01408% | 0.01205% | 0.01606% | 0.01205% | 0.01455% | 0.009094% | 0.006802% | 0.006802%
4436 | 0.006588% | 0.01035% | 0.01231% | 0.0148% | 0.01107% | 0.01217% | 0.0118% | 0.01398% | 0.01117% | 0.01398% | 0.01107% | 0.0148% | 0.01107% | 0.01359% | 0.009102% | 0.0148% | 0.01107% | 0.01217% | 0.0118% | 0.01398% | 0.01117% | 0.01117% | 0.01398% | 0.01107% | 0.0148% | 0.01107% | 0.01359% | 0.009102% | 0.006588% | 0.006588%
4437 | 0.006694% | 0.01022% | 0.006153% | 0.01298% | 0.01063% | 0.01204% | 0.01126% | 0.01425% | 0.01067% | 0.01425% | 0.01063% | 0.01298% | 0.01063% | 0.01169% | 0.009154% | 0.01298% | 0.01063% | 0.01204% | 0.01126% | 0.01425% | 0.01067% | 0.01067% | 0.01425% | 0.01063% | 0.01298% | 0.01063% | 0.01169% | 0.009154% | 0.006694% | 0.006694%
4438 | 0.006064% | 0.01004% | 0.005663% | 0.0101% | 0.01009% | 0.01183% | 0.0102% | 0.01407% | 0.01021% | 0.01407% | 0.01009% | 0.0101% | 0.01009% | 0.008053% | 0.008363% | 0.0101% | 0.01009% | 0.01183% | 0.0102% | 0.01407% | 0.01021% | 0.01021% | 0.01407% | 0.01009% | 0.0101% | 0.01009% | 0.008053% | 0.008363% | 0.006064% | 0.006064%
4439 | 0.005662% | 0.009929% | 0.005509% | 0.008058% | 0.009746% | 0.0116% | 0.00953% | 0.01362% | 0.009797% | 0.01362% | 0.009746% | 0.008058% | 0.009746% | 0.005594% | 0.007751% | 0.008058% | 0.009746% | 0.0116% | 0.00953% | 0.01362% | 0.009797% | 0.009797% | 0.01362% | 0.009746% | 0.008058% | 0.009746% | 0.005594% | 0.007751% | 0.005662% | 0.005662%
4440 | 0.005613% | 0.009792% | 0.005424% | 0.006832% | 0.009367% | 0.01122% | 0.009115% | 0.01065% | 0.009506% | 0.01065% | 0.009367% | 0.006832% | 0.009367% | 0.004906% | 0.007104% | 0.006832% | 0.009367% | 0.01122% | 0.009115% | 0.01065% | 0.009506% | 0.009506% | 0.01065% | 0.009367% | 0.006832% | 0.009367% | 0.004906% | 0.007104% | 0.005613% | 0.005613%
4441 | 0.005557% | 0.009704% | 0.005453% | 0.006044% | 0.009193% | 0.01147% | 0.008958% | 0.009104% | 0.009343% | 0.009104% | 0.009193% | 0.006044% | 0.009193% | 0.004682% | 0.006867% | 0.006044% | 0.009193% | 0.01147% | 0.008958% | 0.009104% | 0.009343% | 0.009343% | 0.009104% | 0.009193% | 0.006044% | 0.009193% | 0.004682% | 0.006867% | 0.005557% | 0.005557%
4442 | 0.005572% | 0.009538% | 0.005434% | 0.005866% | 0.009097% | 0.01127% | 0.008876% | 0.007822% | 0.009528% | 0.007822% | 0.009097% | 0.005866% | 0.009097% | 0.00462% | 0.006882% | 0.005866% | 0.009097% | 0.01127% | 0.008876% | 0.007822% | 0.009528% | 0.009528% | 0.007822% | 0.009097% | 0.005866% | 0.009097% | 0.00462% | 0.006882% | 0.005572% | 0.005572%
4443 | 0.005696% | 0.009425% | 0.005376% | 0.005817% | 0.009244% | 0.01112% | 0.008896% | 0.006808% | 0.01013% | 0.006808% | 0.009244% | 0.005817% | 0.009244% | 0.004743% | 0.007116% | 0.005817% | 0.009244% | 0.01112% | 0.008896% | 0.006808% | 0.01013% | 0.01013% | 0.006808% | 0.009244% | 0.005817% | 0.009244% | 0.004743% | 0.007116% | 0.005696% | 0.005696%
4444 | 0.006106% | 0.009381% | 0.005396% | 0.005942% | 0.009889% | 0.01103% | 0.009272% | 0.006646% | 0.01088% | 0.006646% | 0.009889% | 0.005942% | 0.009889% | 0.005107% | 0.00779% | 0.005942% | 0.009889% | 0.01103% | 0.009272% | 0.006646% | 0.01088% | 0.01088% | 0.006646% | 0.009889% | 0.005942% | 0.009889% | 0.005107% | 0.00779% | 0.006106% | 0.006106%
4445 | 0.005902% | 0.009665% | 0.004657% | 0.006275% | 0.01058% | 0.01003% | 0.009207% | 0.007501% | 0.0117% | 0.007501% | 0.01058% | 0.006275% | 0.01058% | 0.004873% | 0.007883% | 0.006275% | 0.01058% | 0.01003% | 0.009207% | 0.007501% | 0.0117% | 0.0117% | 0.007501% | 0.01058% | 0.006275% | 0.01058% | 0.004873% | 0.007883% | 0.005902% | 0.005902%
4446 | 0.006706% | 0.009863% | 0.005853% | 0.006667% | 0.01274% | 0.01006% | 0.01011% | 0.009267% | 0.01389% | 0.009267% | 0.01274% | 0.006667% | 0.01274% | 0.005851% | 0.009075% | 0.006667% | 0.01274% | 0.01006% | 0.01011% | 0.009267% | 0.01389% | 0.01389% | 0.009267% | 0.01274% | 0.006667% | 0.01274% | 0.005851% | 0.009075% | 0.006706% | 0.006706%
4447 | 0.01111% | 0.01132% | 0.007683% | 0.008813% | 0.01546% | 0.01067% | 0.01252% | 0.01316% | 0.0159% | 0.01316% | 0.01546% | 0.008813% | 0.01546% | 0.008765% | 0.01219% | 0.008813% | 0.01546% | 0.01067% | 0.01252% | 0.01316% | 0.0159% | 0.0159% | 0.01316% | 0.01546% | 0.008813% | 0.01546% | 0.008765% | 0.01219% | 0.01111% | 0.01111%
4448 | 0.01351% | 0.01445% | 0.01294% | 0.01194% | 0.01792% | 0.01153% | 0.01502% | 0.0156% | 0.01752% | 0.0156% | 0.01792% | 0.01194% | 0.01792% | 0.01261% | 0.01513% | 0.01194% | 0.01792% | 0.01153% | 0.01502% | 0.0156% | 0.01752% | 0.01752% | 0.0156% | 0.01792% | 0.01194% | 0.01792% | 0.01261% | 0.01513% | 0.01351% | 0.01351%
4449 | 0.01607% | 0.01815% | 0.01546% | 0.01455% | 0.01989% | 0.0124% | 0.01741% | 0.01618% | 0.01871% | 0.01618% | 0.01989% | 0.01455% | 0.01989% | 0.01518% | 0.01743% | 0.01455% | 0.01989% | 0.0124% | 0.01741% | 0.01618% | 0.01871% | 0.01871% | 0.01618% | 0.01989% | 0.01455% | 0.01989% | 0.01518% | 0.01743% | 0.01607% | 0.01607%
4450 | 0.0189% | 0.02089% | 0.01737% | 0.01659% | 0.02108% | 0.0133% | 0.01939% | 0.01676% | 0.01915% | 0.01676% | 0.02108% | 0.01659% | 0.02108% | 0.01685% | 0.01906% | 0.01659% | 0.02108% | 0.0133% | 0.01939% | 0.01676% | 0.01915% | 0.01915% | 0.01676% | 0.02108% | 0.01659% | 0.02108% | 0.01685% | 0.01906% | 0.0189% | 0.0189%
4451 | 0.0209% | 0.02197% | 0.01895% | 0.01811% | 0.02141% | 0.01359% | 0.02042% | 0.01675% | 0.01918% | 0.01675% | 0.02141% | 0.01811% | 0.02141% | 0.01798% | 0.02011% | 0.01811% | 0.02141% | 0.01359% | 0.02042% | 0.01675% | 0.01918% | 0.01918% | 0.01675% | 0.02141% | 0.01811% | 0.02141% | 0.01798% | 0.02011% | 0.0209% | 0.0209%
4452 | 0.02233% | 0.02165% | 0.02014% | 0.0191% | 0.02109% | 0.01329% | 0.02073% | 0.01602% | 0.01892% | 0.01602% | 0.02109% | 0.0191% | 0.02109% | 0.01873% | 0.02054% | 0.0191% | 0.02109% | 0.01329% | 0.02073% | 0.01602% | 0.01892% | 0.01892% | 0.01602% | 0.02109% | 0.0191% | 0.02109% | 0.01873% | 0.02054% | 0.02233% | 0.02233%
4453 | 0.02282% | 0.02079% | 0.02106% | 0.01976% | 0.02022% | 0.01234% | 0.02061% | 0.01537% | 0.01843% | 0.01537% | 0.02022% | 0.01976% | 0.02022% | 0.01936% | 0.02056% | 0.01976% | 0.02022% | 0.01234% | 0.02061% | 0.01537% | 0.01843% | 0.01843% | 0.01537% | 0.02022% | 0.01976% | 0.02022% | 0.01936% | 0.02056% | 0.02282% | 0.02282%
4454 | 0.02221% | 0.01827% | 0.02171% | 0.01997% | 0.01888% | 0.01165% | 0.01968% | 0.01495% | 0.01743% | 0.01495% | 0.01888% | 0.01997% | 0.01888% | 0.01957% | 0.02026% | 0.01997% | 0.01888% | 0.01165% | 0.01968% | 0.01495% | 0.01743% | 0.01743% | 0.01495% | 0.01888% | 0.01997% | 0.01888% | 0.01957% | 0.02026% | 0.02221% | 0.02221%
4455 | 0.02073% | 0.01541% | 0.02119% | 0.01969% | 0.01764% | 0.01128% | 0.01808% | 0.01526% | 0.01651% | 0.01526% | 0.01764% | 0.01969% | 0.01764% | 0.01923% | 0.0192% | 0.01969% | 0.01764% | 0.01128% | 0.01808% | 0.01526% | 0.01651% | 0.01651% | 0.01526% | 0.01764% | 0.01969% | 0.01764% | 0.01923% | 0.0192% | 0.02073% | 0.02073%
4456 | 0.01814% | 0.01391% | 0.02061% | 0.01928% | 0.01661% | 0.01125% | 0.01628% | 0.01396% | 0.01593% | 0.01396% | 0.01661% | 0.01928% | 0.01661% | 0.01824% | 0.01702% | 0.01928% | 0.01661% | 0.01125% | 0.01628% | 0.01396% | 0.01593% | 0.01593% | 0.01396% | 0.01661% | 0.01928% | 0.01661% | 0.01824% | 0.01702% | 0.01814% | 0.01814%
4457 | 0.01533% | 0.01199% | 0.01981% | 0.0185% | 0.01525% | 0.01126% | 0.01479% | 0.01377% | 0.01513% | 0.01377% | 0.01525% | 0.0185% | 0.01525% | 0.01696% | 0.01422% | 0.0185% | 0.01525% | 0.01126% | 0.01479% | 0.01377% | 0.01513% | 0.01513% | 0.01377% | 0.01525% | 0.0185% | 0.01525% | 0.01696% | 0.01422% | 0.01533% | 0.01533%
4458 | 0.007466% | 0.01112% | 0.013% | 0.01719% | 0.01315% | 0.0113% | 0.01316% | 0.01326% | 0.01334% | 0.01326% | 0.01315% | 0.01719% | 0.01315% | 0.01543% | 0.01122% | 0.01719% | 0.01315% | 0.0113% | 0.01316% | 0.01326% | 0.01334% | 0.01334% | 0.01326% | 0.01315% | 0.01719% | 0.01315% | 0.01543% | 0.01122% | 0.007466% | 0.007466%
4459 | 0.006214% | 0.01057% | 0.01244% | 0.01546% | 0.0111% | 0.01134% | 0.01159% | 0.01276% | 0.01155% | 0.01276% | 0.0111% | 0.01546% | 0.0111% | 0.01397% | 0.008981% | 0.01546% | 0.0111% | 0.01134% | 0.01159% | 0.01276% | 0.01155% | 0.01155% | 0.01276% | 0.0111% | 0.01546% | 0.0111% | 0.01397% | 0.008981% | 0.006214% | 0.006214%
4460 | 0.006165% | 0.01035% | 0.01194% | 0.01431% | 0.01026% | 0.01129% | 0.01122% | 0.01262% | 0.01041% | 0.01262% | 0.01026% | 0.01431% | 0.01026% | 0.01323% | 0.009055% | 0.01431% | 0.01026% | 0.01129% | 0.01122% | 0.01262% | 0.01041% | 0.01041% | 0.01262% | 0.01026% | 0.01431% | 0.01026% | 0.01323% | 0.009055% | 0.006165% | 0.006165%
4461 | 0.006433% | 0.01024% | 0.006082% | 0.01248% | 0.00986% | 0.01124% | 0.0108% | 0.01278% | 0.009859% | 0.01278% | 0.00986% | 0.01248% | 0.00986% | 0.01134% | 0.009129% | 0.01248% | 0.00986% | 0.01124% | 0.0108% | 0.01278% | 0.009859% | 0.009859% | 0.01278% | 0.00986% | 0.01248% | 0.00986% | 0.01134% | 0.009129% | 0.006433% | 0.006433%
4462 | 0.005838% | 0.01007% | 0.005653% | 0.00967% | 0.009504% | 0.01104% | 0.009826% | 0.01283% | 0.009565% | 0.01283% | 0.009504% | 0.00967% | 0.009504% | 0.007721% | 0.008348% | 0.00967% | 0.009504% | 0.01104% | 0.009826% | 0.01283% | 0.009565% | 0.009565% | 0.01283% | 0.009504% | 0.00967% | 0.009504% | 0.007721% | 0.008348% | 0.005838% | 0.005838%
4463 | 0.005556% | 0.01001% | 0.005507% | 0.007807% | 0.009319% | 0.01088% | 0.009279% | 0.01274% | 0.009396% | 0.01274% | 0.009319% | 0.007807% | 0.009319% | 0.005355% | 0.007743% | 0.007807% | 0.009319% | 0.01088% | 0.009279% | 0.01274% | 0.009396% | 0.009396% | 0.01274% | 0.009319% | 0.007807% | 0.009319% | 0.005355% | 0.007743% | 0.005556% | 0.005556%
4464 | 0.005558% | 0.009895% | 0.005442% | 0.006717% | 0.009172% | 0.01103% | 0.009031% | 0.01039% | 0.009295% | 0.01039% | 0.009172% | 0.006717% | 0.009172% | 0.004774% | 0.007103% | 0.006717% | 0.009172% | 0.01103% | 0.009031% | 0.01039% | 0.009295% | 0.009295% | 0.01039% | 0.009172% | 0.006717% | 0.009172% | 0.004774% | 0.007103% | 0.005558% | 0.005558%
4465 | 0.005511% | 0.009859% | 0.005461% | 0.006044% | 0.008948% | 0.01073% | 0.008837% | 0.008799% | 0.009138% | 0.008799% | 0.008948% | 0.006044% | 0.008948% | 0.004707% | 0.006869% | 0.006044% | 0.008948% | 0.01073% | 0.008837% | 0.008799% | 0.009138% | 0.009138% | 0.008799% | 0.008948% | 0.006044% | 0.008948% | 0.004707% | 0.006869% | 0.005511% | 0.005511%
4466 | 0.005515% | 0.009776% | 0.005451% | 0.005879% | 0.008897% | 0.01073% | 0.008793% | 0.007628% | 0.009391% | 0.007628% | 0.008897% | 0.005879% | 0.008897% | 0.004683% | 0.006889% | 0.005879% | 0.008897% | 0.01073% | 0.008793% | 0.007628% | 0.009391% | 0.009391% | 0.007628% | 0.008897% | 0.005879% | 0.008897% | 0.004683% | 0.006889% | 0.005515% | 0.005515%
4467 | 0.005741% | 0.009646% | 0.005387% | 0.005843% | 0.009045% | 0.01076% | 0.008834% | 0.006692% | 0.01001% | 0.006692% | 0.009045% | 0.005843% | 0.009045% | 0.004842% | 0.007125% | 0.005843% | 0.009045% | 0.01076% | 0.008834% | 0.006692% | 0.01001% | 0.01001% | 0.006692% | 0.009045% | 0.005843% | 0.009045% | 0.004842% | 0.007125% | 0.005741% | 0.005741%
4468 | 0.006085% | 0.009559% | 0.005449% | 0.005978% | 0.009627% | 0.01081% | 0.009187% | 0.006527% | 0.01071% | 0.006527% | 0.009627% | 0.005978% | 0.009627% | 0.005254% | 0.007802% | 0.005978% | 0.009627% | 0.01081% | 0.009187% | 0.006527% | 0.01071% | 0.01071% | 0.006527% | 0.009627% | 0.005978% | 0.009627% | 0.005254% | 0.007802% | 0.006085% | 0.006085%
4469 | 0.005882% | 0.009631% | 0.004734% | 0.006354% | 0.01025% | 0.01007% | 0.009092% | 0.007315% | 0.01152% | 0.007315% | 0.01025% | 0.006354% | 0.01025% | 0.005089% | 0.0079% | 0.006354% | 0.01025% | 0.01007% | 0.009092% | 0.007315% | 0.01152% | 0.01152% | 0.007315% | 0.01025% | 0.006354% | 0.01025% | 0.005089% | 0.0079% | 0.005882% | 0.005882%
4470 | 0.00676% | 0.009951% | 0.005949% | 0.006663% | 0.01226% | 0.009843% | 0.009913% | 0.009087% | 0.01359% | 0.009087% | 0.01226% | 0.006663% | 0.01226% | 0.005994% | 0.009091% | 0.006663% | 0.01226% | 0.009843% | 0.009913% | 0.009087% | 0.01359% | 0.01359% | 0.009087% | 0.01226% | 0.006663% | 0.01226% | 0.005994% | 0.009091% | 0.00676% | 0.00676%
4471 | 0.01209% | 0.0115% | 0.008525% | 0.008772% | 0.01482% | 0.01033% | 0.01234% | 0.01267% | 0.01533% | 0.01267% | 0.01482% | 0.008772% | 0.01482% | 0.008919% | 0.01221% | 0.008772% | 0.01482% | 0.01033% | 0.01234% | 0.01267% | 0.01533% | 0.01533% | 0.01267% | 0.01482% | 0.008772% | 0.01482% | 0.008919% | 0.01221% | 0.01209% | 0.01209%
4472 | 0.01421% | 0.01464% | 0.01449% | 0.01202% | 0.01741% | 0.01124% | 0.01503% | 0.01514% | 0.01702% | 0.01514% | 0.01741% | 0.01202% | 0.01741% | 0.01294% | 0.01516% | 0.01202% | 0.01741% | 0.01124% | 0.01503% | 0.01514% | 0.01702% | 0.01702% | 0.01514% | 0.01741% | 0.01202% | 0.01741% | 0.01294% | 0.01516% | 0.01421% | 0.01421%
4473 | 0.01683% | 0.01833% | 0.01707% | 0.01478% | 0.01942% | 0.01252% | 0.0175% | 0.01558% | 0.01824% | 0.01558% | 0.01942% | 0.01478% | 0.01942% | 0.01567% | 0.01749% | 0.01478% | 0.01942% | 0.01252% | 0.0175% | 0.01558% | 0.01824% | 0.01824% | 0.01558% | 0.01942% | 0.01478% | 0.01942% | 0.01567% | 0.01749% | 0.01683% | 0.01683%
4474 | 0.01978% | 0.02118% | 0.01915% | 0.01707% | 0.02058% | 0.01346% | 0.01947% | 0.01606% | 0.01872% | 0.01606% | 0.02058% | 0.01707% | 0.02058% | 0.01757% | 0.01916% | 0.01707% | 0.02058% | 0.01346% | 0.01947% | 0.01606% | 0.01872% | 0.01872% | 0.01606% | 0.02058% | 0.01707% | 0.02058% | 0.01757% | 0.01916% | 0.01978% | 0.01978%
4475 | 0.02186% | 0.02226% | 0.02071% | 0.01875% | 0.02077% | 0.01397% | 0.02052% | 0.01591% | 0.01856% | 0.01591% | 0.02077% | 0.01875% | 0.02077% | 0.01899% | 0.02022% | 0.01875% | 0.02077% | 0.01397% | 0.02052% | 0.01591% | 0.01856% | 0.01856% | 0.01591% | 0.02077% | 0.01875% | 0.02077% | 0.01899% | 0.02022% | 0.02186% | 0.02186%
4476 | 0.02325% | 0.02188% | 0.02191% | 0.01989% | 0.02051% | 0.01357% | 0.02087% | 0.0152% | 0.01825% | 0.0152% | 0.02051% | 0.01989% | 0.02051% | 0.01997% | 0.02065% | 0.01989% | 0.02051% | 0.01357% | 0.02087% | 0.0152% | 0.01825% | 0.01825% | 0.0152% | 0.02051% | 0.01989% | 0.02051% | 0.01997% | 0.02065% | 0.02325% | 0.02325%
4477 | 0.02366% | 0.02106% | 0.02299% | 0.02058% | 0.01952% | 0.01289% | 0.02074% | 0.01438% | 0.01744% | 0.01438% | 0.01952% | 0.02058% | 0.01952% | 0.02064% | 0.02068% | 0.02058% | 0.01952% | 0.01289% | 0.02074% | 0.01438% | 0.01744% | 0.01744% | 0.01438% | 0.01952% | 0.02058% | 0.01952% | 0.02064% | 0.02068% | 0.02366% | 0.02366%
4478 | 0.02328% | 0.01852% | 0.02383% | 0.02078% | 0.01824% | 0.01214% | 0.02001% | 0.01387% | 0.01629% | 0.01387% | 0.01824% | 0.02078% | 0.01824% | 0.02088% | 0.02042% | 0.02078% | 0.01824% | 0.01214% | 0.02001% | 0.01387% | 0.01629% | 0.01629% | 0.01387% | 0.01824% | 0.02078% | 0.01824% | 0.02088% | 0.02042% | 0.02328% | 0.02328%
4479 | 0.02215% | 0.01575% | 0.02345% | 0.02055% | 0.01722% | 0.01139% | 0.01864% | 0.01424% | 0.01555% | 0.01424% | 0.01722% | 0.02055% | 0.01722% | 0.02048% | 0.01942% | 0.02055% | 0.01722% | 0.01139% | 0.01864% | 0.01424% | 0.01555% | 0.01555% | 0.01424% | 0.01722% | 0.02055% | 0.01722% | 0.02048% | 0.01942% | 0.02215% | 0.02215%
4480 | 0.0194% | 0.01421% | 0.02252% | 0.01999% | 0.01627% | 0.01102% | 0.01686% | 0.01294% | 0.015% | 0.01294% | 0.01627% | 0.01999% | 0.01627% | 0.01921% | 0.0172% | 0.01999% | 0.01627% | 0.01102% | 0.01686% | 0.01294% | 0.015% | 0.015% | 0.01294% | 0.01627% | 0.01999% | 0.01627% | 0.01921% | 0.0172% | 0.0194% | 0.0194%
4481 | 0.01664% | 0.01226% | 0.02158% | 0.01905% | 0.01486% | 0.01098% | 0.01525% | 0.01283% | 0.01411% | 0.01283% | 0.01486% | 0.01905% | 0.01486% | 0.01765% | 0.01432% | 0.01905% | 0.01486% | 0.01098% | 0.01525% | 0.01283% | 0.01411% | 0.01411% | 0.01283% | 0.01486% | 0.01905% | 0.01486% | 0.01765% | 0.01432% | 0.01664% | 0.01664%
4482 | 0.008239% | 0.01142% | 0.01404% | 0.01775% | 0.01301% | 0.01122% | 0.01373% | 0.01261% | 0.01269% | 0.01261% | 0.01301% | 0.01775% | 0.01301% | 0.01592% | 0.01133% | 0.01775% | 0.01301% | 0.01122% | 0.01373% | 0.01261% | 0.01269% | 0.01269% | 0.01261% | 0.01301% | 0.01775% | 0.01301% | 0.01592% | 0.01133% | 0.008239% | 0.008239%
4483 | 0.007019% | 0.01086% | 0.01377% | 0.0159% | 0.01105% | 0.01124% | 0.01196% | 0.01216% | 0.0112% | 0.01216% | 0.01105% | 0.0159% | 0.01105% | 0.01417% | 0.009044% | 0.0159% | 0.01105% | 0.01124% | 0.01196% | 0.01216% | 0.0112% | 0.0112% | 0.01216% | 0.01105% | 0.0159% | 0.01105% | 0.01417% | 0.009044% | 0.007019% | 0.007019%
4484 | 0.006512% | 0.01055% | 0.01317% | 0.0146% | 0.01009% | 0.01109% | 0.01139% | 0.0119% | 0.0101% | 0.0119% | 0.01009% | 0.0146% | 0.01009% | 0.01319% | 0.009076% | 0.0146% | 0.01009% | 0.01109% | 0.01139% | 0.0119% | 0.0101% | 0.0101% | 0.0119% | 0.01009% | 0.0146% | 0.01009% | 0.01319% | 0.009076% | 0.006512% | 0.006512%
4485 | 0.006548% | 0.0104% | 0.006473% | 0.01273% | 0.009701% | 0.01108% | 0.01093% | 0.01207% | 0.009498% | 0.01207% | 0.009701% | 0.01273% | 0.009701% | 0.01127% | 0.009143% | 0.01273% | 0.009701% | 0.01108% | 0.01093% | 0.01207% | 0.009498% | 0.009498% | 0.01207% | 0.009701% | 0.01273% | 0.009701% | 0.01127% | 0.009143% | 0.006548% | 0.006548%
4486 | 0.005998% | 0.01021% | 0.00592% | 0.009918% | 0.0094% | 0.01094% | 0.01001% | 0.01221% | 0.009242% | 0.01221% | 0.0094% | 0.009918% | 0.0094% | 0.007723% | 0.008361% | 0.009918% | 0.0094% | 0.01094% | 0.01001% | 0.01221% | 0.009242% | 0.009242% | 0.01221% | 0.0094% | 0.009918% | 0.0094% | 0.007723% | 0.008361% | 0.005998% | 0.005998%
4487 | 0.005655% | 0.01008% | 0.00569% | 0.008002% | 0.009154% | 0.01085% | 0.0094% | 0.01208% | 0.009056% | 0.01208% | 0.009154% | 0.008002% | 0.009154% | 0.005434% | 0.007753% | 0.008002% | 0.009154% | 0.01085% | 0.0094% | 0.01208% | 0.009056% | 0.009056% | 0.01208% | 0.009154% | 0.008002% | 0.009154% | 0.005434% | 0.007753% | 0.005655% | 0.005655%
4488 | 0.005523% | 0.009926% | 0.005546% | 0.006799% | 0.00899% | 0.01076% | 0.009043% | 0.009986% | 0.009005% | 0.009986% | 0.00899% | 0.006799% | 0.00899% | 0.00482% | 0.007108% | 0.006799% | 0.00899% | 0.01076% | 0.009043% | 0.009986% | 0.009005% | 0.009005% | 0.009986% | 0.00899% | 0.006799% | 0.00899% | 0.00482% | 0.007108% | 0.005523% | 0.005523%
4489 | 0.005693% | 0.01178% | 0.005703% | 0.005993% | 0.009358% | 0.01202% | 0.009112% | 0.008552% | 0.009005% | 0.008552% | 0.009358% | 0.005993% | 0.009358% | 0.004987% | 0.006857% | 0.005993% | 0.009358% | 0.01202% | 0.009112% | 0.008552% | 0.009005% | 0.009005% | 0.008552% | 0.009358% | 0.005993% | 0.009358% | 0.004987% | 0.006857% | 0.005693% | 0.005693%
4490 | 0.005663% | 0.01189% | 0.005717% | 0.005897% | 0.009174% | 0.01202% | 0.009027% | 0.007856% | 0.009182% | 0.007856% | 0.009174% | 0.005897% | 0.009174% | 0.004491% | 0.006858% | 0.005897% | 0.009174% | 0.01202% | 0.009027% | 0.007856% | 0.009182% | 0.009182% | 0.007856% | 0.009174% | 0.005897% | 0.009174% | 0.004491% | 0.006858% | 0.005663% | 0.005663%
4491 | 0.005402% | 0.01189% | 0.005388% | 0.005888% | 0.009344% | 0.01201% | 0.00892% | 0.007604% | 0.009798% | 0.007604% | 0.009344% | 0.005888% | 0.009344% | 0.004515% | 0.006859% | 0.005888% | 0.009344% | 0.01201% | 0.00892% | 0.007604% | 0.009798% | 0.009798% | 0.007604% | 0.009344% | 0.005888% | 0.009344% | 0.004515% | 0.006859% | 0.005402% | 0.005402%
4492 | 0.005325% | 0.01189% | 0.005362% | 0.005964% | 0.009625% | 0.01205% | 0.008793% | 0.007712% | 0.009986% | 0.007712% | 0.009625% | 0.005964% | 0.009625% | 0.004844% | 0.006858% | 0.005964% | 0.009625% | 0.01205% | 0.008793% | 0.007712% | 0.009986% | 0.009986% | 0.007712% | 0.009625% | 0.005964% | 0.009625% | 0.004844% | 0.006858% | 0.005325% | 0.005325%
4493 | 0.004327% | 0.012% | 0.004464% | 0.006052% | 0.00907% | 0.01128% | 0.007701% | 0.008235% | 0.009908% | 0.008235% | 0.00907% | 0.006052% | 0.00907% | 0.004619% | 0.005539% | 0.006052% | 0.00907% | 0.01128% | 0.007701% | 0.008235% | 0.009908% | 0.009908% | 0.008235% | 0.00907% | 0.006052% | 0.00907% | 0.004619% | 0.005539% | 0.004327% | 0.004327%
4494 | 0.003687% | 0.01206% | 0.003642% | 0.006311% | 0.009235% | 0.01115% | 0.006921% | 0.009483% | 0.01053% | 0.009483% | 0.009235% | 0.006311% | 0.009235% | 0.005436% | 0.004262% | 0.006311% | 0.009235% | 0.01115% | 0.006921% | 0.009483% | 0.01053% | 0.01053% | 0.009483% | 0.009235% | 0.006311% | 0.009235% | 0.005436% | 0.004262% | 0.003687% | 0.003687%
4495 | 0.006388% | 0.01245% | 0.005863% | 0.008353% | 0.01012% | 0.01136% | 0.007327% | 0.01233% | 0.01107% | 0.01233% | 0.01012% | 0.008353% | 0.01012% | 0.008382% | 0.004253% | 0.008353% | 0.01012% | 0.01136% | 0.007327% | 0.01233% | 0.01107% | 0.01107% | 0.01233% | 0.01012% | 0.008353% | 0.01012% | 0.008382% | 0.004253% | 0.006388% | 0.006388%
4496 | 0.005559% | 0.01322% | 0.005221% | 0.01137% | 0.01102% | 0.01203% | 0.007975% | 0.01421% | 0.01137% | 0.01421% | 0.01102% | 0.01137% | 0.01102% | 0.01234% | 0.004254% | 0.01137% | 0.01102% | 0.01203% | 0.007975% | 0.01421% | 0.01137% | 0.01137% | 0.01421% | 0.01102% | 0.01137% | 0.01102% | 0.01234% | 0.004254% | 0.005559% | 0.005559%
4497 | 0.005747% | 0.01459% | 0.00539% | 0.01417% | 0.01227% | 0.01323% | 0.009039% | 0.01501% | 0.01175% | 0.01501% | 0.01227% | 0.01417% | 0.01227% | 0.01533% | 0.004284% | 0.01417% | 0.01227% | 0.01323% | 0.009039% | 0.01501% | 0.01175% | 0.01175% | 0.01501% | 0.01227% | 0.01417% | 0.01227% | 0.01533% | 0.004284% | 0.005747% | 0.005747%
4498 | 0.006953% | 0.01635% | 0.00688% | 0.01687% | 0.0134% | 0.01455% | 0.01064% | 0.01632% | 0.01224% | 0.01632% | 0.0134% | 0.01687% | 0.0134% | 0.01777% | 0.00438% | 0.01687% | 0.0134% | 0.01455% | 0.01064% | 0.01632% | 0.01224% | 0.01224% | 0.01632% | 0.0134% | 0.01687% | 0.0134% | 0.01777% | 0.00438% | 0.006953% | 0.006953%
4499 | 0.008058% | 0.01762% | 0.00838% | 0.01908% | 0.01388% | 0.01537% | 0.01214% | 0.01694% | 0.01238% | 0.01694% | 0.01388% | 0.01908% | 0.01388% | 0.01975% | 0.004471% | 0.01908% | 0.01388% | 0.01537% | 0.01214% | 0.01694% | 0.01238% | 0.01238% | 0.01694% | 0.01388% | 0.01908% | 0.01388% | 0.01975% | 0.004471% | 0.008058% | 0.008058%
4500 | 0.008781% | 0.01761% | 0.009189% | 0.02033% | 0.01407% | 0.01545% | 0.01305% | 0.01697% | 0.01245% | 0.01697% | 0.01407% | 0.02033% | 0.01407% | 0.02092% | 0.004502% | 0.02033% | 0.01407% | 0.01545% | 0.01305% | 0.01697% | 0.01245% | 0.01245% | 0.01697% | 0.01407% | 0.02033% | 0.01407% | 0.02092% | 0.004502% | 0.008781% | 0.008781%
4501 | 0.009466% | 0.01693% | 0.00973% | 0.02088% | 0.01426% | 0.01464% | 0.01304% | 0.01709% | 0.01262% | 0.01709% | 0.01426% | 0.02088% | 0.01426% | 0.02147% | 0.004547% | 0.02088% | 0.01426% | 0.01464% | 0.01304% | 0.01709% | 0.01262% | 0.01262% | 0.01709% | 0.01426% | 0.02088% | 0.01426% | 0.02147% | 0.004547% | 0.009466% | 0.009466%
4502 | 0.009686% | 0.01576% | 0.01% | 0.02084% | 0.0144% | 0.01325% | 0.01264% | 0.01704% | 0.01276% | 0.01704% | 0.0144% | 0.02084% | 0.0144% | 0.02179% | 0.004584% | 0.02084% | 0.0144% | 0.01325% | 0.01264% | 0.01704% | 0.01276% | 0.01276% | 0.01704% | 0.0144% | 0.02084% | 0.0144% | 0.02179% | 0.004584% | 0.009686% | 0.009686%
4503 | 0.00978% | 0.01467% | 0.009921% | 0.02042% | 0.01445% | 0.01246% | 0.01213% | 0.01722% | 0.01276% | 0.01722% | 0.01445% | 0.02042% | 0.01445% | 0.02207% | 0.004604% | 0.02042% | 0.01445% | 0.01246% | 0.01213% | 0.01722% | 0.01276% | 0.01276% | 0.01722% | 0.01445% | 0.02042% | 0.01445% | 0.02207% | 0.004604% | 0.00978% | 0.00978%
4504 | 0.009985% | 0.01393% | 0.01006% | 0.01995% | 0.01436% | 0.01228% | 0.0115% | 0.01564% | 0.01262% | 0.01564% | 0.01436% | 0.01995% | 0.01436% | 0.02208% | 0.004637% | 0.01995% | 0.01436% | 0.01228% | 0.0115% | 0.01564% | 0.01262% | 0.01262% | 0.01564% | 0.01436% | 0.01995% | 0.01436% | 0.02208% | 0.004637% | 0.009985% | 0.009985%
4505 | 0.009625% | 0.01312% | 0.00971% | 0.01901% | 0.01385% | 0.01205% | 0.01065% | 0.0151% | 0.01222% | 0.0151% | 0.01385% | 0.01901% | 0.01385% | 0.02165% | 0.004636% | 0.01901% | 0.01385% | 0.01205% | 0.01065% | 0.0151% | 0.01222% | 0.01222% | 0.0151% | 0.01385% | 0.01901% | 0.01385% | 0.02165% | 0.004636% | 0.009625% | 0.009625%
4506 | 0.004889% | 0.01272% | 0.004497% | 0.01762% | 0.01307% | 0.0123% | 0.009622% | 0.01463% | 0.01174% | 0.01463% | 0.01307% | 0.01762% | 0.01307% | 0.02071% | 0.004531% | 0.01762% | 0.01307% | 0.0123% | 0.009622% | 0.01463% | 0.01174% | 0.01174% | 0.01463% | 0.01307% | 0.01762% | 0.01307% | 0.02071% | 0.004531% | 0.004889% | 0.004889%
4507 | 0.005046% | 0.01249% | 0.004679% | 0.01585% | 0.01195% | 0.01258% | 0.008672% | 0.01403% | 0.0112% | 0.01403% | 0.01195% | 0.01585% | 0.01195% | 0.01916% | 0.004404% | 0.01585% | 0.01195% | 0.01258% | 0.008672% | 0.01403% | 0.0112% | 0.0112% | 0.01403% | 0.01195% | 0.01585% | 0.01195% | 0.01916% | 0.004404% | 0.005046% | 0.005046%
4508 | 0.006009% | 0.01241% | 0.005793% | 0.01456% | 0.01137% | 0.01267% | 0.00914% | 0.01343% | 0.01076% | 0.01343% | 0.01137% | 0.01456% | 0.01137% | 0.01779% | 0.005867% | 0.01456% | 0.01137% | 0.01267% | 0.00914% | 0.01343% | 0.01076% | 0.01076% | 0.01343% | 0.01137% | 0.01456% | 0.01137% | 0.01779% | 0.005867% | 0.006009% | 0.006009%
4509 | 0.006793% | 0.01242% | 0.006445% | 0.01259% | 0.01066% | 0.01279% | 0.009596% | 0.01293% | 0.01019% | 0.01293% | 0.01066% | 0.01259% | 0.01066% | 0.01502% | 0.00689% | 0.01259% | 0.01066% | 0.01279% | 0.009596% | 0.01293% | 0.01019% | 0.01019% | 0.01293% | 0.01066% | 0.01259% | 0.01066% | 0.01502% | 0.00689% | 0.006793% | 0.006793%
4510 | 0.006627% | 0.01229% | 0.006361% | 0.009641% | 0.01004% | 0.01262% | 0.009449% | 0.01235% | 0.009669% | 0.01235% | 0.01004% | 0.009641% | 0.01004% | 0.01036% | 0.006884% | 0.009641% | 0.01004% | 0.01262% | 0.009449% | 0.01235% | 0.009669% | 0.009669% | 0.01235% | 0.01004% | 0.009641% | 0.01004% | 0.01036% | 0.006884% | 0.006627% | 0.006627%
4511 | 0.006351% | 0.01218% | 0.006108% | 0.007606% | 0.009632% | 0.01243% | 0.009357% | 0.01112% | 0.009347% | 0.01112% | 0.009632% | 0.007606% | 0.009632% | 0.007118% | 0.006878% | 0.007606% | 0.009632% | 0.01243% | 0.009357% | 0.01112% | 0.009347% | 0.009347% | 0.01112% | 0.009632% | 0.007606% | 0.009632% | 0.007118% | 0.006878% | 0.006351% | 0.006351%
4512 | 0.005806% | 0.01136% | 0.005702% | 0.00673% | 0.009267% | 0.01192% | 0.009188% | 0.009625% | 0.009143% | 0.009625% | 0.009267% | 0.00673% | 0.009267% | 0.005509% | 0.006873% | 0.00673% | 0.009267% | 0.01192% | 0.009188% | 0.009625% | 0.009143% | 0.009143% | 0.009625% | 0.009267% | 0.00673% | 0.009267% | 0.005509% | 0.006873% | 0.005806% | 0.005806%
4513 | 0.005366% | 0.00983% | 0.005363% | 0.006405% | 0.00811% | 0.01216% | 0.007879% | 0.009768% | 0.008324% | 0.009768% | 0.00811% | 0.006405% | 0.00811% | 0.004842% | 0.006835% | 0.006405% | 0.00811% | 0.01216% | 0.007879% | 0.009768% | 0.008324% | 0.008324% | 0.009768% | 0.00811% | 0.006405% | 0.00811% | 0.004842% | 0.006835% | 0.005366% | 0.005366%
4514 | 0.005498% | 0.009786% | 0.005482% | 0.006301% | 0.008237% | 0.01212% | 0.007945% | 0.00916% | 0.008425% | 0.00916% | 0.008237% | 0.006301% | 0.008237% | 0.004517% | 0.006841% | 0.006301% | 0.008237% | 0.01212% | 0.007945% | 0.00916% | 0.008425% | 0.008425% | 0.00916% | 0.008237% | 0.006301% | 0.008237% | 0.004517% | 0.006841% | 0.005498% | 0.005498%
4515 | 0.005205% | 0.009733% | 0.005204% | 0.006234% | 0.008105% | 0.01214% | 0.007952% | 0.008751% | 0.008168% | 0.008751% | 0.008105% | 0.006234% | 0.008105% | 0.004483% | 0.006843% | 0.006234% | 0.008105% | 0.01214% | 0.007952% | 0.008751% | 0.008168% | 0.008168% | 0.008751% | 0.008105% | 0.006234% | 0.008105% | 0.004483% | 0.006843% | 0.005205% | 0.005205%
4516 | 0.005233% | 0.00963% | 0.005228% | 0.006247% | 0.008184% | 0.01218% | 0.008037% | 0.008995% | 0.008256% | 0.008995% | 0.008184% | 0.006247% | 0.008184% | 0.004864% | 0.006843% | 0.006247% | 0.008184% | 0.01218% | 0.008037% | 0.008995% | 0.008256% | 0.008256% | 0.008995% | 0.008184% | 0.006247% | 0.008184% | 0.004864% | 0.006843% | 0.005233% | 0.005233%
4517 | 0.004317% | 0.009468% | 0.004382% | 0.006592% | 0.007847% | 0.01163% | 0.007157% | 0.009442% | 0.008224% | 0.009442% | 0.007847% | 0.006592% | 0.007847% | 0.005055% | 0.005528% | 0.006592% | 0.007847% | 0.01163% | 0.007157% | 0.009442% | 0.008224% | 0.008224% | 0.009442% | 0.007847% | 0.006592% | 0.007847% | 0.005055% | 0.005528% | 0.004317% | 0.004317%
4518 | 0.003581% | 0.009529% | 0.003497% | 0.006376% | 0.007414% | 0.01127% | 0.006215% | 0.009796% | 0.007902% | 0.009796% | 0.007414% | 0.006376% | 0.007414% | 0.005876% | 0.004252% | 0.006376% | 0.007414% | 0.01127% | 0.006215% | 0.009796% | 0.007902% | 0.007902% | 0.009796% | 0.007414% | 0.006376% | 0.007414% | 0.005876% | 0.004252% | 0.003581% | 0.003581%
4519 | 0.005659% | 0.01006% | 0.005649% | 0.007395% | 0.007708% | 0.01122% | 0.006602% | 0.01199% | 0.007896% | 0.01199% | 0.007708% | 0.007395% | 0.007708% | 0.007814% | 0.004258% | 0.007395% | 0.007708% | 0.01122% | 0.006602% | 0.01199% | 0.007896% | 0.007896% | 0.01199% | 0.007708% | 0.007395% | 0.007708% | 0.007814% | 0.004258% | 0.005659% | 0.005659%
4520 | 0.006293% | 0.0109% | 0.005798% | 0.00941% | 0.008497% | 0.01208% | 0.007394% | 0.01422% | 0.008509% | 0.01422% | 0.008497% | 0.00941% | 0.008497% | 0.01104% | 0.004303% | 0.00941% | 0.008497% | 0.01208% | 0.007394% | 0.01422% | 0.008509% | 0.008509% | 0.01422% | 0.008497% | 0.00941% | 0.008497% | 0.01104% | 0.004303% | 0.006293% | 0.006293%
4521 | 0.006637% | 0.01183% | 0.006191% | 0.01184% | 0.008806% | 0.01334% | 0.007679% | 0.01561% | 0.008666% | 0.01561% | 0.008806% | 0.01184% | 0.008806% | 0.01404% | 0.004362% | 0.01184% | 0.008806% | 0.01334% | 0.007679% | 0.01561% | 0.008666% | 0.008666% | 0.01561% | 0.008806% | 0.01184% | 0.008806% | 0.01404% | 0.004362% | 0.006637% | 0.006637%
4522 | 0.007503% | 0.01293% | 0.007118% | 0.01466% | 0.009028% | 0.01484% | 0.007906% | 0.01654% | 0.008697% | 0.01654% | 0.009028% | 0.01466% | 0.009028% | 0.01686% | 0.004434% | 0.01466% | 0.009028% | 0.01484% | 0.007906% | 0.01654% | 0.008697% | 0.008697% | 0.01654% | 0.009028% | 0.01466% | 0.009028% | 0.01686% | 0.004434% | 0.007503% | 0.007503%
4523 | 0.008444% | 0.01422% | 0.008181% | 0.01748% | 0.00937% | 0.01537% | 0.008131% | 0.01742% | 0.008916% | 0.01742% | 0.00937% | 0.01748% | 0.00937% | 0.01917% | 0.004475% | 0.01748% | 0.00937% | 0.01537% | 0.008131% | 0.01742% | 0.008916% | 0.008916% | 0.01742% | 0.00937% | 0.01748% | 0.00937% | 0.01917% | 0.004475% | 0.008444% | 0.008444%
4524 | 0.01011% | 0.01506% | 0.009926% | 0.0199% | 0.009928% | 0.01538% | 0.008709% | 0.01793% | 0.009272% | 0.01793% | 0.009928% | 0.0199% | 0.009928% | 0.02087% | 0.004559% | 0.0199% | 0.009928% | 0.01538% | 0.008709% | 0.01793% | 0.009272% | 0.009272% | 0.01793% | 0.009928% | 0.0199% | 0.009928% | 0.02087% | 0.004559% | 0.01011% | 0.01011%
4525 | 0.01154% | 0.01531% | 0.01121% | 0.02117% | 0.01037% | 0.01425% | 0.009205% | 0.01848% | 0.009539% | 0.01848% | 0.01037% | 0.02117% | 0.01037% | 0.02189% | 0.004665% | 0.02117% | 0.01037% | 0.01425% | 0.009205% | 0.01848% | 0.009539% | 0.009539% | 0.01848% | 0.01037% | 0.02117% | 0.01037% | 0.02189% | 0.004665% | 0.01154% | 0.01154%
4526 | 0.01076% | 0.01471% | 0.01026% | 0.02119% | 0.01065% | 0.0133% | 0.009219% | 0.01869% | 0.009789% | 0.01869% | 0.01065% | 0.02119% | 0.01065% | 0.02219% | 0.00458% | 0.02119% | 0.01065% | 0.0133% | 0.009219% | 0.01869% | 0.009789% | 0.009789% | 0.01869% | 0.01065% | 0.02119% | 0.01065% | 0.02219% | 0.00458% | 0.01076% | 0.01076%
4527 | 0.00957% | 0.01336% | 0.008595% | 0.02013% | 0.01076% | 0.01268% | 0.009049% | 0.01884% | 0.01012% | 0.01884% | 0.01076% | 0.02013% | 0.01076% | 0.02171% | 0.004508% | 0.02013% | 0.01076% | 0.01268% | 0.009049% | 0.01884% | 0.01012% | 0.01012% | 0.01884% | 0.01076% | 0.02013% | 0.01076% | 0.02171% | 0.004508% | 0.00957% | 0.00957%
4528 | 0.009334% | 0.01229% | 0.007887% | 0.01869% | 0.01068% | 0.01255% | 0.008749% | 0.01707% | 0.01029% | 0.01707% | 0.01068% | 0.01869% | 0.01068% | 0.02076% | 0.004518% | 0.01869% | 0.01068% | 0.01255% | 0.008749% | 0.01707% | 0.01029% | 0.01029% | 0.01707% | 0.01068% | 0.01869% | 0.01068% | 0.02076% | 0.004518% | 0.009334% | 0.009334%
4529 | 0.008602% | 0.01147% | 0.007528% | 0.0171% | 0.0103% | 0.01254% | 0.008221% | 0.01622% | 0.0102% | 0.01622% | 0.0103% | 0.0171% | 0.0103% | 0.01929% | 0.004477% | 0.0171% | 0.0103% | 0.01254% | 0.008221% | 0.01622% | 0.0102% | 0.0102% | 0.01622% | 0.0103% | 0.0171% | 0.0103% | 0.01929% | 0.004477% | 0.008602% | 0.008602%
4530 | 0.003958% | 0.01095% | 0.003619% | 0.01522% | 0.009486% | 0.01284% | 0.007568% | 0.01549% | 0.009532% | 0.01549% | 0.009486% | 0.01522% | 0.009486% | 0.01734% | 0.004388% | 0.01522% | 0.009486% | 0.01284% | 0.007568% | 0.01549% | 0.009532% | 0.009532% | 0.01549% | 0.009486% | 0.01522% | 0.009486% | 0.01734% | 0.004388% | 0.003958% | 0.003958%
4531 | 0.004019% | 0.01068% | 0.003625% | 0.01307% | 0.008736% | 0.01328% | 0.006941% | 0.01492% | 0.009133% | 0.01492% | 0.008736% | 0.01307% | 0.008736% | 0.01491% | 0.004314% | 0.01307% | 0.008736% | 0.01328% | 0.006941% | 0.01492% | 0.009133% | 0.009133% | 0.01492% | 0.008736% | 0.01307% | 0.008736% | 0.01491% | 0.004314% | 0.004019% | 0.004019%
4532 | 0.005124% | 0.01058% | 0.004664% | 0.0118% | 0.00866% | 0.01334% | 0.007608% | 0.01438% | 0.008964% | 0.01438% | 0.00866% | 0.0118% | 0.00866% | 0.01303% | 0.005834% | 0.0118% | 0.00866% | 0.01334% | 0.007608% | 0.01438% | 0.008964% | 0.008964% | 0.01438% | 0.00866% | 0.0118% | 0.00866% | 0.01303% | 0.005834% | 0.005124% | 0.005124%
4533 | 0.005846% | 0.01041% | 0.005349% | 0.01057% | 0.008649% | 0.0133% | 0.008123% | 0.01375% | 0.008783% | 0.01375% | 0.008649% | 0.01057% | 0.008649% | 0.01105% | 0.006871% | 0.01057% | 0.008649% | 0.0133% | 0.008123% | 0.01375% | 0.008783% | 0.008783% | 0.01375% | 0.008649% | 0.01057% | 0.008649% | 0.01105% | 0.006871% | 0.005846% | 0.005846%
4534 | 0.005725% | 0.0102% | 0.005469% | 0.009223% | 0.008538% | 0.01322% | 0.008054% | 0.01323% | 0.008738% | 0.01323% | 0.008538% | 0.009223% | 0.008538% | 0.008784% | 0.006867% | 0.009223% | 0.008538% | 0.01322% | 0.008054% | 0.01323% | 0.008738% | 0.008738% | 0.01323% | 0.008538% | 0.009223% | 0.008538% | 0.008784% | 0.006867% | 0.005725% | 0.005725%
4535 | 0.005702% | 0.009991% | 0.005478% | 0.008201% | 0.008582% | 0.01297% | 0.00805% | 0.0123% | 0.008889% | 0.0123% | 0.008582% | 0.008201% | 0.008582% | 0.006824% | 0.006866% | 0.008201% | 0.008582% | 0.01297% | 0.00805% | 0.0123% | 0.008889% | 0.008889% | 0.0123% | 0.008582% | 0.008201% | 0.008582% | 0.006824% | 0.006866% | 0.005702% | 0.005702%
4536 | 0.005585% | 0.01041% | 0.005462% | 0.007028% | 0.008843% | 0.01264% | 0.008406% | 0.01052% | 0.008956% | 0.01052% | 0.008843% | 0.007028% | 0.008843% | 0.005505% | 0.00683% | 0.007028% | 0.008843% | 0.01264% | 0.008406% | 0.01052% | 0.008956% | 0.008956% | 0.01052% | 0.008843% | 0.007028% | 0.008843% | 0.005505% | 0.00683% | 0.005585% | 0.005585%
4537 | 0.005606% | 0.01012% | 0.005507% | 0.006106% | 0.00954% | 0.01114% | 0.009569% | 0.009346% | 0.009726% | 0.009346% | 0.00954% | 0.006106% | 0.00954% | 0.004784% | 0.00686% | 0.006106% | 0.00954% | 0.01114% | 0.009569% | 0.009346% | 0.009726% | 0.009726% | 0.009346% | 0.00954% | 0.006106% | 0.00954% | 0.004784% | 0.00686% | 0.005606% | 0.005606%
4538 | 0.005684% | 0.01008% | 0.005506% | 0.005952% | 0.0095% | 0.01108% | 0.00934% | 0.00815% | 0.01007% | 0.00815% | 0.0095% | 0.005952% | 0.0095% | 0.004735% | 0.006876% | 0.005952% | 0.0095% | 0.01108% | 0.00934% | 0.00815% | 0.01007% | 0.01007% | 0.00815% | 0.0095% | 0.005952% | 0.0095% | 0.004735% | 0.006876% | 0.005684% | 0.005684%
4539 | 0.005831% | 0.009968% | 0.005436% | 0.00593% | 0.009693% | 0.01092% | 0.009305% | 0.007222% | 0.01093% | 0.007222% | 0.009693% | 0.00593% | 0.009693% | 0.004886% | 0.007111% | 0.00593% | 0.009693% | 0.01092% | 0.009305% | 0.007222% | 0.01093% | 0.01093% | 0.007222% | 0.009693% | 0.00593% | 0.009693% | 0.004886% | 0.007111% | 0.005831% | 0.005831%
4540 | 0.006182% | 0.009872% | 0.005441% | 0.006072% | 0.01038% | 0.01085% | 0.0097% | 0.007069% | 0.01172% | 0.007069% | 0.01038% | 0.006072% | 0.01038% | 0.005267% | 0.007788% | 0.006072% | 0.01038% | 0.01085% | 0.0097% | 0.007069% | 0.01172% | 0.01172% | 0.007069% | 0.01038% | 0.006072% | 0.01038% | 0.005267% | 0.007788% | 0.006182% | 0.006182%
4541 | 0.006044% | 0.01018% | 0.004752% | 0.006562% | 0.01115% | 0.01003% | 0.00984% | 0.007981% | 0.0126% | 0.007981% | 0.01115% | 0.006562% | 0.01115% | 0.005091% | 0.007945% | 0.006562% | 0.01115% | 0.01003% | 0.00984% | 0.007981% | 0.0126% | 0.0126% | 0.007981% | 0.01115% | 0.006562% | 0.01115% | 0.005091% | 0.007945% | 0.006044% | 0.006044%
4542 | 0.006961% | 0.01032% | 0.005931% | 0.007092% | 0.0138% | 0.009982% | 0.01101% | 0.009834% | 0.01526% | 0.009834% | 0.0138% | 0.007092% | 0.0138% | 0.006186% | 0.009089% | 0.007092% | 0.0138% | 0.009982% | 0.01101% | 0.009834% | 0.01526% | 0.01526% | 0.009834% | 0.0138% | 0.007092% | 0.0138% | 0.006186% | 0.009089% | 0.006961% | 0.006961%
4543 | 0.01342% | 0.01185% | 0.008243% | 0.009745% | 0.0171% | 0.01103% | 0.01405% | 0.01471% | 0.01756% | 0.01471% | 0.0171% | 0.009745% | 0.0171% | 0.009629% | 0.01229% | 0.009745% | 0.0171% | 0.01103% | 0.01405% | 0.01471% | 0.01756% | 0.01756% | 0.01471% | 0.0171% | 0.009745% | 0.0171% | 0.009629% | 0.01229% | 0.01342% | 0.01342%
4544 | 0.01692% | 0.01533% | 0.01532% | 0.01369% | 0.02003% | 0.01243% | 0.01722% | 0.01736% | 0.01949% | 0.01736% | 0.02003% | 0.01369% | 0.02003% | 0.01455% | 0.01535% | 0.01369% | 0.02003% | 0.01243% | 0.01722% | 0.01736% | 0.01949% | 0.01949% | 0.01736% | 0.02003% | 0.01369% | 0.02003% | 0.01455% | 0.01535% | 0.01692% | 0.01692%
4545 | 0.02085% | 0.01929% | 0.01938% | 0.0171% | 0.02232% | 0.01364% | 0.02005% | 0.0182% | 0.02094% | 0.0182% | 0.02232% | 0.0171% | 0.02232% | 0.01805% | 0.01776% | 0.0171% | 0.02232% | 0.01364% | 0.02005% | 0.0182% | 0.02094% | 0.02094% | 0.0182% | 0.02232% | 0.0171% | 0.02232% | 0.01805% | 0.01776% | 0.02085% | 0.02085%
4546 | 0.02479% | 0.02227% | 0.02217% | 0.0198% | 0.02379% | 0.01468% | 0.02223% | 0.01902% | 0.02179% | 0.01902% | 0.02379% | 0.0198% | 0.02379% | 0.02031% | 0.01944% | 0.0198% | 0.02379% | 0.01468% | 0.02223% | 0.01902% | 0.02179% | 0.02179% | 0.01902% | 0.02379% | 0.0198% | 0.02379% | 0.02031% | 0.01944% | 0.02479% | 0.02479%
4547 | 0.02733% | 0.02346% | 0.02421% | 0.02172% | 0.02418% | 0.01521% | 0.02339% | 0.01907% | 0.02188% | 0.01907% | 0.02418% | 0.02172% | 0.02418% | 0.02191% | 0.0205% | 0.02172% | 0.02418% | 0.01521% | 0.02339% | 0.01907% | 0.02188% | 0.02188% | 0.01907% | 0.02418% | 0.02172% | 0.02418% | 0.02191% | 0.0205% | 0.02733% | 0.02733%
4548 | 0.02891% | 0.02298% | 0.02567% | 0.02289% | 0.02386% | 0.01518% | 0.02383% | 0.01824% | 0.02158% | 0.01824% | 0.02386% | 0.02289% | 0.02386% | 0.0229% | 0.02095% | 0.02289% | 0.02386% | 0.01518% | 0.02383% | 0.01824% | 0.02158% | 0.02158% | 0.01824% | 0.02386% | 0.02289% | 0.02386% | 0.0229% | 0.02095% | 0.02891% | 0.02891%
4549 | 0.0295% | 0.02212% | 0.02686% | 0.02353% | 0.02291% | 0.01398% | 0.02364% | 0.01751% | 0.02098% | 0.01751% | 0.02291% | 0.02353% | 0.02291% | 0.02342% | 0.02097% | 0.02353% | 0.02291% | 0.01398% | 0.02364% | 0.01751% | 0.02098% | 0.02098% | 0.01751% | 0.02291% | 0.02353% | 0.02291% | 0.02342% | 0.02097% | 0.0295% | 0.0295%
4550 | 0.02783% | 0.01934% | 0.02688% | 0.02325% | 0.02082% | 0.01293% | 0.02251% | 0.0164% | 0.01864% | 0.0164% | 0.02082% | 0.02325% | 0.02082% | 0.02337% | 0.02057% | 0.02325% | 0.02082% | 0.01293% | 0.02251% | 0.0164% | 0.01864% | 0.01864% | 0.0164% | 0.02082% | 0.02325% | 0.02082% | 0.02337% | 0.02057% | 0.02783% | 0.02783%
4551 | 0.0243% | 0.01618% | 0.02505% | 0.02206% | 0.01882% | 0.0125% | 0.02064% | 0.01564% | 0.01647% | 0.01564% | 0.01882% | 0.02206% | 0.01882% | 0.02242% | 0.01947% | 0.02206% | 0.01882% | 0.0125% | 0.02064% | 0.01564% | 0.01647% | 0.01647% | 0.01564% | 0.01882% | 0.02206% | 0.01882% | 0.02242% | 0.01947% | 0.0243% | 0.0243%
4552 | 0.02084% | 0.01449% | 0.02383% | 0.02115% | 0.01788% | 0.0123% | 0.0187% | 0.01432% | 0.01601% | 0.01432% | 0.01788% | 0.02115% | 0.01788% | 0.02085% | 0.01728% | 0.02115% | 0.01788% | 0.0123% | 0.0187% | 0.01432% | 0.01601% | 0.01601% | 0.01432% | 0.01788% | 0.02115% | 0.01788% | 0.02085% | 0.01728% | 0.02084% | 0.02084%
4553 | 0.01823% | 0.0126% | 0.02309% | 0.02026% | 0.01669% | 0.01206% | 0.01695% | 0.01475% | 0.01581% | 0.01475% | 0.01669% | 0.02026% | 0.01669% | 0.01906% | 0.0144% | 0.02026% | 0.01669% | 0.01206% | 0.01695% | 0.01475% | 0.01581% | 0.01581% | 0.01475% | 0.01669% | 0.02026% | 0.01669% | 0.01906% | 0.0144% | 0.01823% | 0.01823%
4554 | 0.008564% | 0.0118% | 0.01419% | 0.01886% | 0.01477% | 0.01206% | 0.01522% | 0.01478% | 0.01466% | 0.01478% | 0.01477% | 0.01886% | 0.01477% | 0.017% | 0.01138% | 0.01886% | 0.01477% | 0.01206% | 0.01522% | 0.01478% | 0.01466% | 0.01466% | 0.01478% | 0.01477% | 0.01886% | 0.01477% | 0.017% | 0.01138% | 0.008564% | 0.008564%
4555 | 0.007521% | 0.01129% | 0.014% | 0.01702% | 0.01264% | 0.01188% | 0.01335% | 0.01456% | 0.01291% | 0.01456% | 0.01264% | 0.01702% | 0.01264% | 0.01515% | 0.009106% | 0.01702% | 0.01264% | 0.01188% | 0.01335% | 0.01456% | 0.01291% | 0.01291% | 0.01456% | 0.01264% | 0.01702% | 0.01264% | 0.01515% | 0.009106% | 0.007521% | 0.007521%
4556 | 0.007166% | 0.01102% | 0.01352% | 0.01566% | 0.01156% | 0.01173% | 0.01256% | 0.01436% | 0.01162% | 0.01436% | 0.01156% | 0.01566% | 0.01156% | 0.01406% | 0.009185% | 0.01566% | 0.01156% | 0.01173% | 0.01256% | 0.01436% | 0.01162% | 0.01162% | 0.01436% | 0.01156% | 0.01566% | 0.01156% | 0.01406% | 0.009185% | 0.007166% | 0.007166%
4557 | 0.007026% | 0.01079% | 0.006518% | 0.01347% | 0.01087% | 0.01146% | 0.01173% | 0.01431% | 0.0109% | 0.01431% | 0.01087% | 0.01347% | 0.01087% | 0.0118% | 0.009172% | 0.01347% | 0.01087% | 0.01146% | 0.01173% | 0.01431% | 0.0109% | 0.0109% | 0.01431% | 0.01087% | 0.01347% | 0.01087% | 0.0118% | 0.009172% | 0.007026% | 0.007026%
4558 | 0.006369% | 0.01056% | 0.005873% | 0.01046% | 0.01041% | 0.01116% | 0.01059% | 0.01436% | 0.01058% | 0.01436% | 0.01041% | 0.01046% | 0.01041% | 0.008034% | 0.008375% | 0.01046% | 0.01041% | 0.01116% | 0.01059% | 0.01436% | 0.01058% | 0.01058% | 0.01436% | 0.01041% | 0.01046% | 0.01041% | 0.008034% | 0.008375% | 0.006369% | 0.006369%
4559 | 0.005876% | 0.01044% | 0.005833% | 0.00844% | 0.01011% | 0.01096% | 0.0099% | 0.01414% | 0.0103% | 0.01414% | 0.01011% | 0.00844% | 0.01011% | 0.005635% | 0.00776% | 0.00844% | 0.01011% | 0.01096% | 0.0099% | 0.01414% | 0.0103% | 0.0103% | 0.01414% | 0.01011% | 0.00844% | 0.01011% | 0.005635% | 0.00776% | 0.005876% | 0.005876%
4560 | 0.005698% | 0.01015% | 0.005523% | 0.007175% | 0.009523% | 0.01128% | 0.00915% | 0.01103% | 0.009756% | 0.01103% | 0.009523% | 0.007175% | 0.009523% | 0.005084% | 0.007074% | 0.007175% | 0.009523% | 0.01128% | 0.00915% | 0.01103% | 0.009756% | 0.009756% | 0.01103% | 0.009523% | 0.007175% | 0.009523% | 0.005084% | 0.007074% | 0.005698% | 0.005698%
4561 | 0.005775% | 0.01011% | 0.005603% | 0.006267% | 0.009533% | 0.01073% | 0.009264% | 0.009386% | 0.009819% | 0.009386% | 0.009533% | 0.006267% | 0.009533% | 0.004873% | 0.00687% | 0.006267% | 0.009533% | 0.01073% | 0.009264% | 0.009386% | 0.009819% | 0.009819% | 0.009386% | 0.009533% | 0.006267% | 0.009533% | 0.004873% | 0.00687% | 0.005775% | 0.005775%
4562 | 0.005728% | 0.01% | 0.005507% | 0.006081% | 0.009425% | 0.01072% | 0.009198% | 0.008163% | 0.01007% | 0.008163% | 0.009425% | 0.006081% | 0.009425% | 0.004835% | 0.006885% | 0.006081% | 0.009425% | 0.01072% | 0.009198% | 0.008163% | 0.01007% | 0.01007% | 0.008163% | 0.009425% | 0.006081% | 0.009425% | 0.004835% | 0.006885% | 0.005728% | 0.005728%
4563 | 0.005863% | 0.009897% | 0.005402% | 0.006045% | 0.009586% | 0.01073% | 0.009225% | 0.007209% | 0.01084% | 0.007209% | 0.009586% | 0.006045% | 0.009586% | 0.005013% | 0.007118% | 0.006045% | 0.009586% | 0.01073% | 0.009225% | 0.007209% | 0.01084% | 0.01084% | 0.007209% | 0.009586% | 0.006045% | 0.009586% | 0.005013% | 0.007118% | 0.005863% | 0.005863%
4564 | 0.006278% | 0.009763% | 0.005476% | 0.006182% | 0.01029% | 0.01078% | 0.009614% | 0.007056% | 0.01163% | 0.007056% | 0.01029% | 0.006182% | 0.01029% | 0.005438% | 0.007794% | 0.006182% | 0.01029% | 0.01078% | 0.009614% | 0.007056% | 0.01163% | 0.01163% | 0.007056% | 0.01029% | 0.006182% | 0.01029% | 0.005438% | 0.007794% | 0.006278% | 0.006278%
4565 | 0.006167% | 0.009701% | 0.004804% | 0.006768% | 0.01107% | 0.01007% | 0.009712% | 0.007935% | 0.01254% | 0.007935% | 0.01107% | 0.006768% | 0.01107% | 0.005352% | 0.008034% | 0.006768% | 0.01107% | 0.01007% | 0.009712% | 0.007935% | 0.01254% | 0.01254% | 0.007935% | 0.01107% | 0.006768% | 0.01107% | 0.005352% | 0.008034% | 0.006167% | 0.006167%
4566 | 0.006934% | 0.01009% | 0.005982% | 0.00712% | 0.01328% | 0.009842% | 0.01061% | 0.009735% | 0.01499% | 0.009735% | 0.01328% | 0.00712% | 0.01328% | 0.006311% | 0.009104% | 0.00712% | 0.01328% | 0.009842% | 0.01061% | 0.009735% | 0.01499% | 0.01499% | 0.009735% | 0.01328% | 0.00712% | 0.01328% | 0.006311% | 0.009104% | 0.006934% | 0.006934%
4567 | 0.01375% | 0.01165% | 0.008544% | 0.009483% | 0.01628% | 0.01035% | 0.0133% | 0.01449% | 0.01722% | 0.01449% | 0.01628% | 0.009483% | 0.01628% | 0.009427% | 0.01226% | 0.009483% | 0.01628% | 0.01035% | 0.0133% | 0.01449% | 0.01722% | 0.01722% | 0.01449% | 0.01628% | 0.009483% | 0.01628% | 0.009427% | 0.01226% | 0.01375% | 0.01375%
4568 | 0.01617% | 0.01504% | 0.01539% | 0.01306% | 0.01906% | 0.01122% | 0.01617% | 0.01704% | 0.01904% | 0.01704% | 0.01906% | 0.01306% | 0.01906% | 0.01372% | 0.01526% | 0.01306% | 0.01906% | 0.01122% | 0.01617% | 0.01704% | 0.01904% | 0.01904% | 0.01704% | 0.01906% | 0.01306% | 0.01906% | 0.01372% | 0.01526% | 0.01617% | 0.01617%
4569 | 0.0192% | 0.01893% | 0.01832% | 0.01617% | 0.02146% | 0.01275% | 0.01891% | 0.01781% | 0.02054% | 0.01781% | 0.02146% | 0.01617% | 0.02146% | 0.01674% | 0.01764% | 0.01617% | 0.02146% | 0.01275% | 0.01891% | 0.01781% | 0.02054% | 0.02054% | 0.01781% | 0.02146% | 0.01617% | 0.02146% | 0.01674% | 0.01764% | 0.0192% | 0.0192%
4570 | 0.02217% | 0.02172% | 0.0203% | 0.01849% | 0.02261% | 0.01409% | 0.02093% | 0.01819% | 0.02082% | 0.01819% | 0.02261% | 0.01849% | 0.02261% | 0.01878% | 0.01931% | 0.01849% | 0.02261% | 0.01409% | 0.02093% | 0.01819% | 0.02082% | 0.02082% | 0.01819% | 0.02261% | 0.01849% | 0.02261% | 0.01878% | 0.01931% | 0.02217% | 0.02217%
4571 | 0.02425% | 0.02285% | 0.0219% | 0.02028% | 0.02309% | 0.01487% | 0.02215% | 0.01819% | 0.021% | 0.01819% | 0.02309% | 0.02028% | 0.02309% | 0.02034% | 0.0204% | 0.02028% | 0.02309% | 0.01487% | 0.02215% | 0.01819% | 0.021% | 0.021% | 0.01819% | 0.02309% | 0.02028% | 0.02309% | 0.02034% | 0.0204% | 0.02425% | 0.02425%
4572 | 0.0258% | 0.02233% | 0.02306% | 0.02141% | 0.02294% | 0.01504% | 0.02264% | 0.0175% | 0.02092% | 0.0175% | 0.02294% | 0.02141% | 0.02294% | 0.02143% | 0.02085% | 0.02141% | 0.02294% | 0.01504% | 0.02264% | 0.0175% | 0.02092% | 0.02092% | 0.0175% | 0.02294% | 0.02141% | 0.02294% | 0.02143% | 0.02085% | 0.0258% | 0.0258%
4573 | 0.02618% | 0.02142% | 0.02389% | 0.02189% | 0.02201% | 0.01409% | 0.02243% | 0.01678% | 0.02035% | 0.01678% | 0.02201% | 0.02189% | 0.02201% | 0.02194% | 0.02087% | 0.02189% | 0.02201% | 0.01409% | 0.02243% | 0.01678% | 0.02035% | 0.02035% | 0.01678% | 0.02201% | 0.02189% | 0.02201% | 0.02194% | 0.02087% | 0.02618% | 0.02618%
4574 | 0.02529% | 0.01883% | 0.02403% | 0.02183% | 0.02063% | 0.01292% | 0.02147% | 0.01631% | 0.01929% | 0.01631% | 0.02063% | 0.02183% | 0.02063% | 0.02191% | 0.02058% | 0.02183% | 0.02063% | 0.01292% | 0.02147% | 0.01631% | 0.01929% | 0.01929% | 0.01631% | 0.02063% | 0.02183% | 0.02063% | 0.02191% | 0.02058% | 0.02529% | 0.02529%
4575 | 0.02372% | 0.01596% | 0.02333% | 0.02144% | 0.01952% | 0.012% | 0.01987% | 0.01678% | 0.01857% | 0.01678% | 0.01952% | 0.02144% | 0.01952% | 0.02129% | 0.01951% | 0.02144% | 0.01952% | 0.012% | 0.01987% | 0.01678% | 0.01857% | 0.01857% | 0.01678% | 0.01952% | 0.02144% | 0.01952% | 0.02129% | 0.01951% | 0.02372% | 0.02372%
4576 | 0.02096% | 0.01441% | 0.02284% | 0.02089% | 0.01842% | 0.0115% | 0.018% | 0.01537% | 0.01776% | 0.01537% | 0.01842% | 0.02089% | 0.01842% | 0.01996% | 0.01728% | 0.02089% | 0.01842% | 0.0115% | 0.018% | 0.01537% | 0.01776% | 0.01776% | 0.01537% | 0.01842% | 0.02089% | 0.01842% | 0.01996% | 0.01728% | 0.02096% | 0.02096%
4577 | 0.01797% | 0.0125% | 0.02206% | 0.01993% | 0.01689% | 0.01122% | 0.01637% | 0.01519% | 0.01677% | 0.01519% | 0.01689% | 0.01993% | 0.01689% | 0.01832% | 0.01441% | 0.01993% | 0.01689% | 0.01122% | 0.01637% | 0.01519% | 0.01677% | 0.01677% | 0.01519% | 0.01689% | 0.01993% | 0.01689% | 0.01832% | 0.01441% | 0.01797% | 0.01797%
4578 | 0.008329% | 0.01162% | 0.01379% | 0.01838% | 0.01446% | 0.01153% | 0.0147% | 0.01459% | 0.01456% | 0.01459% | 0.01446% | 0.01838% | 0.01446% | 0.01644% | 0.01137% | 0.01838% | 0.01446% | 0.01153% | 0.0147% | 0.01459% | 0.01456% | 0.01456% | 0.01459% | 0.01446% | 0.01838% | 0.01446% | 0.01644% | 0.01137% | 0.008329% | 0.008329%
4579 | 0.007148% | 0.01104% | 0.01329% | 0.01642% | 0.01214% | 0.01136% | 0.01275% | 0.01398% | 0.01254% | 0.01398% | 0.01214% | 0.01642% | 0.01214% | 0.01463% | 0.009063% | 0.01642% | 0.01214% | 0.01136% | 0.01275% | 0.01398% | 0.01254% | 0.01254% | 0.01398% | 0.01214% | 0.01642% | 0.01214% | 0.01463% | 0.009063% | 0.007148% | 0.007148%
4580 | 0.006746% | 0.01079% | 0.0127% | 0.0151% | 0.01124% | 0.01106% | 0.01209% | 0.01382% | 0.01146% | 0.01382% | 0.01124% | 0.0151% | 0.01124% | 0.01366% | 0.009158% | 0.0151% | 0.01124% | 0.01106% | 0.01209% | 0.01382% | 0.01146% | 0.01146% | 0.01382% | 0.01124% | 0.0151% | 0.01124% | 0.01366% | 0.009158% | 0.006746% | 0.006746%
4581 | 0.006785% | 0.01066% | 0.006271% | 0.01304% | 0.0107% | 0.01088% | 0.01142% | 0.01393% | 0.01088% | 0.01393% | 0.0107% | 0.01304% | 0.0107% | 0.01156% | 0.009155% | 0.01304% | 0.0107% | 0.01088% | 0.01142% | 0.01393% | 0.01088% | 0.01088% | 0.01393% | 0.0107% | 0.01304% | 0.0107% | 0.01156% | 0.009155% | 0.006785% | 0.006785%
4582 | 0.006154% | 0.01053% | 0.005774% | 0.01014% | 0.01027% | 0.01075% | 0.01038% | 0.01405% | 0.0106% | 0.01405% | 0.01027% | 0.01014% | 0.01027% | 0.00789% | 0.008363% | 0.01014% | 0.01027% | 0.01075% | 0.01038% | 0.01405% | 0.0106% | 0.0106% | 0.01405% | 0.01027% | 0.01014% | 0.01027% | 0.00789% | 0.008363% | 0.006154% | 0.006154%
4583 | 0.00584% | 0.01036% | 0.00552% | 0.008141% | 0.009954% | 0.01065% | 0.009694% | 0.0138% | 0.01029% | 0.0138% | 0.009954% | 0.008141% | 0.009954% | 0.005542% | 0.007752% | 0.008141% | 0.009954% | 0.01065% | 0.009694% | 0.0138% | 0.01029% | 0.01029% | 0.0138% | 0.009954% | 0.008141% | 0.009954% | 0.005542% | 0.007752% | 0.00584% | 0.00584%
4584 | 0.005693% | 0.01019% | 0.005571% | 0.006997% | 0.009694% | 0.01067% | 0.009342% | 0.01097% | 0.01005% | 0.01097% | 0.009694% | 0.006997% | 0.009694% | 0.004961% | 0.007108% | 0.006997% | 0.009694% | 0.01067% | 0.009342% | 0.01097% | 0.01005% | 0.01005% | 0.01097% | 0.009694% | 0.006997% | 0.009694% | 0.004961% | 0.007108% | 0.005693% | 0.005693%
4585 | 0.005711% | 0.009885% | 0.005429% | 0.006155% | 0.00948% | 0.0107% | 0.009089% | 0.009457% | 0.01001% | 0.009457% | 0.00948% | 0.006155% | 0.00948% | 0.004807% | 0.006873% | 0.006155% | 0.00948% | 0.0107% | 0.009089% | 0.009457% | 0.01001% | 0.01001% | 0.009457% | 0.00948% | 0.006155% | 0.00948% | 0.004807% | 0.006873% | 0.005711% | 0.005711%
4586 | 0.005684% | 0.009584% | 0.005382% | 0.005962% | 0.00931% | 0.01076% | 0.008967% | 0.008158% | 0.01023% | 0.008158% | 0.00931% | 0.005962% | 0.00931% | 0.004745% | 0.006888% | 0.005962% | 0.00931% | 0.01076% | 0.008967% | 0.008158% | 0.01023% | 0.01023% | 0.008158% | 0.00931% | 0.005962% | 0.00931% | 0.004745% | 0.006888% | 0.005684% | 0.005684%
4587 | 0.005826% | 0.009353% | 0.005349% | 0.005925% | 0.009418% | 0.01083% | 0.008964% | 0.007194% | 0.011% | 0.007194% | 0.009418% | 0.005925% | 0.009418% | 0.004889% | 0.007124% | 0.005925% | 0.009418% | 0.01083% | 0.008964% | 0.007194% | 0.011% | 0.011% | 0.007194% | 0.009418% | 0.005925% | 0.009418% | 0.004889% | 0.007124% | 0.005826% | 0.005826%
4588 | 0.006281% | 0.009213% | 0.005399% | 0.006052% | 0.01011% | 0.01093% | 0.009323% | 0.007029% | 0.01177% | 0.007029% | 0.01011% | 0.006052% | 0.01011% | 0.005263% | 0.007802% | 0.006052% | 0.01011% | 0.01093% | 0.009323% | 0.007029% | 0.01177% | 0.01177% | 0.007029% | 0.01011% | 0.006052% | 0.01011% | 0.005263% | 0.007802% | 0.006281% | 0.006281%
4589 | 0.006153% | 0.009586% | 0.004762% | 0.006482% | 0.01092% | 0.01022% | 0.009355% | 0.007924% | 0.0131% | 0.007924% | 0.01092% | 0.006482% | 0.01092% | 0.005184% | 0.008035% | 0.006482% | 0.01092% | 0.01022% | 0.009355% | 0.007924% | 0.0131% | 0.0131% | 0.007924% | 0.01092% | 0.006482% | 0.01092% | 0.005184% | 0.008035% | 0.006153% | 0.006153%
4590 | 0.006829% | 0.009794% | 0.005859% | 0.006797% | 0.01319% | 0.009846% | 0.01019% | 0.009749% | 0.01518% | 0.009749% | 0.01319% | 0.006797% | 0.01319% | 0.005966% | 0.009089% | 0.006797% | 0.01319% | 0.009846% | 0.01019% | 0.009749% | 0.01518% | 0.01518% | 0.009749% | 0.01319% | 0.006797% | 0.01319% | 0.005966% | 0.009089% | 0.006829% | 0.006829%
4591 | 0.0122% | 0.0115% | 0.008049% | 0.009043% | 0.01619% | 0.01018% | 0.01289% | 0.01449% | 0.01734% | 0.01449% | 0.01619% | 0.009043% | 0.01619% | 0.008891% | 0.01224% | 0.009043% | 0.01619% | 0.01018% | 0.01289% | 0.01449% | 0.01734% | 0.01734% | 0.01449% | 0.01619% | 0.009043% | 0.01619% | 0.008891% | 0.01224% | 0.0122% | 0.0122%
4592 | 0.0149% | 0.01492% | 0.01369% | 0.01249% | 0.01901% | 0.01097% | 0.01569% | 0.017% | 0.01944% | 0.017% | 0.01901% | 0.01249% | 0.01901% | 0.01302% | 0.01525% | 0.01249% | 0.01901% | 0.01097% | 0.01569% | 0.017% | 0.01944% | 0.01944% | 0.017% | 0.01901% | 0.01249% | 0.01901% | 0.01302% | 0.01525% | 0.0149% | 0.0149%
4593 | 0.01778% | 0.01879% | 0.01639% | 0.01549% | 0.02132% | 0.01212% | 0.01826% | 0.01771% | 0.02094% | 0.01771% | 0.02132% | 0.01549% | 0.02132% | 0.01606% | 0.01759% | 0.01549% | 0.02132% | 0.01212% | 0.01826% | 0.01771% | 0.02094% | 0.02094% | 0.01771% | 0.02132% | 0.01549% | 0.02132% | 0.01606% | 0.01759% | 0.01778% | 0.01778%
4594 | 0.02112% | 0.02164% | 0.01851% | 0.01793% | 0.02271% | 0.01356% | 0.02039% | 0.01841% | 0.02155% | 0.01841% | 0.02271% | 0.01793% | 0.02271% | 0.0182% | 0.01926% | 0.01793% | 0.02271% | 0.01356% | 0.02039% | 0.01841% | 0.02155% | 0.02155% | 0.01841% | 0.02271% | 0.01793% | 0.02271% | 0.0182% | 0.01926% | 0.02112% | 0.02112%
4595 | 0.02331% | 0.02272% | 0.02013% | 0.01976% | 0.02307% | 0.01459% | 0.02158% | 0.01845% | 0.02155% | 0.01845% | 0.02307% | 0.01976% | 0.02307% | 0.01985% | 0.0203% | 0.01976% | 0.02307% | 0.01459% | 0.02158% | 0.01845% | 0.02155% | 0.02155% | 0.01845% | 0.02307% | 0.01976% | 0.02307% | 0.01985% | 0.0203% | 0.02331% | 0.02331%
4596 | 0.02525% | 0.02232% | 0.02166% | 0.021% | 0.02295% | 0.01456% | 0.02213% | 0.0179% | 0.02152% | 0.0179% | 0.02295% | 0.021% | 0.02295% | 0.02096% | 0.02075% | 0.021% | 0.02295% | 0.01456% | 0.02213% | 0.0179% | 0.02152% | 0.02152% | 0.0179% | 0.02295% | 0.021% | 0.02295% | 0.02096% | 0.02075% | 0.02525% | 0.02525%
4597 | 0.02564% | 0.0215% | 0.02262% | 0.02164% | 0.02224% | 0.01335% | 0.02206% | 0.01729% | 0.02106% | 0.01729% | 0.02224% | 0.02164% | 0.02224% | 0.02163% | 0.02077% | 0.02164% | 0.02224% | 0.01335% | 0.02206% | 0.01729% | 0.02106% | 0.02106% | 0.01729% | 0.02224% | 0.02164% | 0.02224% | 0.02163% | 0.02077% | 0.02564% | 0.02564%
4598 | 0.02456% | 0.01884% | 0.02286% | 0.02154% | 0.02069% | 0.01235% | 0.0211% | 0.01658% | 0.01962% | 0.01658% | 0.02069% | 0.02154% | 0.02069% | 0.02167% | 0.02045% | 0.02154% | 0.02069% | 0.01235% | 0.0211% | 0.01658% | 0.01962% | 0.01962% | 0.01658% | 0.02069% | 0.02154% | 0.02069% | 0.02167% | 0.02045% | 0.02456% | 0.02456%
4599 | 0.02285% | 0.01588% | 0.02222% | 0.02113% | 0.01946% | 0.0117% | 0.01958% | 0.01675% | 0.01861% | 0.01675% | 0.01946% | 0.02113% | 0.01946% | 0.02115% | 0.0194% | 0.02113% | 0.01946% | 0.0117% | 0.01958% | 0.01675% | 0.01861% | 0.01861% | 0.01675% | 0.01946% | 0.02113% | 0.01946% | 0.02115% | 0.0194% | 0.02285% | 0.02285%
4600 | 0.02008% | 0.01427% | 0.02151% | 0.02046% | 0.01837% | 0.01142% | 0.01773% | 0.01536% | 0.01795% | 0.01536% | 0.01837% | 0.02046% | 0.01837% | 0.0198% | 0.01723% | 0.02046% | 0.01837% | 0.01142% | 0.01773% | 0.01536% | 0.01795% | 0.01795% | 0.01536% | 0.01837% | 0.02046% | 0.01837% | 0.0198% | 0.01723% | 0.02008% | 0.02008%
4601 | 0.01722% | 0.01239% | 0.02064% | 0.01951% | 0.01694% | 0.01132% | 0.01606% | 0.01527% | 0.01707% | 0.01527% | 0.01694% | 0.01951% | 0.01694% | 0.01812% | 0.01438% | 0.01951% | 0.01694% | 0.01132% | 0.01606% | 0.01527% | 0.01707% | 0.01707% | 0.01527% | 0.01694% | 0.01951% | 0.01694% | 0.01812% | 0.01438% | 0.01722% | 0.01722%
4602 | 0.008245% | 0.01166% | 0.01345% | 0.01828% | 0.01489% | 0.01159% | 0.0146% | 0.01508% | 0.01535% | 0.01508% | 0.01489% | 0.01828% | 0.01489% | 0.0164% | 0.01139% | 0.01828% | 0.01489% | 0.01159% | 0.0146% | 0.01508% | 0.01535% | 0.01535% | 0.01508% | 0.01489% | 0.01828% | 0.01489% | 0.0164% | 0.01139% | 0.008245% | 0.008245%
4603 | 0.007002% | 0.0111% | 0.01294% | 0.0164% | 0.01248% | 0.01162% | 0.01276% | 0.0145% | 0.01312% | 0.0145% | 0.01248% | 0.0164% | 0.01248% | 0.01469% | 0.00909% | 0.0164% | 0.01248% | 0.01162% | 0.01276% | 0.0145% | 0.01312% | 0.01312% | 0.0145% | 0.01248% | 0.0164% | 0.01248% | 0.01469% | 0.00909% | 0.007002% | 0.007002%
4604 | 0.006711% | 0.01073% | 0.0123% | 0.01499% | 0.0113% | 0.01132% | 0.01196% | 0.01411% | 0.01166% | 0.01411% | 0.0113% | 0.01499% | 0.0113% | 0.01367% | 0.00916% | 0.01499% | 0.0113% | 0.01132% | 0.01196% | 0.01411% | 0.01166% | 0.01166% | 0.01411% | 0.0113% | 0.01499% | 0.0113% | 0.01367% | 0.00916% | 0.006711% | 0.006711%
4605 | 0.006787% | 0.01053% | 0.006181% | 0.01298% | 0.01067% | 0.01101% | 0.01123% | 0.01422% | 0.01109% | 0.01422% | 0.01067% | 0.01298% | 0.01067% | 0.01165% | 0.009148% | 0.01298% | 0.01067% | 0.01101% | 0.01123% | 0.01422% | 0.01109% | 0.01109% | 0.01422% | 0.01067% | 0.01298% | 0.01067% | 0.01165% | 0.009148% | 0.006787% | 0.006787%
4606 | 0.006096% | 0.01036% | 0.005641% | 0.0101% | 0.01023% | 0.01076% | 0.01017% | 0.01435% | 0.01081% | 0.01435% | 0.01023% | 0.0101% | 0.01023% | 0.008025% | 0.008357% | 0.0101% | 0.01023% | 0.01076% | 0.01017% | 0.01435% | 0.01081% | 0.01081% | 0.01435% | 0.01023% | 0.0101% | 0.01023% | 0.008025% | 0.008357% | 0.006096% | 0.006096%
4607 | 0.00582% | 0.01014% | 0.005534% | 0.008116% | 0.009973% | 0.01065% | 0.009564% | 0.01415% | 0.01053% | 0.01415% | 0.009973% | 0.008116% | 0.009973% | 0.005609% | 0.007749% | 0.008116% | 0.009973% | 0.01065% | 0.009564% | 0.01415% | 0.01053% | 0.01053% | 0.01415% | 0.009973% | 0.008116% | 0.009973% | 0.005609% | 0.007749% | 0.00582% | 0.00582%
4608 | 0.005726% | 0.00994% | 0.005475% | 0.006939% | 0.009731% | 0.01064% | 0.00925% | 0.01112% | 0.0103% | 0.01112% | 0.009731% | 0.006939% | 0.009731% | 0.00495% | 0.007105% | 0.006939% | 0.009731% | 0.01064% | 0.00925% | 0.01112% | 0.0103% | 0.0103% | 0.01112% | 0.009731% | 0.006939% | 0.009731% | 0.00495% | 0.007105% | 0.005726% | 0.005726%
4609 | 0.005693% | 0.009758% | 0.005417% | 0.006124% | 0.00957% | 0.01065% | 0.009076% | 0.009694% | 0.01025% | 0.009694% | 0.00957% | 0.006124% | 0.00957% | 0.00473% | 0.00687% | 0.006124% | 0.00957% | 0.01065% | 0.009076% | 0.009694% | 0.01025% | 0.01025% | 0.009694% | 0.00957% | 0.006124% | 0.00957% | 0.00473% | 0.00687% | 0.005693% | 0.005693%
4610 | 0.00573% | 0.009609% | 0.005418% | 0.005974% | 0.009601% | 0.01073% | 0.009039% | 0.008568% | 0.01071% | 0.008568% | 0.009601% | 0.005974% | 0.009601% | 0.004697% | 0.006888% | 0.005974% | 0.009601% | 0.01073% | 0.009039% | 0.008568% | 0.01071% | 0.01071% | 0.008568% | 0.009601% | 0.005974% | 0.009601% | 0.004697% | 0.006888% | 0.00573% | 0.00573%
4611 | 0.005857% | 0.009467% | 0.005431% | 0.005954% | 0.009805% | 0.01079% | 0.009071% | 0.007674% | 0.01166% | 0.007674% | 0.009805% | 0.005954% | 0.009805% | 0.00484% | 0.007125% | 0.005954% | 0.009805% | 0.01079% | 0.009071% | 0.007674% | 0.01166% | 0.01166% | 0.007674% | 0.009805% | 0.005954% | 0.009805% | 0.00484% | 0.007125% | 0.005857% | 0.005857%
4612 | 0.00628% | 0.009378% | 0.005426% | 0.006109% | 0.01057% | 0.01088% | 0.009459% | 0.007544% | 0.01253% | 0.007544% | 0.01057% | 0.006109% | 0.01057% | 0.005225% | 0.007805% | 0.006109% | 0.01057% | 0.01088% | 0.009459% | 0.007544% | 0.01253% | 0.01253% | 0.007544% | 0.01057% | 0.006109% | 0.01057% | 0.005225% | 0.007805% | 0.00628% | 0.00628%
4613 | 0.006139% | 0.009671% | 0.004744% | 0.00667% | 0.01137% | 0.01018% | 0.009505% | 0.008413% | 0.01393% | 0.008413% | 0.01137% | 0.00667% | 0.01137% | 0.00518% | 0.008042% | 0.00667% | 0.01137% | 0.01018% | 0.009505% | 0.008413% | 0.01393% | 0.01393% | 0.008413% | 0.01137% | 0.00667% | 0.01137% | 0.00518% | 0.008042% | 0.006139% | 0.006139%
4614 | 0.006888% | 0.009867% | 0.00589% | 0.006966% | 0.01348% | 0.009886% | 0.01028% | 0.01005% | 0.01568% | 0.01005% | 0.01348% | 0.006966% | 0.01348% | 0.005995% | 0.009097% | 0.006966% | 0.01348% | 0.009886% | 0.01028% | 0.01005% | 0.01568% | 0.01568% | 0.01005% | 0.01348% | 0.006966% | 0.01348% | 0.005995% | 0.009097% | 0.006888% | 0.006888%
4615 | 0.01277% | 0.01156% | 0.008268% | 0.009275% | 0.01627% | 0.01023% | 0.01293% | 0.01487% | 0.01745% | 0.01487% | 0.01627% | 0.009275% | 0.01627% | 0.009039% | 0.01224% | 0.009275% | 0.01627% | 0.01023% | 0.01293% | 0.01487% | 0.01745% | 0.01745% | 0.01487% | 0.01627% | 0.009275% | 0.01627% | 0.009039% | 0.01224% | 0.01277% | 0.01277%
4616 | 0.01581% | 0.0152% | 0.01473% | 0.01293% | 0.01926% | 0.01104% | 0.01594% | 0.01733% | 0.0196% | 0.01733% | 0.01926% | 0.01293% | 0.01926% | 0.01337% | 0.01527% | 0.01293% | 0.01926% | 0.01104% | 0.01594% | 0.01733% | 0.0196% | 0.0196% | 0.01733% | 0.01926% | 0.01293% | 0.01926% | 0.01337% | 0.01527% | 0.01581% | 0.01581%
4617 | 0.01917% | 0.01907% | 0.01777% | 0.01601% | 0.02165% | 0.01217% | 0.01859% | 0.01826% | 0.02141% | 0.01826% | 0.02165% | 0.01601% | 0.02165% | 0.01632% | 0.01763% | 0.01601% | 0.02165% | 0.01217% | 0.01859% | 0.01826% | 0.02141% | 0.02141% | 0.01826% | 0.02165% | 0.01601% | 0.02165% | 0.01632% | 0.01763% | 0.01917% | 0.01917%
4618 | 0.02221% | 0.02182% | 0.01952% | 0.01824% | 0.02287% | 0.01317% | 0.0206% | 0.01874% | 0.02193% | 0.01874% | 0.02287% | 0.01824% | 0.02287% | 0.01807% | 0.01927% | 0.01824% | 0.02287% | 0.01317% | 0.0206% | 0.01874% | 0.02193% | 0.02193% | 0.01874% | 0.02287% | 0.01824% | 0.02287% | 0.01807% | 0.01927% | 0.02221% | 0.02221%
4619 | 0.02388% | 0.0228% | 0.02086% | 0.01978% | 0.02319% | 0.01371% | 0.02166% | 0.01849% | 0.02176% | 0.01849% | 0.02319% | 0.01978% | 0.02319% | 0.01929% | 0.02032% | 0.01978% | 0.02319% | 0.01371% | 0.02166% | 0.01849% | 0.02176% | 0.02176% | 0.01849% | 0.02319% | 0.01978% | 0.02319% | 0.01929% | 0.02032% | 0.02388% | 0.02388%
4620 | 0.0249% | 0.02219% | 0.0218% | 0.02071% | 0.02283% | 0.01349% | 0.022% | 0.01758% | 0.02137% | 0.01758% | 0.02283% | 0.02071% | 0.02283% | 0.02011% | 0.02073% | 0.02071% | 0.02283% | 0.01349% | 0.022% | 0.01758% | 0.02137% | 0.02137% | 0.01758% | 0.02283% | 0.02071% | 0.02283% | 0.02011% | 0.02073% | 0.0249% | 0.0249%
4621 | 0.0252% | 0.02125% | 0.02259% | 0.02113% | 0.02182% | 0.01238% | 0.0217% | 0.01685% | 0.02078% | 0.01685% | 0.02182% | 0.02113% | 0.02182% | 0.02055% | 0.02074% | 0.02113% | 0.02182% | 0.01238% | 0.0217% | 0.01685% | 0.02078% | 0.02078% | 0.01685% | 0.02182% | 0.02113% | 0.02182% | 0.02055% | 0.02074% | 0.0252% | 0.0252%
4622 | 0.02431% | 0.0186% | 0.02283% | 0.02104% | 0.02026% | 0.01123% | 0.02066% | 0.01626% | 0.01954% | 0.01626% | 0.02026% | 0.02104% | 0.02026% | 0.02059% | 0.02042% | 0.02104% | 0.02026% | 0.01123% | 0.02066% | 0.01626% | 0.01954% | 0.01954% | 0.01626% | 0.02026% | 0.02104% | 0.02026% | 0.02059% | 0.02042% | 0.02431% | 0.02431%
4623 | 0.02277% | 0.01576% | 0.02241% | 0.02083% | 0.01911% | 0.01077% | 0.0192% | 0.01663% | 0.01867% | 0.01663% | 0.01911% | 0.02083% | 0.01911% | 0.02034% | 0.01936% | 0.02083% | 0.01911% | 0.01077% | 0.0192% | 0.01663% | 0.01867% | 0.01867% | 0.01663% | 0.01911% | 0.02083% | 0.01911% | 0.02034% | 0.01936% | 0.02277% | 0.02277%
4624 | 0.01999% | 0.01412% | 0.02193% | 0.02033% | 0.01795% | 0.01062% | 0.01745% | 0.0151% | 0.01782% | 0.0151% | 0.01795% | 0.02033% | 0.01795% | 0.01931% | 0.01721% | 0.02033% | 0.01795% | 0.01062% | 0.01745% | 0.0151% | 0.01782% | 0.01782% | 0.0151% | 0.01795% | 0.02033% | 0.01795% | 0.01931% | 0.01721% | 0.01999% | 0.01999%
4625 | 0.01641% | 0.01208% | 0.02059% | 0.01917% | 0.01576% | 0.01053% | 0.01551% | 0.01434% | 0.01584% | 0.01434% | 0.01576% | 0.01917% | 0.01576% | 0.01775% | 0.01426% | 0.01917% | 0.01576% | 0.01053% | 0.01551% | 0.01434% | 0.01584% | 0.01584% | 0.01434% | 0.01576% | 0.01917% | 0.01576% | 0.01775% | 0.01426% | 0.01641% | 0.01641%
4626 | 0.007831% | 0.01125% | 0.01334% | 0.01776% | 0.01357% | 0.01082% | 0.01391% | 0.01391% | 0.01394% | 0.01391% | 0.01357% | 0.01776% | 0.01357% | 0.01606% | 0.01128% | 0.01776% | 0.01357% | 0.01082% | 0.01391% | 0.01391% | 0.01394% | 0.01394% | 0.01391% | 0.01357% | 0.01776% | 0.01357% | 0.01606% | 0.01128% | 0.007831% | 0.007831%
4627 | 0.00674% | 0.01079% | 0.01309% | 0.0161% | 0.01162% | 0.0111% | 0.01228% | 0.01361% | 0.01223% | 0.01361% | 0.01162% | 0.0161% | 0.01162% | 0.01455% | 0.009055% | 0.0161% | 0.01162% | 0.0111% | 0.01228% | 0.01361% | 0.01223% | 0.01223% | 0.01361% | 0.01162% | 0.0161% | 0.01162% | 0.01455% | 0.009055% | 0.00674% | 0.00674%
4628 | 0.006642% | 0.01058% | 0.0126% | 0.01496% | 0.01088% | 0.01123% | 0.01183% | 0.01361% | 0.01113% | 0.01361% | 0.01088% | 0.01496% | 0.01088% | 0.01377% | 0.009163% | 0.01496% | 0.01088% | 0.01123% | 0.01183% | 0.01361% | 0.01113% | 0.01113% | 0.01361% | 0.01088% | 0.01496% | 0.01088% | 0.01377% | 0.009163% | 0.006642% | 0.006642%
4629 | 0.006694% | 0.01045% | 0.006184% | 0.01301% | 0.01042% | 0.01123% | 0.01124% | 0.01384% | 0.01057% | 0.01384% | 0.01042% | 0.01301% | 0.01042% | 0.01172% | 0.009146% | 0.01301% | 0.01042% | 0.01123% | 0.01124% | 0.01384% | 0.01057% | 0.01057% | 0.01384% | 0.01042% | 0.01301% | 0.01042% | 0.01172% | 0.009146% | 0.006694% | 0.006694%
4630 | 0.006036% | 0.01033% | 0.005683% | 0.01011% | 0.01007% | 0.01113% | 0.01027% | 0.014% | 0.01026% | 0.014% | 0.01007% | 0.01011% | 0.01007% | 0.007988% | 0.00836% | 0.01011% | 0.01007% | 0.01113% | 0.01027% | 0.014% | 0.01026% | 0.01026% | 0.014% | 0.01007% | 0.01011% | 0.01007% | 0.007988% | 0.00836% | 0.006036% | 0.006036%
4631 | 0.005752% | 0.01027% | 0.005579% | 0.008132% | 0.009838% | 0.01109% | 0.009671% | 0.01389% | 0.01005% | 0.01389% | 0.009838% | 0.008132% | 0.009838% | 0.005502% | 0.00775% | 0.008132% | 0.009838% | 0.01109% | 0.009671% | 0.01389% | 0.01005% | 0.01005% | 0.01389% | 0.009838% | 0.008132% | 0.009838% | 0.005502% | 0.00775% | 0.005752% | 0.005752%
4632 | 0.005663% | 0.01009% | 0.005507% | 0.006937% | 0.009633% | 0.01095% | 0.009302% | 0.01102% | 0.009965% | 0.01102% | 0.009633% | 0.006937% | 0.009633% | 0.004869% | 0.007104% | 0.006937% | 0.009633% | 0.01095% | 0.009302% | 0.01102% | 0.009965% | 0.009965% | 0.01102% | 0.009633% | 0.006937% | 0.009633% | 0.004869% | 0.007104% | 0.005663% | 0.005663%
4633 | 0.00565% | 0.01008% | 0.005472% | 0.006161% | 0.009426% | 0.01106% | 0.009135% | 0.009414% | 0.009747% | 0.009414% | 0.009426% | 0.006161% | 0.009426% | 0.004805% | 0.006867% | 0.006161% | 0.009426% | 0.01106% | 0.009135% | 0.009414% | 0.009747% | 0.009747% | 0.009414% | 0.009426% | 0.006161% | 0.009426% | 0.004805% | 0.006867% | 0.00565% | 0.00565%
4634 | 0.005635% | 0.01003% | 0.005436% | 0.005997% | 0.0094% | 0.01109% | 0.009084% | 0.008252% | 0.01009% | 0.008252% | 0.0094% | 0.005997% | 0.0094% | 0.004769% | 0.006881% | 0.005997% | 0.0094% | 0.01109% | 0.009084% | 0.008252% | 0.01009% | 0.01009% | 0.008252% | 0.0094% | 0.005997% | 0.0094% | 0.004769% | 0.006881% | 0.005635% | 0.005635%
4635 | 0.005869% | 0.009962% | 0.005403% | 0.005962% | 0.009573% | 0.0111% | 0.009115% | 0.007292% | 0.01083% | 0.007292% | 0.009573% | 0.005962% | 0.009573% | 0.004921% | 0.007113% | 0.005962% | 0.009573% | 0.0111% | 0.009115% | 0.007292% | 0.01083% | 0.01083% | 0.007292% | 0.009573% | 0.005962% | 0.009573% | 0.004921% | 0.007113% | 0.005869% | 0.005869%
4636 | 0.006198% | 0.009849% | 0.005482% | 0.006116% | 0.01033% | 0.01113% | 0.009518% | 0.007142% | 0.01161% | 0.007142% | 0.01033% | 0.006116% | 0.01033% | 0.005332% | 0.007789% | 0.006116% | 0.01033% | 0.01113% | 0.009518% | 0.007142% | 0.01161% | 0.01161% | 0.007142% | 0.01033% | 0.006116% | 0.01033% | 0.005332% | 0.007789% | 0.006198% | 0.006198%
4637 | 0.006062% | 0.009914% | 0.00477% | 0.006691% | 0.01112% | 0.01042% | 0.00964% | 0.008007% | 0.01247% | 0.008007% | 0.01112% | 0.006691% | 0.01112% | 0.005258% | 0.008032% | 0.006691% | 0.01112% | 0.01042% | 0.00964% | 0.008007% | 0.01247% | 0.01247% | 0.008007% | 0.01112% | 0.006691% | 0.01112% | 0.005258% | 0.008032% | 0.006062% | 0.006062%
4638 | 0.006918% | 0.01029% | 0.005939% | 0.007202% | 0.01356% | 0.01016% | 0.01067% | 0.009824% | 0.01502% | 0.009824% | 0.01356% | 0.007202% | 0.01356% | 0.006346% | 0.009099% | 0.007202% | 0.01356% | 0.01016% | 0.01067% | 0.009824% | 0.01502% | 0.01502% | 0.009824% | 0.01356% | 0.007202% | 0.01356% | 0.006346% | 0.009099% | 0.006918% | 0.006918%
4639 | 0.01358% | 0.01186% | 0.008784% | 0.009768% | 0.01673% | 0.01069% | 0.01354% | 0.0146% | 0.01722% | 0.0146% | 0.01673% | 0.009768% | 0.01673% | 0.009729% | 0.01229% | 0.009768% | 0.01673% | 0.01069% | 0.01354% | 0.0146% | 0.01722% | 0.01722% | 0.0146% | 0.01673% | 0.009768% | 0.01673% | 0.009729% | 0.01229% | 0.01358% | 0.01358%
4640 | 0.01647% | 0.0153% | 0.01576% | 0.01344% | 0.01952% | 0.01165% | 0.01648% | 0.01715% | 0.0192% | 0.01715% | 0.01952% | 0.01344% | 0.01952% | 0.01426% | 0.01532% | 0.01344% | 0.01952% | 0.01165% | 0.01648% | 0.01715% | 0.0192% | 0.0192% | 0.01715% | 0.01952% | 0.01344% | 0.01952% | 0.01426% | 0.01532% | 0.01647% | 0.01647%
4641 | 0.01966% | 0.01901% | 0.01879% | 0.01646% | 0.02178% | 0.01293% | 0.0191% | 0.01807% | 0.02087% | 0.01807% | 0.02178% | 0.01646% | 0.02178% | 0.01724% | 0.0177% | 0.01646% | 0.02178% | 0.01293% | 0.0191% | 0.01807% | 0.02087% | 0.02087% | 0.01807% | 0.02178% | 0.01646% | 0.02178% | 0.01724% | 0.0177% | 0.01966% | 0.01966%
4642 | 0.02288% | 0.02176% | 0.02092% | 0.01875% | 0.02296% | 0.01416% | 0.02113% | 0.01857% | 0.0214% | 0.01857% | 0.02296% | 0.01875% | 0.02296% | 0.01918% | 0.01938% | 0.01875% | 0.02296% | 0.01416% | 0.02113% | 0.01857% | 0.0214% | 0.0214% | 0.01857% | 0.02296% | 0.01875% | 0.02296% | 0.01918% | 0.01938% | 0.02288% | 0.02288%
4643 | 0.02502% | 0.02288% | 0.02279% | 0.02061% | 0.02337% | 0.0149% | 0.02236% | 0.01842% | 0.02128% | 0.01842% | 0.02337% | 0.02061% | 0.02337% | 0.02082% | 0.02048% | 0.02061% | 0.02337% | 0.0149% | 0.02236% | 0.01842% | 0.02128% | 0.02128% | 0.01842% | 0.02337% | 0.02061% | 0.02337% | 0.02082% | 0.02048% | 0.02502% | 0.02502%
4644 | 0.02675% | 0.02247% | 0.02423% | 0.02193% | 0.02328% | 0.01494% | 0.02292% | 0.01775% | 0.02118% | 0.01775% | 0.02328% | 0.02193% | 0.02328% | 0.02198% | 0.02094% | 0.02193% | 0.02328% | 0.01494% | 0.02292% | 0.01775% | 0.02118% | 0.02118% | 0.01775% | 0.02328% | 0.02193% | 0.02328% | 0.02198% | 0.02094% | 0.02675% | 0.02675%
4645 | 0.02775% | 0.02184% | 0.02566% | 0.02284% | 0.02273% | 0.01404% | 0.02305% | 0.01743% | 0.02107% | 0.01743% | 0.02273% | 0.02284% | 0.02273% | 0.02276% | 0.02101% | 0.02284% | 0.02273% | 0.01404% | 0.02305% | 0.01743% | 0.02107% | 0.02107% | 0.01743% | 0.02273% | 0.02284% | 0.02273% | 0.02276% | 0.02101% | 0.02775% | 0.02775%
4646 | 0.02714% | 0.01932% | 0.02623% | 0.02304% | 0.02156% | 0.01345% | 0.02229% | 0.0171% | 0.0202% | 0.0171% | 0.02156% | 0.02304% | 0.02156% | 0.02297% | 0.02076% | 0.02304% | 0.02156% | 0.01345% | 0.02229% | 0.0171% | 0.0202% | 0.0202% | 0.0171% | 0.02156% | 0.02304% | 0.02156% | 0.02297% | 0.02076% | 0.02714% | 0.02714%
4647 | 0.02552% | 0.01646% | 0.02533% | 0.02262% | 0.02036% | 0.01283% | 0.02068% | 0.01748% | 0.01936% | 0.01748% | 0.02036% | 0.02262% | 0.02036% | 0.02238% | 0.01968% | 0.02262% | 0.02036% | 0.01283% | 0.02068% | 0.01748% | 0.01936% | 0.01936% | 0.01748% | 0.02036% | 0.02262% | 0.02036% | 0.02238% | 0.01968% | 0.02552% | 0.02552%
4648 | 0.02251% | 0.01488% | 0.0247% | 0.02195% | 0.01915% | 0.01244% | 0.01886% | 0.01593% | 0.01845% | 0.01593% | 0.01915% | 0.02195% | 0.01915% | 0.02097% | 0.01748% | 0.02195% | 0.01915% | 0.01244% | 0.01886% | 0.01593% | 0.01845% | 0.01845% | 0.01593% | 0.01915% | 0.02195% | 0.01915% | 0.02097% | 0.01748% | 0.02251% | 0.02251%
4649 | 0.01917% | 0.01295% | 0.0237% | 0.02085% | 0.01739% | 0.01212% | 0.0171% | 0.01553% | 0.01714% | 0.01553% | 0.01739% | 0.02085% | 0.01739% | 0.01919% | 0.01457% | 0.02085% | 0.01739% | 0.01212% | 0.0171% | 0.01553% | 0.01714% | 0.01714% | 0.01553% | 0.01739% | 0.02085% | 0.01739% | 0.01919% | 0.01457% | 0.01917% | 0.01917%
4650 | 0.008798% | 0.01206% | 0.01459% | 0.01926% | 0.01501% | 0.01211% | 0.01531% | 0.01506% | 0.01509% | 0.01506% | 0.01501% | 0.01926% | 0.01501% | 0.01714% | 0.0115% | 0.01926% | 0.01501% | 0.01211% | 0.01531% | 0.01506% | 0.01509% | 0.01509% | 0.01506% | 0.01501% | 0.01926% | 0.01501% | 0.01714% | 0.0115% | 0.008798% | 0.008798%
4651 | 0.007652% | 0.01141% | 0.01418% | 0.01713% | 0.01252% | 0.01192% | 0.0132% | 0.01445% | 0.0129% | 0.01445% | 0.01252% | 0.01713% | 0.01252% | 0.01513% | 0.009142% | 0.01713% | 0.01252% | 0.01192% | 0.0132% | 0.01445% | 0.0129% | 0.0129% | 0.01445% | 0.01252% | 0.01713% | 0.01252% | 0.01513% | 0.009142% | 0.007652% | 0.007652%
4652 | 0.006991% | 0.01109% | 0.0135% | 0.01568% | 0.01144% | 0.0117% | 0.01245% | 0.01428% | 0.01165% | 0.01428% | 0.01144% | 0.01568% | 0.01144% | 0.01404% | 0.009263% | 0.01568% | 0.01144% | 0.0117% | 0.01245% | 0.01428% | 0.01165% | 0.01165% | 0.01428% | 0.01144% | 0.01568% | 0.01144% | 0.01404% | 0.009263% | 0.006991% | 0.006991%
4653 | 0.006955% | 0.01091% | 0.006482% | 0.01353% | 0.01087% | 0.01136% | 0.01168% | 0.01435% | 0.01101% | 0.01435% | 0.01087% | 0.01353% | 0.01087% | 0.0118% | 0.00917% | 0.01353% | 0.01087% | 0.01136% | 0.01168% | 0.01435% | 0.01101% | 0.01101% | 0.01435% | 0.01087% | 0.01353% | 0.01087% | 0.0118% | 0.00917% | 0.006955% | 0.006955%
4654 | 0.006297% | 0.01075% | 0.005833% | 0.0105% | 0.01039% | 0.01108% | 0.01058% | 0.01433% | 0.01062% | 0.01433% | 0.01039% | 0.0105% | 0.01039% | 0.008035% | 0.008374% | 0.0105% | 0.01039% | 0.01108% | 0.01058% | 0.01433% | 0.01062% | 0.01062% | 0.01433% | 0.01039% | 0.0105% | 0.01039% | 0.008035% | 0.008374% | 0.006297% | 0.006297%
4655 | 0.005949% | 0.01067% | 0.005847% | 0.008496% | 0.01019% | 0.01083% | 0.009926% | 0.0142% | 0.01042% | 0.0142% | 0.01019% | 0.008496% | 0.01019% | 0.005646% | 0.007761% | 0.008496% | 0.01019% | 0.01083% | 0.009926% | 0.0142% | 0.01042% | 0.01042% | 0.0142% | 0.01019% | 0.008496% | 0.01019% | 0.005646% | 0.007761% | 0.005949% | 0.005949%
4656 | 0.005753% | 0.01038% | 0.00557% | 0.007123% | 0.009795% | 0.01081% | 0.009454% | 0.01112% | 0.01009% | 0.01112% | 0.009795% | 0.007123% | 0.009795% | 0.004978% | 0.007107% | 0.007123% | 0.009795% | 0.01081% | 0.009454% | 0.01112% | 0.01009% | 0.01009% | 0.01112% | 0.009795% | 0.007123% | 0.009795% | 0.004978% | 0.007107% | 0.005753% | 0.005753%
4657 | 0.005951% | 0.01218% | 0.005667% | 0.006132% | 0.0104% | 0.01213% | 0.009366% | 0.009648% | 0.01031% | 0.009648% | 0.0104% | 0.006132% | 0.0104% | 0.005156% | 0.006841% | 0.006132% | 0.0104% | 0.01213% | 0.009366% | 0.009648% | 0.01031% | 0.01031% | 0.009648% | 0.0104% | 0.006132% | 0.0104% | 0.005156% | 0.006841% | 0.005951% | 0.005951%
4658 | 0.005832% | 0.01222% | 0.005695% | 0.006003% | 0.01% | 0.01213% | 0.009242% | 0.008842% | 0.01051% | 0.008842% | 0.01% | 0.006003% | 0.01% | 0.004624% | 0.006842% | 0.006003% | 0.01% | 0.01213% | 0.009242% | 0.008842% | 0.01051% | 0.01051% | 0.008842% | 0.01% | 0.006003% | 0.01% | 0.004624% | 0.006842% | 0.005832% | 0.005832%
4659 | 0.005567% | 0.01216% | 0.005347% | 0.005992% | 0.01006% | 0.01213% | 0.009103% | 0.008498% | 0.01122% | 0.008498% | 0.01006% | 0.005992% | 0.01006% | 0.004636% | 0.006845% | 0.005992% | 0.01006% | 0.01213% | 0.009103% | 0.008498% | 0.01122% | 0.01122% | 0.008498% | 0.01006% | 0.005992% | 0.01006% | 0.004636% | 0.006845% | 0.005567% | 0.005567%
4660 | 0.005487% | 0.01213% | 0.005327% | 0.006087% | 0.01043% | 0.01215% | 0.009013% | 0.008648% | 0.0114% | 0.008648% | 0.01043% | 0.006087% | 0.01043% | 0.004943% | 0.006846% | 0.006087% | 0.01043% | 0.01215% | 0.009013% | 0.008648% | 0.0114% | 0.0114% | 0.008648% | 0.01043% | 0.006087% | 0.01043% | 0.004943% | 0.006846% | 0.005487% | 0.005487%
4661 | 0.004557% | 0.01246% | 0.004485% | 0.006321% | 0.009981% | 0.01148% | 0.008051% | 0.009262% | 0.01169% | 0.009262% | 0.009981% | 0.006321% | 0.009981% | 0.004801% | 0.005675% | 0.006321% | 0.009981% | 0.01148% | 0.008051% | 0.009262% | 0.01169% | 0.01169% | 0.009262% | 0.009981% | 0.006321% | 0.009981% | 0.004801% | 0.005675% | 0.004557% | 0.004557%
4662 | 0.003922% | 0.01229% | 0.003608% | 0.006678% | 0.01029% | 0.0112% | 0.007271% | 0.01056% | 0.01236% | 0.01056% | 0.01029% | 0.006678% | 0.01029% | 0.005585% | 0.004253% | 0.006678% | 0.01029% | 0.0112% | 0.007271% | 0.01056% | 0.01236% | 0.01236% | 0.01056% | 0.01029% | 0.006678% | 0.01029% | 0.005585% | 0.004253% | 0.003922% | 0.003922%
4663 | 0.00681% | 0.0127% | 0.006068% | 0.009062% | 0.01161% | 0.01151% | 0.007874% | 0.01446% | 0.01295% | 0.01446% | 0.01161% | 0.009062% | 0.01161% | 0.008764% | 0.00427% | 0.009062% | 0.01161% | 0.01151% | 0.007874% | 0.01446% | 0.01295% | 0.01295% | 0.01446% | 0.01161% | 0.009062% | 0.01161% | 0.008764% | 0.00427% | 0.00681% | 0.00681%
4664 | 0.006353% | 0.01366% | 0.005827% | 0.01258% | 0.01297% | 0.01227% | 0.008849% | 0.01633% | 0.01358% | 0.01633% | 0.01297% | 0.01258% | 0.01297% | 0.01313% | 0.004326% | 0.01258% | 0.01297% | 0.01227% | 0.008849% | 0.01633% | 0.01358% | 0.01358% | 0.01633% | 0.01297% | 0.01258% | 0.01297% | 0.01313% | 0.004326% | 0.006353% | 0.006353%
4665 | 0.006671% | 0.01504% | 0.006273% | 0.01556% | 0.01433% | 0.01341% | 0.01002% | 0.01726% | 0.01409% | 0.01726% | 0.01433% | 0.01556% | 0.01433% | 0.0163% | 0.004383% | 0.01556% | 0.01433% | 0.01341% | 0.01002% | 0.01726% | 0.01409% | 0.01409% | 0.01726% | 0.01433% | 0.01556% | 0.01433% | 0.0163% | 0.004383% | 0.006671% | 0.006671%
4666 | 0.007665% | 0.01653% | 0.007199% | 0.01787% | 0.0153% | 0.01458% | 0.0114% | 0.0186% | 0.01448% | 0.0186% | 0.0153% | 0.01787% | 0.0153% | 0.01847% | 0.004436% | 0.01787% | 0.0153% | 0.01458% | 0.0114% | 0.0186% | 0.01448% | 0.01448% | 0.0186% | 0.0153% | 0.01787% | 0.0153% | 0.01847% | 0.004436% | 0.007665% | 0.007665%
4667 | 0.008635% | 0.0177% | 0.008018% | 0.01981% | 0.01573% | 0.01507% | 0.0128% | 0.01947% | 0.01481% | 0.01947% | 0.01573% | 0.01981% | 0.01573% | 0.02009% | 0.004468% | 0.01981% | 0.01573% | 0.01507% | 0.0128% | 0.01947% | 0.01481% | 0.01481% | 0.01947% | 0.01573% | 0.01981% | 0.01573% | 0.02009% | 0.004468% | 0.008635% | 0.008635%
4668 | 0.009249% | 0.01767% | 0.008551% | 0.02111% | 0.01623% | 0.01485% | 0.01371% | 0.01972% | 0.01536% | 0.01972% | 0.01623% | 0.02111% | 0.01623% | 0.02115% | 0.004496% | 0.02111% | 0.01623% | 0.01485% | 0.01371% | 0.01972% | 0.01536% | 0.01536% | 0.01972% | 0.01623% | 0.02111% | 0.01623% | 0.02115% | 0.004496% | 0.009249% | 0.009249%
4669 | 0.009993% | 0.01706% | 0.008747% | 0.02174% | 0.01649% | 0.01397% | 0.01369% | 0.01982% | 0.01559% | 0.01982% | 0.01649% | 0.02174% | 0.01649% | 0.02185% | 0.004499% | 0.02174% | 0.01649% | 0.01397% | 0.01369% | 0.01982% | 0.01559% | 0.01559% | 0.01982% | 0.01649% | 0.02174% | 0.01649% | 0.02185% | 0.004499% | 0.009993% | 0.009993%
4670 | 0.01019% | 0.01598% | 0.008975% | 0.02184% | 0.01674% | 0.01328% | 0.01354% | 0.01964% | 0.01572% | 0.01964% | 0.01674% | 0.02184% | 0.01674% | 0.02249% | 0.004529% | 0.02184% | 0.01674% | 0.01328% | 0.01354% | 0.01964% | 0.01572% | 0.01572% | 0.01964% | 0.01674% | 0.02184% | 0.01674% | 0.02249% | 0.004529% | 0.01019% | 0.01019%
4671 | 0.009167% | 0.01472% | 0.008304% | 0.02096% | 0.01598% | 0.01251% | 0.01261% | 0.01916% | 0.01478% | 0.01916% | 0.01598% | 0.02096% | 0.01598% | 0.02245% | 0.004449% | 0.02096% | 0.01598% | 0.01251% | 0.01261% | 0.01916% | 0.01478% | 0.01478% | 0.01916% | 0.01598% | 0.02096% | 0.01598% | 0.02245% | 0.004449% | 0.009167% | 0.009167%
4672 | 0.008401% | 0.01368% | 0.007433% | 0.01952% | 0.01487% | 0.012% | 0.01122% | 0.01667% | 0.01364% | 0.01667% | 0.01487% | 0.01952% | 0.01487% | 0.02172% | 0.004397% | 0.01952% | 0.01487% | 0.012% | 0.01122% | 0.01667% | 0.01364% | 0.01364% | 0.01667% | 0.01487% | 0.01952% | 0.01487% | 0.02172% | 0.004397% | 0.008401% | 0.008401%
4673 | 0.007686% | 0.01271% | 0.006908% | 0.01822% | 0.01394% | 0.01185% | 0.01001% | 0.01578% | 0.01281% | 0.01578% | 0.01394% | 0.01822% | 0.01394% | 0.02095% | 0.004356% | 0.01822% | 0.01394% | 0.01185% | 0.01001% | 0.01578% | 0.01281% | 0.01281% | 0.01578% | 0.01394% | 0.01822% | 0.01394% | 0.02095% | 0.004356% | 0.007686% | 0.007686%
4674 | 0.004562% | 0.01232% | 0.003976% | 0.01691% | 0.01322% | 0.01245% | 0.009111% | 0.0153% | 0.01227% | 0.0153% | 0.01322% | 0.01691% | 0.01322% | 0.02006% | 0.004329% | 0.01691% | 0.01322% | 0.01245% | 0.009111% | 0.0153% | 0.01227% | 0.01227% | 0.0153% | 0.01322% | 0.01691% | 0.01322% | 0.02006% | 0.004329% | 0.004562% | 0.004562%
4675 | 0.004683% | 0.01216% | 0.004123% | 0.01534% | 0.01218% | 0.01304% | 0.008312% | 0.0148% | 0.01185% | 0.0148% | 0.01218% | 0.01534% | 0.01218% | 0.01866% | 0.004284% | 0.01534% | 0.01218% | 0.01304% | 0.008312% | 0.0148% | 0.01185% | 0.01185% | 0.0148% | 0.01218% | 0.01534% | 0.01218% | 0.01866% | 0.004284% | 0.004683% | 0.004683%
4676 | 0.00594% | 0.01215% | 0.00541% | 0.01428% | 0.01172% | 0.01333% | 0.009036% | 0.01432% | 0.01149% | 0.01432% | 0.01172% | 0.01428% | 0.01172% | 0.01754% | 0.005958% | 0.01428% | 0.01172% | 0.01333% | 0.009036% | 0.01432% | 0.01149% | 0.01149% | 0.01432% | 0.01172% | 0.01428% | 0.01172% | 0.01754% | 0.005958% | 0.00594% | 0.00594%
4677 | 0.006623% | 0.01209% | 0.00607% | 0.01223% | 0.01061% | 0.01328% | 0.009334% | 0.01329% | 0.01041% | 0.01329% | 0.01061% | 0.01223% | 0.01061% | 0.01467% | 0.006867% | 0.01223% | 0.01061% | 0.01328% | 0.009334% | 0.01329% | 0.01041% | 0.01041% | 0.01329% | 0.01061% | 0.01223% | 0.01061% | 0.01467% | 0.006867% | 0.006623% | 0.006623%
4678 | 0.006473% | 0.01201% | 0.006126% | 0.009336% | 0.009802% | 0.01313% | 0.00917% | 0.01222% | 0.009504% | 0.01222% | 0.009802% | 0.009336% | 0.009802% | 0.01003% | 0.006866% | 0.009336% | 0.009802% | 0.01313% | 0.00917% | 0.01222% | 0.009504% | 0.009504% | 0.01222% | 0.009802% | 0.009336% | 0.009802% | 0.01003% | 0.006866% | 0.006473% | 0.006473%
4679 | 0.006354% | 0.01195% | 0.005958% | 0.00739% | 0.009375% | 0.0129% | 0.009131% | 0.01088% | 0.009164% | 0.01088% | 0.009375% | 0.00739% | 0.009375% | 0.006894% | 0.006868% | 0.00739% | 0.009375% | 0.0129% | 0.009131% | 0.01088% | 0.009164% | 0.009164% | 0.01088% | 0.009375% | 0.00739% | 0.009375% | 0.006894% | 0.006868% | 0.006354% | 0.006354%
4680 | 0.005907% | 0.01124% | 0.00567% | 0.006659% | 0.009265% | 0.01222% | 0.00912% | 0.009754% | 0.009274% | 0.009754% | 0.009265% | 0.006659% | 0.009265% | 0.005421% | 0.006867% | 0.006659% | 0.009265% | 0.01222% | 0.00912% | 0.009754% | 0.009274% | 0.009274% | 0.009754% | 0.009265% | 0.006659% | 0.009265% | 0.005421% | 0.006867% | 0.005907% | 0.005907%
4681 | 0.005454% | 0.0095% | 0.005221% | 0.006259% | 0.007943% | 0.01247% | 0.007693% | 0.009534% | 0.008156% | 0.009534% | 0.007943% | 0.006259% | 0.007943% | 0.00478% | 0.006833% | 0.006259% | 0.007943% | 0.01247% | 0.007693% | 0.009534% | 0.008156% | 0.008156% | 0.009534% | 0.007943% | 0.006259% | 0.007943% | 0.00478% | 0.006833% | 0.005454% | 0.005454%
4682 | 0.005545% | 0.009392% | 0.00541% | 0.006134% | 0.008016% | 0.01238% | 0.007735% | 0.008904% | 0.008228% | 0.008904% | 0.008016% | 0.006134% | 0.008016% | 0.004444% | 0.006838% | 0.006134% | 0.008016% | 0.01238% | 0.007735% | 0.008904% | 0.008228% | 0.008228% | 0.008904% | 0.008016% | 0.006134% | 0.008016% | 0.004444% | 0.006838% | 0.005545% | 0.005545%
4683 | 0.005295% | 0.009307% | 0.005081% | 0.00608% | 0.007898% | 0.0123% | 0.007751% | 0.008484% | 0.00798% | 0.008484% | 0.007898% | 0.00608% | 0.007898% | 0.00443% | 0.006841% | 0.00608% | 0.007898% | 0.0123% | 0.007751% | 0.008484% | 0.00798% | 0.00798% | 0.008484% | 0.007898% | 0.00608% | 0.007898% | 0.00443% | 0.006841% | 0.005295% | 0.005295%
4684 | 0.005326% | 0.009123% | 0.005173% | 0.006103% | 0.007945% | 0.01233% | 0.007837% | 0.008594% | 0.008027% | 0.008594% | 0.007945% | 0.006103% | 0.007945% | 0.004794% | 0.006845% | 0.006103% | 0.007945% | 0.01233% | 0.007837% | 0.008594% | 0.008027% | 0.008027% | 0.008594% | 0.007945% | 0.006103% | 0.007945% | 0.004794% | 0.006845% | 0.005326% | 0.005326%
4685 | 0.004447% | 0.008866% | 0.004489% | 0.006341% | 0.007657% | 0.01193% | 0.007093% | 0.009049% | 0.007969% | 0.009049% | 0.007657% | 0.006341% | 0.007657% | 0.005052% | 0.005689% | 0.006341% | 0.007657% | 0.01193% | 0.007093% | 0.009049% | 0.007969% | 0.007969% | 0.009049% | 0.007657% | 0.006341% | 0.007657% | 0.005052% | 0.005689% | 0.004447% | 0.004447%
4686 | 0.003606% | 0.008889% | 0.003406% | 0.006009% | 0.007219% | 0.01146% | 0.005991% | 0.009426% | 0.007715% | 0.009426% | 0.007219% | 0.006009% | 0.007219% | 0.005677% | 0.00425% | 0.006009% | 0.007219% | 0.01146% | 0.005991% | 0.009426% | 0.007715% | 0.007715% | 0.009426% | 0.007219% | 0.006009% | 0.007219% | 0.005677% | 0.00425% | 0.003606% | 0.003606%
4687 | 0.004473% | 0.009765% | 0.004336% | 0.006764% | 0.007605% | 0.0114% | 0.006304% | 0.01132% | 0.00793% | 0.01132% | 0.007605% | 0.006764% | 0.007605% | 0.00737% | 0.004244% | 0.006764% | 0.007605% | 0.0114% | 0.006304% | 0.01132% | 0.00793% | 0.00793% | 0.01132% | 0.007605% | 0.006764% | 0.007605% | 0.00737% | 0.004244% | 0.004473% | 0.004473%
4688 | 0.005471% | 0.01036% | 0.00457% | 0.008617% | 0.008561% | 0.01282% | 0.007041% | 0.01362% | 0.008839% | 0.01362% | 0.008561% | 0.008617% | 0.008561% | 0.01035% | 0.004256% | 0.008617% | 0.008561% | 0.01282% | 0.007041% | 0.01362% | 0.008839% | 0.008839% | 0.01362% | 0.008561% | 0.008617% | 0.008561% | 0.01035% | 0.004256% | 0.005471% | 0.005471%
4689 | 0.005529% | 0.01123% | 0.004572% | 0.01086% | 0.008874% | 0.01426% | 0.007285% | 0.01496% | 0.008942% | 0.01496% | 0.008874% | 0.01086% | 0.008874% | 0.01322% | 0.004293% | 0.01086% | 0.008874% | 0.01426% | 0.007285% | 0.01496% | 0.008942% | 0.008942% | 0.01496% | 0.008874% | 0.01086% | 0.008874% | 0.01322% | 0.004293% | 0.005529% | 0.005529%
4690 | 0.005948% | 0.01217% | 0.005046% | 0.01334% | 0.008974% | 0.01527% | 0.007386% | 0.01598% | 0.008888% | 0.01598% | 0.008974% | 0.01334% | 0.008974% | 0.01582% | 0.004329% | 0.01334% | 0.008974% | 0.01527% | 0.007386% | 0.01598% | 0.008888% | 0.008888% | 0.01598% | 0.008974% | 0.01334% | 0.008974% | 0.01582% | 0.004329% | 0.005948% | 0.005948%
4691 | 0.006215% | 0.01324% | 0.00516% | 0.01564% | 0.008959% | 0.01569% | 0.007422% | 0.01669% | 0.008801% | 0.01669% | 0.008959% | 0.01564% | 0.008959% | 0.01769% | 0.004349% | 0.01564% | 0.008959% | 0.01569% | 0.007422% | 0.01669% | 0.008801% | 0.008801% | 0.01669% | 0.008959% | 0.01564% | 0.008959% | 0.01769% | 0.004349% | 0.006215% | 0.006215%
4692 | 0.006795% | 0.01379% | 0.005564% | 0.01756% | 0.009097% | 0.01521% | 0.007687% | 0.0169% | 0.008846% | 0.0169% | 0.009097% | 0.01756% | 0.009097% | 0.01896% | 0.004364% | 0.01756% | 0.009097% | 0.01521% | 0.007687% | 0.0169% | 0.008846% | 0.008846% | 0.0169% | 0.009097% | 0.01756% | 0.009097% | 0.01896% | 0.004364% | 0.006795% | 0.006795%
4693 | 0.007495% | 0.01391% | 0.00652% | 0.01874% | 0.009422% | 0.01458% | 0.008077% | 0.01742% | 0.008953% | 0.01742% | 0.009422% | 0.01874% | 0.009422% | 0.02001% | 0.00439% | 0.01874% | 0.009422% | 0.01458% | 0.008077% | 0.01742% | 0.008953% | 0.008953% | 0.01742% | 0.009422% | 0.01874% | 0.009422% | 0.02001% | 0.00439% | 0.007495% | 0.007495%
4694 | 0.00785% | 0.01345% | 0.006617% | 0.01902% | 0.009838% | 0.01333% | 0.008396% | 0.01772% | 0.009252% | 0.01772% | 0.009838% | 0.01902% | 0.009838% | 0.02054% | 0.004416% | 0.01902% | 0.009838% | 0.01333% | 0.008396% | 0.01772% | 0.009252% | 0.009252% | 0.01772% | 0.009838% | 0.01902% | 0.009838% | 0.02054% | 0.004416% | 0.00785% | 0.00785%
4695 | 0.008301% | 0.01258% | 0.007165% | 0.01875% | 0.01022% | 0.01258% | 0.008638% | 0.01795% | 0.009515% | 0.01795% | 0.01022% | 0.01875% | 0.01022% | 0.02072% | 0.004463% | 0.01875% | 0.01022% | 0.01258% | 0.008638% | 0.01795% | 0.009515% | 0.009515% | 0.01795% | 0.01022% | 0.01875% | 0.01022% | 0.02072% | 0.004463% | 0.008301% | 0.008301%
4696 | 0.008852% | 0.01174% | 0.007777% | 0.01817% | 0.01039% | 0.01262% | 0.00871% | 0.01612% | 0.009588% | 0.01612% | 0.01039% | 0.01817% | 0.01039% | 0.02067% | 0.004527% | 0.01817% | 0.01039% | 0.01262% | 0.00871% | 0.01612% | 0.009588% | 0.009588% | 0.01612% | 0.01039% | 0.01817% | 0.01039% | 0.02067% | 0.004527% | 0.008852% | 0.008852%
4697 | 0.008311% | 0.01092% | 0.007311% | 0.01667% | 0.009979% | 0.01283% | 0.008263% | 0.0152% | 0.009343% | 0.0152% | 0.009979% | 0.01667% | 0.009979% | 0.01944% | 0.004509% | 0.01667% | 0.009979% | 0.01283% | 0.008263% | 0.0152% | 0.009343% | 0.009343% | 0.0152% | 0.009979% | 0.01667% | 0.009979% | 0.01944% | 0.004509% | 0.008311% | 0.008311%
4698 | 0.004177% | 0.01048% | 0.003579% | 0.0149% | 0.009397% | 0.01335% | 0.007663% | 0.01472% | 0.009092% | 0.01472% | 0.009397% | 0.0149% | 0.009397% | 0.01753% | 0.004437% | 0.0149% | 0.009397% | 0.01335% | 0.007663% | 0.01472% | 0.009092% | 0.009092% | 0.01472% | 0.009397% | 0.0149% | 0.009397% | 0.01753% | 0.004437% | 0.004177% | 0.004177%
4699 | 0.004235% | 0.01019% | 0.003521% | 0.01281% | 0.008573% | 0.01371% | 0.006893% | 0.01414% | 0.008683% | 0.01414% | 0.008573% | 0.01281% | 0.008573% | 0.01503% | 0.004322% | 0.01281% | 0.008573% | 0.01371% | 0.006893% | 0.01414% | 0.008683% | 0.008683% | 0.01414% | 0.008573% | 0.01281% | 0.008573% | 0.01503% | 0.004322% | 0.004235% | 0.004235%
4700 | 0.00531% | 0.01009% | 0.004674% | 0.01154% | 0.008356% | 0.01393% | 0.007557% | 0.01353% | 0.008301% | 0.01353% | 0.008356% | 0.01154% | 0.008356% | 0.01307% | 0.00596% | 0.01154% | 0.008356% | 0.01393% | 0.007557% | 0.01353% | 0.008301% | 0.008301% | 0.01353% | 0.008356% | 0.01154% | 0.008356% | 0.01307% | 0.00596% | 0.00531% | 0.00531%
4701 | 0.005832% | 0.01002% | 0.005303% | 0.0103% | 0.008304% | 0.01367% | 0.007952% | 0.01295% | 0.0081% | 0.01295% | 0.008304% | 0.0103% | 0.008304% | 0.01094% | 0.006866% | 0.0103% | 0.008304% | 0.01367% | 0.007952% | 0.01295% | 0.0081% | 0.0081% | 0.01295% | 0.008304% | 0.0103% | 0.008304% | 0.01094% | 0.006866% | 0.005832% | 0.005832%
4702 | 0.005668% | 0.009929% | 0.005286% | 0.009005% | 0.008237% | 0.0133% | 0.007906% | 0.01244% | 0.008101% | 0.01244% | 0.008237% | 0.009005% | 0.008237% | 0.00868% | 0.006864% | 0.009005% | 0.008237% | 0.0133% | 0.007906% | 0.01244% | 0.008101% | 0.008101% | 0.01244% | 0.008237% | 0.009005% | 0.008237% | 0.00868% | 0.006864% | 0.005668% | 0.005668%
4703 | 0.005705% | 0.009817% | 0.005494% | 0.008004% | 0.008239% | 0.01309% | 0.007906% | 0.01138% | 0.008181% | 0.01138% | 0.008239% | 0.008004% | 0.008239% | 0.006747% | 0.006863% | 0.008004% | 0.008239% | 0.01309% | 0.007906% | 0.01138% | 0.008181% | 0.008181% | 0.01138% | 0.008239% | 0.008004% | 0.008239% | 0.006747% | 0.006863% | 0.005705% | 0.005705%
4704 | 0.005635% | 0.01022% | 0.005305% | 0.006885% | 0.008539% | 0.01292% | 0.00827% | 0.01004% | 0.008403% | 0.01004% | 0.008539% | 0.006885% | 0.008539% | 0.005418% | 0.006827% | 0.006885% | 0.008539% | 0.01292% | 0.00827% | 0.01004% | 0.008403% | 0.008403% | 0.01004% | 0.008539% | 0.006885% | 0.008539% | 0.005418% | 0.006827% | 0.005635% | 0.005635%
4705 | 0.005644% | 0.01003% | 0.005469% | 0.006075% | 0.009251% | 0.01142% | 0.009488% | 0.008805% | 0.009068% | 0.008805% | 0.009251% | 0.006075% | 0.009251% | 0.004734% | 0.006858% | 0.006075% | 0.009251% | 0.01142% | 0.009488% | 0.008805% | 0.009068% | 0.009068% | 0.008805% | 0.009251% | 0.006075% | 0.009251% | 0.004734% | 0.006858% | 0.005644% | 0.005644%
4706 | 0.005692% | 0.009933% | 0.00537% | 0.005923% | 0.009185% | 0.01132% | 0.009271% | 0.007625% | 0.009325% | 0.007625% | 0.009185% | 0.005923% | 0.009185% | 0.004686% | 0.006872% | 0.005923% | 0.009185% | 0.01132% | 0.009271% | 0.007625% | 0.009325% | 0.009325% | 0.007625% | 0.009185% | 0.005923% | 0.009185% | 0.004686% | 0.006872% | 0.005692% | 0.005692%
4707 | 0.005815% | 0.009825% | 0.005344% | 0.005891% | 0.009344% | 0.01121% | 0.009222% | 0.006687% | 0.00997% | 0.006687% | 0.009344% | 0.005891% | 0.009344% | 0.00484% | 0.007106% | 0.005891% | 0.009344% | 0.01121% | 0.009222% | 0.006687% | 0.00997% | 0.00997% | 0.006687% | 0.009344% | 0.005891% | 0.009344% | 0.00484% | 0.007106% | 0.005815% | 0.005815%
4708 | 0.006208% | 0.009689% | 0.005438% | 0.006032% | 0.01009% | 0.01113% | 0.009651% | 0.006552% | 0.01068% | 0.006552% | 0.01009% | 0.006032% | 0.01009% | 0.005215% | 0.00778% | 0.006032% | 0.01009% | 0.01113% | 0.009651% | 0.006552% | 0.01068% | 0.01068% | 0.006552% | 0.01009% | 0.006032% | 0.01009% | 0.005215% | 0.00778% | 0.006208% | 0.006208%
4709 | 0.006061% | 0.009912% | 0.004697% | 0.006401% | 0.01091% | 0.01022% | 0.009824% | 0.00738% | 0.01146% | 0.00738% | 0.01091% | 0.006401% | 0.01091% | 0.005093% | 0.008038% | 0.006401% | 0.01091% | 0.01022% | 0.009824% | 0.00738% | 0.01146% | 0.01146% | 0.00738% | 0.01091% | 0.006401% | 0.01091% | 0.005093% | 0.008038% | 0.006061% | 0.006061%
4710 | 0.006795% | 0.01008% | 0.005896% | 0.006821% | 0.01309% | 0.01017% | 0.01077% | 0.009036% | 0.01343% | 0.009036% | 0.01309% | 0.006821% | 0.01309% | 0.00601% | 0.009074% | 0.006821% | 0.01309% | 0.01017% | 0.01077% | 0.009036% | 0.01343% | 0.01343% | 0.009036% | 0.01309% | 0.006821% | 0.01309% | 0.00601% | 0.009074% | 0.006795% | 0.006795%
4711 | 0.0113% | 0.01164% | 0.007644% | 0.00918% | 0.01596% | 0.01104% | 0.0135% | 0.01257% | 0.01513% | 0.01257% | 0.01596% | 0.00918% | 0.01596% | 0.009217% | 0.01221% | 0.00918% | 0.01596% | 0.01104% | 0.0135% | 0.01257% | 0.01513% | 0.01513% | 0.01257% | 0.01596% | 0.00918% | 0.01596% | 0.009217% | 0.01221% | 0.0113% | 0.0113%
4712 | 0.01418% | 0.01506% | 0.014% | 0.01287% | 0.01877% | 0.01266% | 0.01657% | 0.01522% | 0.01667% | 0.01522% | 0.01877% | 0.01287% | 0.01877% | 0.01403% | 0.0152% | 0.01287% | 0.01877% | 0.01266% | 0.01657% | 0.01522% | 0.01667% | 0.01667% | 0.01522% | 0.01877% | 0.01287% | 0.01877% | 0.01403% | 0.0152% | 0.01418% | 0.01418%
4713 | 0.01764% | 0.01907% | 0.01776% | 0.01611% | 0.02105% | 0.01442% | 0.01955% | 0.01596% | 0.01795% | 0.01596% | 0.02105% | 0.01611% | 0.02105% | 0.01773% | 0.01756% | 0.01611% | 0.02105% | 0.01442% | 0.01955% | 0.01596% | 0.01795% | 0.01795% | 0.01596% | 0.02105% | 0.01611% | 0.02105% | 0.01773% | 0.01756% | 0.01764% | 0.01764%
4714 | 0.02095% | 0.02194% | 0.02038% | 0.0187% | 0.0224% | 0.01589% | 0.02194% | 0.01656% | 0.01852% | 0.01656% | 0.0224% | 0.0187% | 0.0224% | 0.02023% | 0.01928% | 0.0187% | 0.0224% | 0.01589% | 0.02194% | 0.01656% | 0.01852% | 0.01852% | 0.01656% | 0.0224% | 0.0187% | 0.0224% | 0.02023% | 0.01928% | 0.02095% | 0.02095%
4715 | 0.0231% | 0.02291% | 0.02228% | 0.02047% | 0.02251% | 0.01635% | 0.02304% | 0.0163% | 0.01826% | 0.0163% | 0.02251% | 0.02047% | 0.02251% | 0.02188% | 0.02034% | 0.02047% | 0.02251% | 0.01635% | 0.02304% | 0.0163% | 0.01826% | 0.01826% | 0.0163% | 0.02251% | 0.02047% | 0.02251% | 0.02188% | 0.02034% | 0.0231% | 0.0231%
4716 | 0.02449% | 0.02238% | 0.02343% | 0.02152% | 0.02212% | 0.01599% | 0.02345% | 0.01544% | 0.01789% | 0.01544% | 0.02212% | 0.02152% | 0.02212% | 0.02293% | 0.02076% | 0.02152% | 0.02212% | 0.01599% | 0.02345% | 0.01544% | 0.01789% | 0.01789% | 0.01544% | 0.02212% | 0.02152% | 0.02212% | 0.02293% | 0.02076% | 0.02449% | 0.02449%
4717 | 0.02424% | 0.0214% | 0.02364% | 0.02178% | 0.0209% | 0.0147% | 0.02298% | 0.01457% | 0.01717% | 0.01457% | 0.0209% | 0.02178% | 0.0209% | 0.02321% | 0.02071% | 0.02178% | 0.0209% | 0.0147% | 0.02298% | 0.01457% | 0.01717% | 0.01717% | 0.01457% | 0.0209% | 0.02178% | 0.0209% | 0.02321% | 0.02071% | 0.02424% | 0.02424%
4718 | 0.0231% | 0.01867% | 0.02356% | 0.02159% | 0.01931% | 0.01371% | 0.02182% | 0.01403% | 0.01591% | 0.01403% | 0.01931% | 0.02159% | 0.01931% | 0.02306% | 0.02035% | 0.02159% | 0.01931% | 0.01371% | 0.02182% | 0.01403% | 0.01591% | 0.01591% | 0.01403% | 0.01931% | 0.02159% | 0.01931% | 0.02306% | 0.02035% | 0.0231% | 0.0231%
4719 | 0.02139% | 0.01579% | 0.02291% | 0.02115% | 0.01804% | 0.01273% | 0.02014% | 0.01432% | 0.01501% | 0.01432% | 0.01804% | 0.02115% | 0.01804% | 0.02235% | 0.01929% | 0.02115% | 0.01804% | 0.01273% | 0.02014% | 0.01432% | 0.01501% | 0.01501% | 0.01432% | 0.01804% | 0.02115% | 0.01804% | 0.02235% | 0.01929% | 0.02139% | 0.02139%
4720 | 0.01874% | 0.01425% | 0.02255% | 0.02053% | 0.01699% | 0.01239% | 0.01835% | 0.01293% | 0.01437% | 0.01293% | 0.01699% | 0.02053% | 0.01699% | 0.0209% | 0.01714% | 0.02053% | 0.01699% | 0.01239% | 0.01835% | 0.01293% | 0.01437% | 0.01437% | 0.01293% | 0.01699% | 0.02053% | 0.01699% | 0.0209% | 0.01714% | 0.01874% | 0.01874%
4721 | 0.01592% | 0.01221% | 0.0215% | 0.01944% | 0.01562% | 0.01216% | 0.01657% | 0.01302% | 0.01386% | 0.01302% | 0.01562% | 0.01944% | 0.01562% | 0.01901% | 0.0143% | 0.01944% | 0.01562% | 0.01216% | 0.01657% | 0.01302% | 0.01386% | 0.01386% | 0.01302% | 0.01562% | 0.01944% | 0.01562% | 0.01901% | 0.0143% | 0.01592% | 0.01592%
4722 | 0.007734% | 0.01134% | 0.01347% | 0.01807% | 0.01373% | 0.01219% | 0.01489% | 0.01296% | 0.01283% | 0.01296% | 0.01373% | 0.01807% | 0.01373% | 0.01696% | 0.01132% | 0.01807% | 0.01373% | 0.01219% | 0.01489% | 0.01296% | 0.01283% | 0.01283% | 0.01296% | 0.01373% | 0.01807% | 0.01373% | 0.01696% | 0.01132% | 0.007734% | 0.007734%
4723 | 0.006795% | 0.01078% | 0.0131% | 0.01628% | 0.01174% | 0.01215% | 0.01296% | 0.01271% | 0.01142% | 0.01271% | 0.01174% | 0.01628% | 0.01174% | 0.01504% | 0.009057% | 0.01628% | 0.01174% | 0.01215% | 0.01296% | 0.01271% | 0.01142% | 0.01142% | 0.01271% | 0.01174% | 0.01628% | 0.01174% | 0.01504% | 0.009057% | 0.006795% | 0.006795%
4724 | 0.006624% | 0.01056% | 0.01254% | 0.01502% | 0.01074% | 0.01212% | 0.01223% | 0.01256% | 0.01026% | 0.01256% | 0.01074% | 0.01502% | 0.01074% | 0.01396% | 0.009218% | 0.01502% | 0.01074% | 0.01212% | 0.01223% | 0.01256% | 0.01026% | 0.01026% | 0.01256% | 0.01074% | 0.01502% | 0.01074% | 0.01396% | 0.009218% | 0.006624% | 0.006624%
4725 | 0.00663% | 0.01041% | 0.006119% | 0.0129% | 0.01019% | 0.01171% | 0.01142% | 0.01269% | 0.009639% | 0.01269% | 0.01019% | 0.0129% | 0.01019% | 0.01168% | 0.00914% | 0.0129% | 0.01019% | 0.01171% | 0.01142% | 0.01269% | 0.009639% | 0.009639% | 0.01269% | 0.01019% | 0.0129% | 0.01019% | 0.01168% | 0.00914% | 0.00663% | 0.00663%
4726 | 0.005926% | 0.01027% | 0.00555% | 0.009966% | 0.009757% | 0.01145% | 0.01032% | 0.0128% | 0.009353% | 0.0128% | 0.009757% | 0.009966% | 0.009757% | 0.007894% | 0.008351% | 0.009966% | 0.009757% | 0.01145% | 0.01032% | 0.0128% | 0.009353% | 0.009353% | 0.0128% | 0.009757% | 0.009966% | 0.009757% | 0.007894% | 0.008351% | 0.005926% | 0.005926%
4727 | 0.005697% | 0.01015% | 0.005479% | 0.008022% | 0.009493% | 0.01134% | 0.009657% | 0.01265% | 0.009155% | 0.01265% | 0.009493% | 0.008022% | 0.009493% | 0.005487% | 0.00774% | 0.008022% | 0.009493% | 0.01134% | 0.009657% | 0.01265% | 0.009155% | 0.009155% | 0.01265% | 0.009493% | 0.008022% | 0.009493% | 0.005487% | 0.00774% | 0.005697% | 0.005697%
4728 | 0.005621% | 0.009956% | 0.005373% | 0.006897% | 0.009059% | 0.01159% | 0.008956% | 0.0103% | 0.008818% | 0.0103% | 0.009059% | 0.006897% | 0.009059% | 0.004965% | 0.00706% | 0.006897% | 0.009059% | 0.01159% | 0.008956% | 0.0103% | 0.008818% | 0.008818% | 0.0103% | 0.009059% | 0.006897% | 0.009059% | 0.004965% | 0.00706% | 0.005621% | 0.005621%
4729 | 0.005654% | 0.009996% | 0.005461% | 0.00608% | 0.009093% | 0.01095% | 0.009078% | 0.008669% | 0.008974% | 0.008669% | 0.009093% | 0.00608% | 0.009093% | 0.004745% | 0.006857% | 0.00608% | 0.009093% | 0.01095% | 0.009078% | 0.008669% | 0.008974% | 0.008974% | 0.008669% | 0.009093% | 0.00608% | 0.009093% | 0.004745% | 0.006857% | 0.005654% | 0.005654%
4730 | 0.005653% | 0.00992% | 0.005345% | 0.005918% | 0.009046% | 0.01093% | 0.009034% | 0.007513% | 0.00921% | 0.007513% | 0.009046% | 0.005918% | 0.009046% | 0.004701% | 0.006873% | 0.005918% | 0.009046% | 0.01093% | 0.009034% | 0.007513% | 0.00921% | 0.00921% | 0.007513% | 0.009046% | 0.005918% | 0.009046% | 0.004701% | 0.006873% | 0.005653% | 0.005653%
4731 | 0.005796% | 0.009828% | 0.005318% | 0.005883% | 0.009186% | 0.01093% | 0.009058% | 0.006598% | 0.009783% | 0.006598% | 0.009186% | 0.005883% | 0.009186% | 0.004858% | 0.007106% | 0.005883% | 0.009186% | 0.01093% | 0.009058% | 0.006598% | 0.009783% | 0.009783% | 0.006598% | 0.009186% | 0.005883% | 0.009186% | 0.004858% | 0.007106% | 0.005796% | 0.005796%
4732 | 0.006176% | 0.009741% | 0.005423% | 0.006029% | 0.009858% | 0.011% | 0.009445% | 0.006502% | 0.01054% | 0.006502% | 0.009858% | 0.006029% | 0.009858% | 0.005253% | 0.007781% | 0.006029% | 0.009858% | 0.011% | 0.009445% | 0.006502% | 0.01054% | 0.01054% | 0.006502% | 0.009858% | 0.006029% | 0.009858% | 0.005253% | 0.007781% | 0.006176% | 0.006176%
4733 | 0.006035% | 0.009973% | 0.004718% | 0.006418% | 0.01066% | 0.01016% | 0.009585% | 0.007357% | 0.01136% | 0.007357% | 0.01066% | 0.006418% | 0.01066% | 0.005131% | 0.008039% | 0.006418% | 0.01066% | 0.01016% | 0.009585% | 0.007357% | 0.01136% | 0.01136% | 0.007357% | 0.01066% | 0.006418% | 0.01066% | 0.005131% | 0.008039% | 0.006035% | 0.006035%
4734 | 0.006777% | 0.01024% | 0.005859% | 0.006896% | 0.01304% | 0.01008% | 0.01062% | 0.009264% | 0.01378% | 0.009264% | 0.01304% | 0.006896% | 0.01304% | 0.006138% | 0.009078% | 0.006896% | 0.01304% | 0.01008% | 0.01062% | 0.009264% | 0.01378% | 0.01378% | 0.009264% | 0.01304% | 0.006896% | 0.01304% | 0.006138% | 0.009078% | 0.006777% | 0.006777%
4735 | 0.01199% | 0.01175% | 0.008096% | 0.009432% | 0.01622% | 0.01083% | 0.01354% | 0.01321% | 0.01589% | 0.01321% | 0.01622% | 0.009432% | 0.01622% | 0.009529% | 0.01226% | 0.009432% | 0.01622% | 0.01083% | 0.01354% | 0.01321% | 0.01589% | 0.01589% | 0.01321% | 0.01622% | 0.009432% | 0.01622% | 0.009529% | 0.01226% | 0.01199% | 0.01199%
4736 | 0.01509% | 0.01517% | 0.01483% | 0.01316% | 0.01908% | 0.01214% | 0.01665% | 0.01581% | 0.01753% | 0.01581% | 0.01908% | 0.01316% | 0.01908% | 0.01434% | 0.0153% | 0.01316% | 0.01908% | 0.01214% | 0.01665% | 0.01581% | 0.01753% | 0.01753% | 0.01581% | 0.01908% | 0.01316% | 0.01908% | 0.01434% | 0.0153% | 0.01509% | 0.01509%
4737 | 0.01823% | 0.01904% | 0.01815% | 0.01627% | 0.02121% | 0.01338% | 0.01944% | 0.01638% | 0.01872% | 0.01638% | 0.02121% | 0.01627% | 0.02121% | 0.01774% | 0.01766% | 0.01627% | 0.02121% | 0.01338% | 0.01944% | 0.01638% | 0.01872% | 0.01872% | 0.01638% | 0.02121% | 0.01627% | 0.02121% | 0.01774% | 0.01766% | 0.01823% | 0.01823%
4738 | 0.02173% | 0.02188% | 0.02069% | 0.01882% | 0.02249% | 0.01487% | 0.02176% | 0.01686% | 0.01909% | 0.01686% | 0.02249% | 0.01882% | 0.02249% | 0.02015% | 0.01933% | 0.01882% | 0.02249% | 0.01487% | 0.02176% | 0.01686% | 0.01909% | 0.01909% | 0.01686% | 0.02249% | 0.01882% | 0.02249% | 0.02015% | 0.01933% | 0.02173% | 0.02173%
4739 | 0.02401% | 0.02302% | 0.02249% | 0.02071% | 0.02278% | 0.01581% | 0.02303% | 0.01672% | 0.01887% | 0.01672% | 0.02278% | 0.02071% | 0.02278% | 0.0219% | 0.02039% | 0.02071% | 0.02278% | 0.01581% | 0.02303% | 0.01672% | 0.01887% | 0.01887% | 0.01672% | 0.02278% | 0.02071% | 0.02278% | 0.0219% | 0.02039% | 0.02401% | 0.02401%
4740 | 0.0252% | 0.02253% | 0.0235% | 0.02177% | 0.02242% | 0.01579% | 0.02351% | 0.01584% | 0.01839% | 0.01584% | 0.02242% | 0.02177% | 0.02242% | 0.02295% | 0.0208% | 0.02177% | 0.02242% | 0.01579% | 0.02351% | 0.01584% | 0.01839% | 0.01839% | 0.01584% | 0.02242% | 0.02177% | 0.02242% | 0.02295% | 0.0208% | 0.0252% | 0.0252%
4741 | 0.02582% | 0.0218% | 0.02455% | 0.02243% | 0.02154% | 0.0149% | 0.02342% | 0.01519% | 0.01782% | 0.01519% | 0.02154% | 0.02243% | 0.02154% | 0.02361% | 0.02081% | 0.02243% | 0.02154% | 0.0149% | 0.02342% | 0.01519% | 0.01782% | 0.01782% | 0.01519% | 0.02154% | 0.02243% | 0.02154% | 0.02361% | 0.02081% | 0.02582% | 0.02582%
4742 | 0.02546% | 0.01921% | 0.02542% | 0.02261% | 0.02035% | 0.01387% | 0.02265% | 0.01489% | 0.01694% | 0.01489% | 0.02035% | 0.02261% | 0.02035% | 0.02376% | 0.02054% | 0.02261% | 0.02035% | 0.01387% | 0.02265% | 0.01489% | 0.01694% | 0.01694% | 0.01489% | 0.02035% | 0.02261% | 0.02035% | 0.02376% | 0.02054% | 0.02546% | 0.02546%
4743 | 0.02392% | 0.01617% | 0.0246% | 0.02217% | 0.01928% | 0.01328% | 0.02113% | 0.01532% | 0.01623% | 0.01532% | 0.01928% | 0.02217% | 0.01928% | 0.02315% | 0.01951% | 0.02217% | 0.01928% | 0.01328% | 0.02113% | 0.01532% | 0.01623% | 0.01623% | 0.01532% | 0.01928% | 0.02217% | 0.01928% | 0.02315% | 0.01951% | 0.02392% | 0.02392%
4744 | 0.02089% | 0.01455% | 0.02364% | 0.02143% | 0.01824% | 0.01297% | 0.01917% | 0.014% | 0.01569% | 0.014% | 0.01824% | 0.02143% | 0.01824% | 0.0216% | 0.01732% | 0.02143% | 0.01824% | 0.01297% | 0.01917% | 0.014% | 0.01569% | 0.01569% | 0.014% | 0.01824% | 0.02143% | 0.01824% | 0.0216% | 0.01732% | 0.02089% | 0.02089%
4745 | 0.01785% | 0.01255% | 0.02267% | 0.02038% | 0.01672% | 0.01264% | 0.01737% | 0.01396% | 0.01503% | 0.01396% | 0.01672% | 0.02038% | 0.01672% | 0.01973% | 0.01445% | 0.02038% | 0.01672% | 0.01264% | 0.01737% | 0.01396% | 0.01503% | 0.01503% | 0.01396% | 0.01672% | 0.02038% | 0.01672% | 0.01973% | 0.01445% | 0.01785% | 0.01785%
4746 | 0.008097% | 0.01172% | 0.01382% | 0.01888% | 0.01457% | 0.01287% | 0.01564% | 0.01374% | 0.01359% | 0.01374% | 0.01457% | 0.01888% | 0.01457% | 0.01763% | 0.01142% | 0.01888% | 0.01457% | 0.01287% | 0.01564% | 0.01374% | 0.01359% | 0.01359% | 0.01374% | 0.01457% | 0.01888% | 0.01457% | 0.01763% | 0.01142% | 0.008097% | 0.008097%
4747 | 0.006981% | 0.01114% | 0.0134% | 0.01688% | 0.01229% | 0.01289% | 0.01354% | 0.01335% | 0.01187% | 0.01335% | 0.01229% | 0.01688% | 0.01229% | 0.01554% | 0.009099% | 0.01688% | 0.01229% | 0.01289% | 0.01354% | 0.01335% | 0.01187% | 0.01187% | 0.01335% | 0.01229% | 0.01688% | 0.01229% | 0.01554% | 0.009099% | 0.006981% | 0.006981%
4748 | 0.006804% | 0.01086% | 0.01277% | 0.01547% | 0.01121% | 0.01249% | 0.01267% | 0.01322% | 0.01066% | 0.01322% | 0.01121% | 0.01547% | 0.01121% | 0.01435% | 0.00924% | 0.01547% | 0.01121% | 0.01249% | 0.01267% | 0.01322% | 0.01066% | 0.01066% | 0.01322% | 0.01121% | 0.01547% | 0.01121% | 0.01435% | 0.00924% | 0.006804% | 0.006804%
4749 | 0.006819% | 0.01073% | 0.006179% | 0.01331% | 0.01058% | 0.01205% | 0.01179% | 0.01339% | 0.0101% | 0.01339% | 0.01058% | 0.01331% | 0.01058% | 0.01196% | 0.009152% | 0.01331% | 0.01058% | 0.01205% | 0.01179% | 0.01339% | 0.0101% | 0.0101% | 0.01339% | 0.01058% | 0.01331% | 0.01058% | 0.01196% | 0.009152% | 0.006819% | 0.006819%
4750 | 0.00612% | 0.0106% | 0.005612% | 0.01031% | 0.01014% | 0.01166% | 0.01064% | 0.01353% | 0.009803% | 0.01353% | 0.01014% | 0.01031% | 0.01014% | 0.008096% | 0.008359% | 0.01031% | 0.01014% | 0.01166% | 0.01064% | 0.01353% | 0.009803% | 0.009803% | 0.01353% | 0.01014% | 0.01031% | 0.01014% | 0.008096% | 0.008359% | 0.00612% | 0.00612%
4751 | 0.00578% | 0.01045% | 0.005526% | 0.008298% | 0.009885% | 0.01146% | 0.009953% | 0.01336% | 0.009585% | 0.01336% | 0.009885% | 0.008298% | 0.009885% | 0.005646% | 0.007745% | 0.008298% | 0.009885% | 0.01146% | 0.009953% | 0.01336% | 0.009585% | 0.009585% | 0.01336% | 0.009885% | 0.008298% | 0.009885% | 0.005646% | 0.007745% | 0.00578% | 0.00578%
4752 | 0.005703% | 0.01019% | 0.005412% | 0.007011% | 0.009515% | 0.01122% | 0.009464% | 0.0105% | 0.009279% | 0.0105% | 0.009515% | 0.007011% | 0.009515% | 0.004985% | 0.007094% | 0.007011% | 0.009515% | 0.01122% | 0.009464% | 0.0105% | 0.009279% | 0.009279% | 0.0105% | 0.009515% | 0.007011% | 0.009515% | 0.004985% | 0.007094% | 0.005703% | 0.005703%
4753 | 0.005671% | 0.0101% | 0.005444% | 0.006173% | 0.009387% | 0.01116% | 0.009319% | 0.00901% | 0.009255% | 0.00901% | 0.009387% | 0.006173% | 0.009387% | 0.004864% | 0.006857% | 0.006173% | 0.009387% | 0.01116% | 0.009319% | 0.00901% | 0.009255% | 0.009255% | 0.00901% | 0.009387% | 0.006173% | 0.009387% | 0.004864% | 0.006857% | 0.005671% | 0.005671%
4754 | 0.005729% | 0.009973% | 0.005412% | 0.006007% | 0.009304% | 0.01107% | 0.009226% | 0.007828% | 0.009498% | 0.007828% | 0.009304% | 0.006007% | 0.009304% | 0.004798% | 0.006871% | 0.006007% | 0.009304% | 0.01107% | 0.009226% | 0.007828% | 0.009498% | 0.009498% | 0.007828% | 0.009304% | 0.006007% | 0.009304% | 0.004798% | 0.006871% | 0.005729% | 0.005729%
4755 | 0.005769% | 0.009856% | 0.005374% | 0.005959% | 0.009453% | 0.01091% | 0.009225% | 0.006889% | 0.0101% | 0.006889% | 0.009453% | 0.005959% | 0.009453% | 0.004937% | 0.007104% | 0.005959% | 0.009453% | 0.01091% | 0.009225% | 0.006889% | 0.0101% | 0.0101% | 0.006889% | 0.009453% | 0.005959% | 0.009453% | 0.004937% | 0.007104% | 0.005769% | 0.005769%
4756 | 0.006287% | 0.009817% | 0.005464% | 0.006099% | 0.01012% | 0.01084% | 0.009636% | 0.006713% | 0.01087% | 0.006713% | 0.01012% | 0.006099% | 0.01012% | 0.005352% | 0.007778% | 0.006099% | 0.01012% | 0.01084% | 0.009636% | 0.006713% | 0.01087% | 0.01087% | 0.006713% | 0.01012% | 0.006099% | 0.01012% | 0.005352% | 0.007778% | 0.006287% | 0.006287%
4757 | 0.006093% | 0.01013% | 0.004786% | 0.006664% | 0.0109% | 0.0101% | 0.009901% | 0.007616% | 0.01172% | 0.007616% | 0.0109% | 0.006664% | 0.0109% | 0.005274% | 0.00808% | 0.006664% | 0.0109% | 0.0101% | 0.009901% | 0.007616% | 0.01172% | 0.01172% | 0.007616% | 0.0109% | 0.006664% | 0.0109% | 0.005274% | 0.00808% | 0.006093% | 0.006093%
4758 | 0.006892% | 0.01032% | 0.005909% | 0.00712% | 0.01331% | 0.01008% | 0.01094% | 0.009385% | 0.01392% | 0.009385% | 0.01331% | 0.00712% | 0.01331% | 0.006321% | 0.009086% | 0.00712% | 0.01331% | 0.01008% | 0.01094% | 0.009385% | 0.01392% | 0.01392% | 0.009385% | 0.01331% | 0.00712% | 0.01331% | 0.006321% | 0.009086% | 0.006892% | 0.006892%
4759 | 0.01307% | 0.01182% | 0.008204% | 0.00953% | 0.01637% | 0.01104% | 0.01385% | 0.01355% | 0.01588% | 0.01355% | 0.01637% | 0.00953% | 0.01637% | 0.009669% | 0.01225% | 0.00953% | 0.01637% | 0.01104% | 0.01385% | 0.01355% | 0.01588% | 0.01588% | 0.01355% | 0.01637% | 0.00953% | 0.01637% | 0.009669% | 0.01225% | 0.01307% | 0.01307%
4760 | 0.0159% | 0.0154% | 0.0151% | 0.01337% | 0.01939% | 0.01242% | 0.01703% | 0.01626% | 0.01776% | 0.01626% | 0.01939% | 0.01337% | 0.01939% | 0.01459% | 0.01526% | 0.01337% | 0.01939% | 0.01242% | 0.01703% | 0.01626% | 0.01776% | 0.01776% | 0.01626% | 0.01939% | 0.01337% | 0.01939% | 0.01459% | 0.01526% | 0.0159% | 0.0159%
4761 | 0.0191% | 0.01943% | 0.0182% | 0.0168% | 0.02207% | 0.0141% | 0.02002% | 0.01731% | 0.01952% | 0.01731% | 0.02207% | 0.0168% | 0.02207% | 0.01832% | 0.01764% | 0.0168% | 0.02207% | 0.0141% | 0.02002% | 0.01731% | 0.01952% | 0.01952% | 0.01731% | 0.02207% | 0.0168% | 0.02207% | 0.01832% | 0.01764% | 0.0191% | 0.0191%
4762 | 0.02215% | 0.02232% | 0.01999% | 0.01932% | 0.02361% | 0.0155% | 0.02226% | 0.01815% | 0.02043% | 0.01815% | 0.02361% | 0.01932% | 0.02361% | 0.02057% | 0.01932% | 0.01932% | 0.02361% | 0.0155% | 0.02226% | 0.01815% | 0.02043% | 0.02043% | 0.01815% | 0.02361% | 0.01932% | 0.02361% | 0.02057% | 0.01932% | 0.02215% | 0.02215%
4763 | 0.024% | 0.02331% | 0.02127% | 0.02104% | 0.02394% | 0.016% | 0.02331% | 0.01812% | 0.02048% | 0.01812% | 0.02394% | 0.02104% | 0.02394% | 0.02203% | 0.02036% | 0.02104% | 0.02394% | 0.016% | 0.02331% | 0.01812% | 0.02048% | 0.02048% | 0.01812% | 0.02394% | 0.02104% | 0.02394% | 0.02203% | 0.02036% | 0.024% | 0.024%
4764 | 0.02522% | 0.02266% | 0.02226% | 0.02203% | 0.02353% | 0.01586% | 0.02367% | 0.01718% | 0.02005% | 0.01718% | 0.02353% | 0.02203% | 0.02353% | 0.02298% | 0.0208% | 0.02203% | 0.02353% | 0.01586% | 0.02367% | 0.01718% | 0.02005% | 0.02005% | 0.01718% | 0.02353% | 0.02203% | 0.02353% | 0.02298% | 0.0208% | 0.02522% | 0.02522%
4765 | 0.02581% | 0.022% | 0.02328% | 0.02263% | 0.02271% | 0.01487% | 0.02358% | 0.01661% | 0.01962% | 0.01661% | 0.02271% | 0.02263% | 0.02271% | 0.02358% | 0.02084% | 0.02263% | 0.02271% | 0.01487% | 0.02358% | 0.01661% | 0.01962% | 0.01962% | 0.01661% | 0.02271% | 0.02263% | 0.02271% | 0.02358% | 0.02084% | 0.02581% | 0.02581%
4766 | 0.02552% | 0.0194% | 0.02408% | 0.02283% | 0.02157% | 0.01388% | 0.02286% | 0.01638% | 0.01881% | 0.01638% | 0.02157% | 0.02283% | 0.02157% | 0.02378% | 0.02057% | 0.02283% | 0.02157% | 0.01388% | 0.02286% | 0.01638% | 0.01881% | 0.01881% | 0.01638% | 0.02157% | 0.02283% | 0.02157% | 0.02378% | 0.02057% | 0.02552% | 0.02552%
4767 | 0.02425% | 0.01646% | 0.02379% | 0.02259% | 0.02068% | 0.01344% | 0.02148% | 0.01695% | 0.01818% | 0.01695% | 0.02068% | 0.02259% | 0.02068% | 0.02335% | 0.01956% | 0.02259% | 0.02068% | 0.01344% | 0.02148% | 0.01695% | 0.01818% | 0.01818% | 0.01695% | 0.02068% | 0.02259% | 0.02068% | 0.02335% | 0.01956% | 0.02425% | 0.02425%
4768 | 0.02137% | 0.01482% | 0.02315% | 0.02194% | 0.0197% | 0.01332% | 0.01968% | 0.0157% | 0.01762% | 0.0157% | 0.0197% | 0.02194% | 0.0197% | 0.02195% | 0.01738% | 0.02194% | 0.0197% | 0.01332% | 0.01968% | 0.0157% | 0.01762% | 0.01762% | 0.0157% | 0.0197% | 0.02194% | 0.0197% | 0.02195% | 0.01738% | 0.02137% | 0.02137%
4769 | 0.01825% | 0.01281% | 0.02213% | 0.02079% | 0.01797% | 0.01312% | 0.0178% | 0.01559% | 0.01667% | 0.01559% | 0.01797% | 0.02079% | 0.01797% | 0.02001% | 0.01448% | 0.02079% | 0.01797% | 0.01312% | 0.0178% | 0.01559% | 0.01667% | 0.01667% | 0.01559% | 0.01797% | 0.02079% | 0.01797% | 0.02001% | 0.01448% | 0.01825% | 0.01825%
4770 | 0.008251% | 0.01188% | 0.01379% | 0.01918% | 0.01551% | 0.013% | 0.01593% | 0.0152% | 0.01486% | 0.0152% | 0.01551% | 0.01918% | 0.01551% | 0.01777% | 0.01144% | 0.01918% | 0.01551% | 0.013% | 0.01593% | 0.0152% | 0.01486% | 0.01486% | 0.0152% | 0.01551% | 0.01918% | 0.01551% | 0.01777% | 0.01144% | 0.008251% | 0.008251%
4771 | 0.007079% | 0.01128% | 0.01331% | 0.01714% | 0.01302% | 0.01267% | 0.01377% | 0.01476% | 0.0129% | 0.01476% | 0.01302% | 0.01714% | 0.01302% | 0.01563% | 0.009111% | 0.01714% | 0.01302% | 0.01267% | 0.01377% | 0.01476% | 0.0129% | 0.0129% | 0.01476% | 0.01302% | 0.01714% | 0.01302% | 0.01563% | 0.009111% | 0.007079% | 0.007079%
4772 | 0.007172% | 0.01102% | 0.01278% | 0.01577% | 0.01204% | 0.01248% | 0.01292% | 0.01474% | 0.01177% | 0.01474% | 0.01204% | 0.01577% | 0.01204% | 0.0145% | 0.009261% | 0.01577% | 0.01204% | 0.01248% | 0.01292% | 0.01474% | 0.01177% | 0.01177% | 0.01474% | 0.01204% | 0.01577% | 0.01204% | 0.0145% | 0.009261% | 0.007172% | 0.007172%
4773 | 0.007048% | 0.01087% | 0.006256% | 0.01369% | 0.01143% | 0.01214% | 0.01202% | 0.01493% | 0.01123% | 0.01493% | 0.01143% | 0.01369% | 0.01143% | 0.01227% | 0.009169% | 0.01369% | 0.01143% | 0.01214% | 0.01202% | 0.01493% | 0.01123% | 0.01123% | 0.01493% | 0.01143% | 0.01369% | 0.01143% | 0.01227% | 0.009169% | 0.007048% | 0.007048%
4774 | 0.006196% | 0.01074% | 0.005756% | 0.01065% | 0.01078% | 0.01178% | 0.01081% | 0.01483% | 0.01078% | 0.01483% | 0.01078% | 0.01065% | 0.01078% | 0.008428% | 0.00837% | 0.01065% | 0.01078% | 0.01178% | 0.01081% | 0.01483% | 0.01078% | 0.01078% | 0.01483% | 0.01078% | 0.01065% | 0.01078% | 0.008428% | 0.00837% | 0.006196% | 0.006196%
4775 | 0.005867% | 0.01056% | 0.005542% | 0.008471% | 0.01039% | 0.01154% | 0.01003% | 0.01444% | 0.0104% | 0.01444% | 0.01039% | 0.008471% | 0.01039% | 0.005808% | 0.007753% | 0.008471% | 0.01039% | 0.01154% | 0.01003% | 0.01444% | 0.0104% | 0.0104% | 0.01444% | 0.01039% | 0.008471% | 0.01039% | 0.005808% | 0.007753% | 0.005867% | 0.005867%
4776 | 0.005807% | 0.01041% | 0.005509% | 0.007149% | 0.009954% | 0.01131% | 0.009602% | 0.0111% | 0.009973% | 0.0111% | 0.009954% | 0.007149% | 0.009954% | 0.005078% | 0.0071% | 0.007149% | 0.009954% | 0.01131% | 0.009602% | 0.0111% | 0.009973% | 0.009973% | 0.0111% | 0.009954% | 0.007149% | 0.009954% | 0.005078% | 0.0071% | 0.005807% | 0.005807%
4777 | 0.005749% | 0.01044% | 0.005526% | 0.006224% | 0.009842% | 0.01118% | 0.009424% | 0.009697% | 0.01003% | 0.009697% | 0.009842% | 0.006224% | 0.009842% | 0.004854% | 0.006866% | 0.006224% | 0.009842% | 0.01118% | 0.009424% | 0.009697% | 0.01003% | 0.01003% | 0.009697% | 0.009842% | 0.006224% | 0.009842% | 0.004854% | 0.006866% | 0.005749% | 0.005749%
4778 | 0.005766% | 0.01033% | 0.005418% | 0.006036% | 0.009707% | 0.01107% | 0.009308% | 0.008382% | 0.01023% | 0.008382% | 0.009707% | 0.006036% | 0.009707% | 0.00478% | 0.00688% | 0.006036% | 0.009707% | 0.01107% | 0.009308% | 0.008382% | 0.01023% | 0.01023% | 0.008382% | 0.009707% | 0.006036% | 0.009707% | 0.00478% | 0.00688% | 0.005766% | 0.005766%
4779 | 0.005867% | 0.01027% | 0.005424% | 0.006003% | 0.009866% | 0.01104% | 0.00934% | 0.007386% | 0.01097% | 0.007386% | 0.009866% | 0.006003% | 0.009866% | 0.004915% | 0.007112% | 0.006003% | 0.009866% | 0.01104% | 0.00934% | 0.007386% | 0.01097% | 0.01097% | 0.007386% | 0.009866% | 0.006003% | 0.009866% | 0.004915% | 0.007112% | 0.005867% | 0.005867%
4780 | 0.006249% | 0.01019% | 0.005458% | 0.006157% | 0.01064% | 0.01102% | 0.009779% | 0.007245% | 0.01177% | 0.007245% | 0.01064% | 0.006157% | 0.01064% | 0.005325% | 0.007786% | 0.006157% | 0.01064% | 0.01102% | 0.009779% | 0.007245% | 0.01177% | 0.01177% | 0.007245% | 0.01064% | 0.006157% | 0.01064% | 0.005325% | 0.007786% | 0.006249% | 0.006249%
4781 | 0.006128% | 0.01038% | 0.004816% | 0.006912% | 0.01168% | 0.01031% | 0.01009% | 0.008218% | 0.01311% | 0.008218% | 0.01168% | 0.006912% | 0.01168% | 0.00539% | 0.008098% | 0.006912% | 0.01168% | 0.01031% | 0.01009% | 0.008218% | 0.01311% | 0.01311% | 0.008218% | 0.01168% | 0.006912% | 0.01168% | 0.00539% | 0.008098% | 0.006128% | 0.006128%
4782 | 0.00691% | 0.01063% | 0.005984% | 0.007469% | 0.01421% | 0.01017% | 0.01118% | 0.009995% | 0.01513% | 0.009995% | 0.01421% | 0.007469% | 0.01421% | 0.006448% | 0.009098% | 0.007469% | 0.01421% | 0.01017% | 0.01118% | 0.009995% | 0.01513% | 0.01513% | 0.009995% | 0.01421% | 0.007469% | 0.01421% | 0.006448% | 0.009098% | 0.00691% | 0.00691%
4783 | 0.01408% | 0.01229% | 0.008586% | 0.01018% | 0.01752% | 0.01115% | 0.01427% | 0.015% | 0.01725% | 0.015% | 0.01752% | 0.01018% | 0.01752% | 0.01% | 0.01229% | 0.01018% | 0.01752% | 0.01115% | 0.01427% | 0.015% | 0.01725% | 0.01725% | 0.015% | 0.01752% | 0.01018% | 0.01752% | 0.01% | 0.01229% | 0.01408% | 0.01408%
4784 | 0.01747% | 0.016% | 0.01618% | 0.01421% | 0.02067% | 0.01244% | 0.01757% | 0.01758% | 0.01941% | 0.01758% | 0.02067% | 0.01421% | 0.02067% | 0.01501% | 0.01534% | 0.01421% | 0.02067% | 0.01244% | 0.01757% | 0.01758% | 0.01941% | 0.01941% | 0.01758% | 0.02067% | 0.01421% | 0.02067% | 0.01501% | 0.01534% | 0.01747% | 0.01747%
4785 | 0.02147% | 0.02023% | 0.02024% | 0.01779% | 0.0234% | 0.01431% | 0.02078% | 0.01866% | 0.02113% | 0.01866% | 0.0234% | 0.01779% | 0.0234% | 0.01878% | 0.01776% | 0.01779% | 0.0234% | 0.01431% | 0.02078% | 0.01866% | 0.02113% | 0.02113% | 0.01866% | 0.0234% | 0.01779% | 0.0234% | 0.01878% | 0.01776% | 0.02147% | 0.02147%
4786 | 0.02579% | 0.0234% | 0.02334% | 0.0208% | 0.02512% | 0.01616% | 0.02348% | 0.01965% | 0.02208% | 0.01965% | 0.02512% | 0.0208% | 0.02512% | 0.02138% | 0.0195% | 0.0208% | 0.02512% | 0.01616% | 0.02348% | 0.01965% | 0.02208% | 0.02208% | 0.01965% | 0.02512% | 0.0208% | 0.02512% | 0.02138% | 0.0195% | 0.02579% | 0.02579%
4787 | 0.02796% | 0.0245% | 0.02507% | 0.0227% | 0.02549% | 0.01703% | 0.02479% | 0.01956% | 0.02203% | 0.01956% | 0.02549% | 0.0227% | 0.02549% | 0.02298% | 0.02055% | 0.0227% | 0.02549% | 0.01703% | 0.02479% | 0.01956% | 0.02203% | 0.02203% | 0.01956% | 0.02549% | 0.0227% | 0.02549% | 0.02298% | 0.02055% | 0.02796% | 0.02796%
4788 | 0.02947% | 0.02385% | 0.02632% | 0.02374% | 0.02516% | 0.01712% | 0.02527% | 0.01865% | 0.0217% | 0.01865% | 0.02516% | 0.02374% | 0.02516% | 0.02385% | 0.02099% | 0.02374% | 0.02516% | 0.01712% | 0.02527% | 0.01865% | 0.0217% | 0.0217% | 0.01865% | 0.02516% | 0.02374% | 0.02516% | 0.02385% | 0.02099% | 0.02947% | 0.02947%
4789 | 0.0303% | 0.02308% | 0.02752% | 0.02437% | 0.02431% | 0.01632% | 0.02526% | 0.018% | 0.02118% | 0.018% | 0.02431% | 0.02437% | 0.02431% | 0.02455% | 0.02104% | 0.02437% | 0.02431% | 0.01632% | 0.02526% | 0.018% | 0.02118% | 0.02118% | 0.018% | 0.02431% | 0.02437% | 0.02431% | 0.02455% | 0.02104% | 0.0303% | 0.0303%
4790 | 0.02972% | 0.02034% | 0.02818% | 0.02446% | 0.02299% | 0.01501% | 0.02444% | 0.0176% | 0.02012% | 0.0176% | 0.02299% | 0.02446% | 0.02299% | 0.02479% | 0.02079% | 0.02446% | 0.02299% | 0.01501% | 0.02444% | 0.0176% | 0.02012% | 0.02012% | 0.0176% | 0.02299% | 0.02446% | 0.02299% | 0.02479% | 0.02079% | 0.02972% | 0.02972%
4791 | 0.02711% | 0.0171% | 0.02697% | 0.02372% | 0.02103% | 0.01421% | 0.02255% | 0.01741% | 0.01802% | 0.01741% | 0.02103% | 0.02372% | 0.02103% | 0.02413% | 0.01962% | 0.02372% | 0.02103% | 0.01421% | 0.02255% | 0.01741% | 0.01802% | 0.01802% | 0.01741% | 0.02103% | 0.02372% | 0.02103% | 0.02413% | 0.01962% | 0.02711% | 0.02711%
4792 | 0.02338% | 0.01541% | 0.02591% | 0.02276% | 0.01974% | 0.01366% | 0.02049% | 0.0159% | 0.01701% | 0.0159% | 0.01974% | 0.02276% | 0.01974% | 0.02251% | 0.0174% | 0.02276% | 0.01974% | 0.01366% | 0.02049% | 0.0159% | 0.01701% | 0.01701% | 0.0159% | 0.01974% | 0.02276% | 0.01974% | 0.02251% | 0.0174% | 0.02338% | 0.02338%
4793 | 0.01968% | 0.01332% | 0.0245% | 0.02138% | 0.01797% | 0.0131% | 0.01838% | 0.01567% | 0.0165% | 0.01567% | 0.01797% | 0.02138% | 0.01797% | 0.02044% | 0.0145% | 0.02138% | 0.01797% | 0.0131% | 0.01838% | 0.01567% | 0.0165% | 0.0165% | 0.01567% | 0.01797% | 0.02138% | 0.01797% | 0.02044% | 0.0145% | 0.01968% | 0.01968%
4794 | 0.008456% | 0.01226% | 0.01408% | 0.0196% | 0.01509% | 0.01285% | 0.01609% | 0.01506% | 0.01453% | 0.01506% | 0.01509% | 0.0196% | 0.01509% | 0.01807% | 0.0114% | 0.0196% | 0.01509% | 0.01285% | 0.01609% | 0.01506% | 0.01453% | 0.01453% | 0.01506% | 0.01509% | 0.0196% | 0.01509% | 0.01807% | 0.0114% | 0.008456% | 0.008456%
4795 | 0.007186% | 0.0116% | 0.01361% | 0.01753% | 0.01263% | 0.01261% | 0.01391% | 0.0146% | 0.01259% | 0.0146% | 0.01263% | 0.01753% | 0.01263% | 0.01596% | 0.009083% | 0.01753% | 0.01263% | 0.01261% | 0.01391% | 0.0146% | 0.01259% | 0.01259% | 0.0146% | 0.01263% | 0.01753% | 0.01263% | 0.01596% | 0.009083% | 0.007186% | 0.007186%
4796 | 0.006879% | 0.0113% | 0.01292% | 0.01598% | 0.01154% | 0.01252% | 0.01296% | 0.01433% | 0.01131% | 0.01433% | 0.01154% | 0.01598% | 0.01154% | 0.01469% | 0.009284% | 0.01598% | 0.01154% | 0.01252% | 0.01296% | 0.01433% | 0.01131% | 0.01131% | 0.01433% | 0.01154% | 0.01598% | 0.01154% | 0.01469% | 0.009284% | 0.006879% | 0.006879%
4797 | 0.006801% | 0.01102% | 0.006223% | 0.01362% | 0.01084% | 0.0121% | 0.01193% | 0.0143% | 0.0106% | 0.0143% | 0.01084% | 0.01362% | 0.01084% | 0.01218% | 0.009156% | 0.01362% | 0.01084% | 0.0121% | 0.01193% | 0.0143% | 0.0106% | 0.0106% | 0.0143% | 0.01084% | 0.01362% | 0.01084% | 0.01218% | 0.009156% | 0.006801% | 0.006801%
4798 | 0.006137% | 0.01091% | 0.005729% | 0.01055% | 0.01037% | 0.01174% | 0.01077% | 0.0143% | 0.01023% | 0.0143% | 0.01037% | 0.01055% | 0.01037% | 0.008214% | 0.008362% | 0.01055% | 0.01037% | 0.01174% | 0.01077% | 0.0143% | 0.01023% | 0.01023% | 0.0143% | 0.01037% | 0.01055% | 0.01037% | 0.008214% | 0.008362% | 0.006137% | 0.006137%
4799 | 0.005806% | 0.01091% | 0.00557% | 0.008461% | 0.0101% | 0.01146% | 0.01008% | 0.01408% | 0.009948% | 0.01408% | 0.0101% | 0.008461% | 0.0101% | 0.005634% | 0.007749% | 0.008461% | 0.0101% | 0.01146% | 0.01008% | 0.01408% | 0.009948% | 0.009948% | 0.01408% | 0.0101% | 0.008461% | 0.0101% | 0.005634% | 0.007749% | 0.005806% | 0.005806%
4800 | 0.005736% | 0.01074% | 0.00552% | 0.007178% | 0.009946% | 0.01126% | 0.00967% | 0.01118% | 0.009894% | 0.01118% | 0.009946% | 0.007178% | 0.009946% | 0.004984% | 0.007101% | 0.007178% | 0.009946% | 0.01126% | 0.00967% | 0.01118% | 0.009894% | 0.009894% | 0.01118% | 0.009946% | 0.007178% | 0.009946% | 0.004984% | 0.007101% | 0.005736% | 0.005736%
4801 | 0.005731% | 0.01075% | 0.005557% | 0.006249% | 0.009691% | 0.01104% | 0.009459% | 0.00961% | 0.009735% | 0.00961% | 0.009691% | 0.006249% | 0.009691% | 0.004911% | 0.006864% | 0.006249% | 0.009691% | 0.01104% | 0.009459% | 0.00961% | 0.009735% | 0.009735% | 0.00961% | 0.009691% | 0.006249% | 0.009691% | 0.004911% | 0.006864% | 0.005731% | 0.005731%
4802 | 0.005672% | 0.01064% | 0.005474% | 0.006069% | 0.009605% | 0.01097% | 0.009366% | 0.008341% | 0.01003% | 0.008341% | 0.009605% | 0.006069% | 0.009605% | 0.004859% | 0.006879% | 0.006069% | 0.009605% | 0.01097% | 0.009366% | 0.008341% | 0.01003% | 0.01003% | 0.008341% | 0.009605% | 0.006069% | 0.009605% | 0.004859% | 0.006879% | 0.005672% | 0.005672%
4803 | 0.005909% | 0.01054% | 0.00544% | 0.006048% | 0.00982% | 0.01096% | 0.009419% | 0.007384% | 0.01082% | 0.007384% | 0.00982% | 0.006048% | 0.00982% | 0.005042% | 0.007111% | 0.006048% | 0.00982% | 0.01096% | 0.009419% | 0.007384% | 0.01082% | 0.01082% | 0.007384% | 0.00982% | 0.006048% | 0.00982% | 0.005042% | 0.007111% | 0.005909% | 0.005909%
4804 | 0.006242% | 0.01049% | 0.00548% | 0.006245% | 0.01069% | 0.01104% | 0.009921% | 0.007279% | 0.01173% | 0.007279% | 0.01069% | 0.006245% | 0.01069% | 0.005524% | 0.007788% | 0.006245% | 0.01069% | 0.01104% | 0.009921% | 0.007279% | 0.01173% | 0.01173% | 0.007279% | 0.01069% | 0.006245% | 0.01069% | 0.005524% | 0.007788% | 0.006242% | 0.006242%
4805 | 0.006439% | 0.01046% | 0.00503% | 0.007263% | 0.01196% | 0.01041% | 0.01038% | 0.008302% | 0.01284% | 0.008302% | 0.01196% | 0.007263% | 0.01196% | 0.005658% | 0.008275% | 0.007263% | 0.01196% | 0.01041% | 0.01038% | 0.008302% | 0.01284% | 0.01284% | 0.008302% | 0.01196% | 0.007263% | 0.01196% | 0.005658% | 0.008275% | 0.006439% | 0.006439%
4806 | 0.006946% | 0.01082% | 0.00608% | 0.007658% | 0.01428% | 0.0103% | 0.01143% | 0.009978% | 0.01504% | 0.009978% | 0.01428% | 0.007658% | 0.01428% | 0.006754% | 0.009115% | 0.007658% | 0.01428% | 0.0103% | 0.01143% | 0.009978% | 0.01504% | 0.01504% | 0.009978% | 0.01428% | 0.007658% | 0.01428% | 0.006754% | 0.009115% | 0.006946% | 0.006946%
4807 | 0.01465% | 0.01241% | 0.009155% | 0.0103% | 0.01726% | 0.01125% | 0.0144% | 0.01469% | 0.0168% | 0.01469% | 0.01726% | 0.0103% | 0.01726% | 0.01024% | 0.0123% | 0.0103% | 0.01726% | 0.01125% | 0.0144% | 0.01469% | 0.0168% | 0.0168% | 0.01469% | 0.01726% | 0.0103% | 0.01726% | 0.01024% | 0.0123% | 0.01465% | 0.01465%
4808 | 0.01781% | 0.01614% | 0.01724% | 0.01432% | 0.02009% | 0.01261% | 0.0176% | 0.01708% | 0.01838% | 0.01708% | 0.02009% | 0.01432% | 0.02009% | 0.01525% | 0.01534% | 0.01432% | 0.02009% | 0.01261% | 0.0176% | 0.01708% | 0.01838% | 0.01838% | 0.01708% | 0.02009% | 0.01432% | 0.02009% | 0.01525% | 0.01534% | 0.01781% | 0.01781%
4809 | 0.0215% | 0.02041% | 0.02152% | 0.01794% | 0.02254% | 0.01418% | 0.02086% | 0.01778% | 0.01973% | 0.01778% | 0.02254% | 0.01794% | 0.02254% | 0.01918% | 0.01777% | 0.01794% | 0.02254% | 0.01418% | 0.02086% | 0.01778% | 0.01973% | 0.01973% | 0.01778% | 0.02254% | 0.01794% | 0.02254% | 0.01918% | 0.01777% | 0.0215% | 0.0215%
4810 | 0.02582% | 0.02366% | 0.02454% | 0.02105% | 0.02444% | 0.01575% | 0.0237% | 0.01868% | 0.02067% | 0.01868% | 0.02444% | 0.02105% | 0.02444% | 0.02219% | 0.01953% | 0.02105% | 0.02444% | 0.01575% | 0.0237% | 0.01868% | 0.02067% | 0.02067% | 0.01868% | 0.02444% | 0.02105% | 0.02444% | 0.02219% | 0.01953% | 0.02582% | 0.02582%
4811 | 0.02787% | 0.02467% | 0.02611% | 0.02282% | 0.02442% | 0.01638% | 0.02478% | 0.01835% | 0.02019% | 0.01835% | 0.02442% | 0.02282% | 0.02442% | 0.02377% | 0.02056% | 0.02282% | 0.02442% | 0.01638% | 0.02478% | 0.01835% | 0.02019% | 0.02019% | 0.01835% | 0.02442% | 0.02282% | 0.02442% | 0.02377% | 0.02056% | 0.02787% | 0.02787%
4812 | 0.02834% | 0.02382% | 0.02656% | 0.02343% | 0.02362% | 0.01611% | 0.0249% | 0.01704% | 0.01953% | 0.01704% | 0.02362% | 0.02343% | 0.02362% | 0.02434% | 0.02094% | 0.02343% | 0.02362% | 0.01611% | 0.0249% | 0.01704% | 0.01953% | 0.01953% | 0.01704% | 0.02362% | 0.02343% | 0.02362% | 0.02434% | 0.02094% | 0.02834% | 0.02834%
4813 | 0.02894% | 0.0232% | 0.02747% | 0.02411% | 0.02296% | 0.01489% | 0.02489% | 0.01655% | 0.01934% | 0.01655% | 0.02296% | 0.02411% | 0.02296% | 0.02501% | 0.02098% | 0.02411% | 0.02296% | 0.01489% | 0.02489% | 0.01655% | 0.01934% | 0.01934% | 0.01655% | 0.02296% | 0.02411% | 0.02296% | 0.02501% | 0.02098% | 0.02894% | 0.02894%
4814 | 0.02901% | 0.02065% | 0.02843% | 0.02451% | 0.02234% | 0.01391% | 0.02434% | 0.01685% | 0.01922% | 0.01685% | 0.02234% | 0.02451% | 0.02234% | 0.02534% | 0.02076% | 0.02451% | 0.02234% | 0.01391% | 0.02434% | 0.01685% | 0.01922% | 0.01922% | 0.01685% | 0.02234% | 0.02451% | 0.02234% | 0.02534% | 0.02076% | 0.02901% | 0.02901%
4815 | 0.02793% | 0.01747% | 0.0279% | 0.02422% | 0.02155% | 0.01311% | 0.02287% | 0.01765% | 0.01893% | 0.01765% | 0.02155% | 0.02422% | 0.02155% | 0.02478% | 0.01976% | 0.02422% | 0.02155% | 0.01311% | 0.02287% | 0.01765% | 0.01893% | 0.01893% | 0.01765% | 0.02155% | 0.02422% | 0.02155% | 0.02478% | 0.01976% | 0.02793% | 0.02793%
4816 | 0.02479% | 0.01575% | 0.02713% | 0.02342% | 0.02032% | 0.0129% | 0.02089% | 0.0163% | 0.01804% | 0.0163% | 0.02032% | 0.02342% | 0.02032% | 0.02307% | 0.01753% | 0.02342% | 0.02032% | 0.0129% | 0.02089% | 0.0163% | 0.01804% | 0.01804% | 0.0163% | 0.02032% | 0.02342% | 0.02032% | 0.02307% | 0.01753% | 0.02479% | 0.02479%
4817 | 0.02131% | 0.01367% | 0.02606% | 0.02214% | 0.0185% | 0.01263% | 0.01891% | 0.01614% | 0.01702% | 0.01614% | 0.0185% | 0.02214% | 0.0185% | 0.02093% | 0.01461% | 0.02214% | 0.0185% | 0.01263% | 0.01891% | 0.01614% | 0.01702% | 0.01702% | 0.01614% | 0.0185% | 0.02214% | 0.0185% | 0.02093% | 0.01461% | 0.02131% | 0.02131%
4818 | 0.009458% | 0.01272% | 0.01521% | 0.02048% | 0.01593% | 0.01269% | 0.01696% | 0.01589% | 0.01525% | 0.01589% | 0.01593% | 0.02048% | 0.01593% | 0.0186% | 0.01156% | 0.02048% | 0.01593% | 0.01269% | 0.01696% | 0.01589% | 0.01525% | 0.01525% | 0.01589% | 0.01593% | 0.02048% | 0.01593% | 0.0186% | 0.01156% | 0.009458% | 0.009458%
4819 | 0.008237% | 0.0121% | 0.01508% | 0.01845% | 0.01345% | 0.01267% | 0.0148% | 0.01557% | 0.01326% | 0.01557% | 0.01345% | 0.01845% | 0.01345% | 0.0165% | 0.009217% | 0.01845% | 0.01345% | 0.01267% | 0.0148% | 0.01557% | 0.01326% | 0.01326% | 0.01557% | 0.01345% | 0.01845% | 0.01345% | 0.0165% | 0.009217% | 0.008237% | 0.008237%
4820 | 0.007778% | 0.01176% | 0.01427% | 0.0169% | 0.01233% | 0.01258% | 0.01374% | 0.01552% | 0.01202% | 0.01552% | 0.01233% | 0.0169% | 0.01233% | 0.01518% | 0.009339% | 0.0169% | 0.01233% | 0.01258% | 0.01374% | 0.01552% | 0.01202% | 0.01202% | 0.01552% | 0.01233% | 0.0169% | 0.01233% | 0.01518% | 0.009339% | 0.007778% | 0.007778%
4821 | 0.00744% | 0.01157% | 0.0066% | 0.01451% | 0.01162% | 0.01233% | 0.01264% | 0.01558% | 0.01132% | 0.01558% | 0.01162% | 0.01451% | 0.01162% | 0.0126% | 0.009188% | 0.01451% | 0.01162% | 0.01233% | 0.01264% | 0.01558% | 0.01132% | 0.01132% | 0.01558% | 0.01162% | 0.01451% | 0.01162% | 0.0126% | 0.009188% | 0.00744% | 0.00744%
4822 | 0.006629% | 0.0114% | 0.006053% | 0.01123% | 0.01098% | 0.01194% | 0.01136% | 0.01529% | 0.01073% | 0.01529% | 0.01098% | 0.01123% | 0.01098% | 0.008555% | 0.008386% | 0.01123% | 0.01098% | 0.01194% | 0.01136% | 0.01529% | 0.01073% | 0.01073% | 0.01529% | 0.01098% | 0.01123% | 0.01098% | 0.008555% | 0.008386% | 0.006629% | 0.006629%
4823 | 0.006085% | 0.01128% | 0.005776% | 0.009038% | 0.01067% | 0.01163% | 0.0106% | 0.01501% | 0.01037% | 0.01501% | 0.01067% | 0.009038% | 0.01067% | 0.005959% | 0.007766% | 0.009038% | 0.01067% | 0.01163% | 0.0106% | 0.01501% | 0.01037% | 0.01037% | 0.01501% | 0.01067% | 0.009038% | 0.01067% | 0.005959% | 0.007766% | 0.006085% | 0.006085%
4824 | 0.005979% | 0.01107% | 0.00568% | 0.007546% | 0.01034% | 0.01141% | 0.01006% | 0.0115% | 0.0102% | 0.0115% | 0.01034% | 0.007546% | 0.01034% | 0.00522% | 0.007109% | 0.007546% | 0.01034% | 0.01141% | 0.01006% | 0.0115% | 0.0102% | 0.0102% | 0.0115% | 0.01034% | 0.007546% | 0.01034% | 0.00522% | 0.007109% | 0.005979% | 0.005979%
4825 | 0.006044% | 0.01294% | 0.005827% | 0.006418% | 0.01124% | 0.01293% | 0.01002% | 0.01009% | 0.01055% | 0.01009% | 0.01124% | 0.006418% | 0.01124% | 0.005663% | 0.006847% | 0.006418% | 0.01124% | 0.01293% | 0.01002% | 0.01009% | 0.01055% | 0.01055% | 0.01009% | 0.01124% | 0.006418% | 0.01124% | 0.005663% | 0.006847% | 0.006044% | 0.006044%
4826 | 0.005971% | 0.01306% | 0.005801% | 0.006311% | 0.0109% | 0.01295% | 0.009938% | 0.009307% | 0.01067% | 0.009307% | 0.0109% | 0.006311% | 0.0109% | 0.004975% | 0.006845% | 0.006311% | 0.0109% | 0.01295% | 0.009938% | 0.009307% | 0.01067% | 0.01067% | 0.009307% | 0.0109% | 0.006311% | 0.0109% | 0.004975% | 0.006845% | 0.005971% | 0.005971%
4827 | 0.005655% | 0.01301% | 0.005512% | 0.006287% | 0.01093% | 0.01288% | 0.009761% | 0.008815% | 0.0112% | 0.008815% | 0.01093% | 0.006287% | 0.01093% | 0.004947% | 0.006842% | 0.006287% | 0.01093% | 0.01288% | 0.009761% | 0.008815% | 0.0112% | 0.0112% | 0.008815% | 0.01093% | 0.006287% | 0.01093% | 0.004947% | 0.006842% | 0.005655% | 0.005655%
4828 | 0.005531% | 0.01297% | 0.00542% | 0.006366% | 0.01125% | 0.01278% | 0.009635% | 0.008802% | 0.01123% | 0.008802% | 0.01125% | 0.006366% | 0.01125% | 0.005295% | 0.006838% | 0.006366% | 0.01125% | 0.01278% | 0.009635% | 0.008802% | 0.01123% | 0.01123% | 0.008802% | 0.01125% | 0.006366% | 0.01125% | 0.005295% | 0.006838% | 0.005531% | 0.005531%
4829 | 0.004803% | 0.01282% | 0.004825% | 0.007072% | 0.01083% | 0.012% | 0.008823% | 0.009459% | 0.01156% | 0.009459% | 0.01083% | 0.007072% | 0.01083% | 0.005379% | 0.005927% | 0.007072% | 0.01083% | 0.012% | 0.008823% | 0.009459% | 0.01156% | 0.01156% | 0.009459% | 0.01083% | 0.007072% | 0.01083% | 0.005379% | 0.005927% | 0.004803% | 0.004803%
4830 | 0.003871% | 0.013% | 0.003736% | 0.007414% | 0.01134% | 0.01203% | 0.008039% | 0.01076% | 0.01241% | 0.01076% | 0.01134% | 0.007414% | 0.01134% | 0.006243% | 0.004255% | 0.007414% | 0.01134% | 0.01203% | 0.008039% | 0.01076% | 0.01241% | 0.01241% | 0.01076% | 0.01134% | 0.007414% | 0.01134% | 0.006243% | 0.004255% | 0.003871% | 0.003871%
4831 | 0.00785% | 0.01358% | 0.007145% | 0.01019% | 0.01299% | 0.01248% | 0.008971% | 0.01497% | 0.01338% | 0.01497% | 0.01299% | 0.01019% | 0.01299% | 0.009918% | 0.004289% | 0.01019% | 0.01299% | 0.01248% | 0.008971% | 0.01497% | 0.01338% | 0.01338% | 0.01497% | 0.01299% | 0.01019% | 0.01299% | 0.009918% | 0.004289% | 0.00785% | 0.00785%
4832 | 0.007867% | 0.01466% | 0.007074% | 0.01435% | 0.01477% | 0.0135% | 0.01035% | 0.01712% | 0.01433% | 0.01712% | 0.01477% | 0.01435% | 0.01477% | 0.01521% | 0.004377% | 0.01435% | 0.01477% | 0.0135% | 0.01035% | 0.01712% | 0.01433% | 0.01433% | 0.01712% | 0.01477% | 0.01435% | 0.01477% | 0.01521% | 0.004377% | 0.007867% | 0.007867%
4833 | 0.009048% | 0.01632% | 0.00851% | 0.01819% | 0.01683% | 0.0151% | 0.01227% | 0.01853% | 0.01533% | 0.01853% | 0.01683% | 0.01819% | 0.01683% | 0.01934% | 0.004527% | 0.01819% | 0.01683% | 0.0151% | 0.01227% | 0.01853% | 0.01533% | 0.01533% | 0.01853% | 0.01683% | 0.01819% | 0.01683% | 0.01934% | 0.004527% | 0.009048% | 0.009048%
4834 | 0.01121% | 0.01815% | 0.01039% | 0.02122% | 0.01816% | 0.01616% | 0.01431% | 0.02031% | 0.01595% | 0.02031% | 0.01816% | 0.02122% | 0.01816% | 0.02213% | 0.004657% | 0.02122% | 0.01816% | 0.01616% | 0.01431% | 0.02031% | 0.01595% | 0.01595% | 0.02031% | 0.01816% | 0.02122% | 0.01816% | 0.02213% | 0.004657% | 0.01121% | 0.01121%
4835 | 0.01273% | 0.01936% | 0.01181% | 0.02319% | 0.01848% | 0.01674% | 0.01595% | 0.02095% | 0.01595% | 0.02095% | 0.01848% | 0.02319% | 0.01848% | 0.02372% | 0.004748% | 0.02319% | 0.01848% | 0.01674% | 0.01595% | 0.02095% | 0.01595% | 0.01595% | 0.02095% | 0.01848% | 0.02319% | 0.01848% | 0.02372% | 0.004748% | 0.01273% | 0.01273%
4836 | 0.0138% | 0.01938% | 0.01288% | 0.0244% | 0.01872% | 0.0166% | 0.01698% | 0.02108% | 0.01617% | 0.02108% | 0.01872% | 0.0244% | 0.01872% | 0.02471% | 0.004791% | 0.0244% | 0.01872% | 0.0166% | 0.01698% | 0.02108% | 0.01617% | 0.01617% | 0.02108% | 0.01872% | 0.0244% | 0.01872% | 0.02471% | 0.004791% | 0.0138% | 0.0138%
4837 | 0.0151% | 0.01879% | 0.01371% | 0.02504% | 0.01907% | 0.01572% | 0.01713% | 0.0212% | 0.01641% | 0.0212% | 0.01907% | 0.02504% | 0.01907% | 0.02549% | 0.004869% | 0.02504% | 0.01907% | 0.01572% | 0.01713% | 0.0212% | 0.01641% | 0.01641% | 0.0212% | 0.01907% | 0.02504% | 0.01907% | 0.02549% | 0.004869% | 0.0151% | 0.0151%
4838 | 0.01554% | 0.01773% | 0.01407% | 0.025% | 0.01948% | 0.01466% | 0.01686% | 0.02116% | 0.01694% | 0.02116% | 0.01948% | 0.025% | 0.01948% | 0.02594% | 0.004959% | 0.025% | 0.01948% | 0.01466% | 0.01686% | 0.02116% | 0.01694% | 0.01694% | 0.02116% | 0.01948% | 0.025% | 0.01948% | 0.02594% | 0.004959% | 0.01554% | 0.01554%
4839 | 0.01513% | 0.0166% | 0.01389% | 0.02441% | 0.01972% | 0.01377% | 0.0162% | 0.02144% | 0.01747% | 0.02144% | 0.01972% | 0.02441% | 0.01972% | 0.02611% | 0.005005% | 0.02441% | 0.01972% | 0.01377% | 0.0162% | 0.02144% | 0.01747% | 0.01747% | 0.02144% | 0.01972% | 0.02441% | 0.01972% | 0.02611% | 0.005005% | 0.01513% | 0.01513%
4840 | 0.01501% | 0.01572% | 0.01333% | 0.02351% | 0.01944% | 0.01334% | 0.01515% | 0.01982% | 0.01747% | 0.01982% | 0.01944% | 0.02351% | 0.01944% | 0.02585% | 0.005015% | 0.02351% | 0.01944% | 0.01334% | 0.01515% | 0.01982% | 0.01747% | 0.01747% | 0.01982% | 0.01944% | 0.02351% | 0.01944% | 0.02585% | 0.005015% | 0.01501% | 0.01501%
4841 | 0.01423% | 0.01474% | 0.01254% | 0.02217% | 0.01868% | 0.01304% | 0.0138% | 0.01907% | 0.01702% | 0.01907% | 0.01868% | 0.02217% | 0.01868% | 0.02502% | 0.004973% | 0.02217% | 0.01868% | 0.01304% | 0.0138% | 0.01907% | 0.01702% | 0.01702% | 0.01907% | 0.01868% | 0.02217% | 0.01868% | 0.02502% | 0.004973% | 0.01423% | 0.01423%
4842 | 0.005668% | 0.01408% | 0.005082% | 0.0202% | 0.01728% | 0.0131% | 0.01212% | 0.01821% | 0.01602% | 0.01821% | 0.01728% | 0.0202% | 0.01728% | 0.02335% | 0.004813% | 0.0202% | 0.01728% | 0.0131% | 0.01212% | 0.01821% | 0.01602% | 0.01602% | 0.01821% | 0.01728% | 0.0202% | 0.01728% | 0.02335% | 0.004813% | 0.005668% | 0.005668%
4843 | 0.005979% | 0.01352% | 0.005122% | 0.01779% | 0.0153% | 0.0134% | 0.01054% | 0.01715% | 0.01462% | 0.01715% | 0.0153% | 0.01779% | 0.0153% | 0.0212% | 0.004562% | 0.01779% | 0.0153% | 0.0134% | 0.01054% | 0.01715% | 0.01462% | 0.01462% | 0.01715% | 0.0153% | 0.01779% | 0.0153% | 0.0212% | 0.004562% | 0.005979% | 0.005979%
4844 | 0.006749% | 0.01333% | 0.006118% | 0.01613% | 0.0141% | 0.01376% | 0.01082% | 0.01623% | 0.01338% | 0.01623% | 0.0141% | 0.01613% | 0.0141% | 0.01975% | 0.006214% | 0.01613% | 0.0141% | 0.01376% | 0.01082% | 0.01623% | 0.01338% | 0.01338% | 0.01623% | 0.0141% | 0.01613% | 0.0141% | 0.01975% | 0.006214% | 0.006749% | 0.006749%
4845 | 0.007093% | 0.01328% | 0.006522% | 0.01375% | 0.01288% | 0.01367% | 0.01078% | 0.01557% | 0.01238% | 0.01557% | 0.01288% | 0.01375% | 0.01288% | 0.0166% | 0.006921% | 0.01375% | 0.01288% | 0.01367% | 0.01078% | 0.01557% | 0.01238% | 0.01238% | 0.01557% | 0.01288% | 0.01375% | 0.01288% | 0.0166% | 0.006921% | 0.007093% | 0.007093%
4846 | 0.006895% | 0.01322% | 0.006381% | 0.01056% | 0.01203% | 0.01353% | 0.0105% | 0.01483% | 0.01155% | 0.01483% | 0.01203% | 0.01056% | 0.01203% | 0.01156% | 0.006904% | 0.01056% | 0.01203% | 0.01353% | 0.0105% | 0.01483% | 0.01155% | 0.01155% | 0.01483% | 0.01203% | 0.01056% | 0.01203% | 0.01156% | 0.006904% | 0.006895% | 0.006895%
4847 | 0.006673% | 0.01317% | 0.006356% | 0.008354% | 0.01122% | 0.01324% | 0.01028% | 0.01333% | 0.01095% | 0.01333% | 0.01122% | 0.008354% | 0.01122% | 0.007953% | 0.006895% | 0.008354% | 0.01122% | 0.01324% | 0.01028% | 0.01333% | 0.01095% | 0.01095% | 0.01333% | 0.01122% | 0.008354% | 0.01122% | 0.007953% | 0.006895% | 0.006673% | 0.006673%
4848 | 0.006186% | 0.01225% | 0.005786% | 0.0074% | 0.01065% | 0.01259% | 0.01005% | 0.01103% | 0.01046% | 0.01103% | 0.01065% | 0.0074% | 0.01065% | 0.006064% | 0.006881% | 0.0074% | 0.01065% | 0.01259% | 0.01005% | 0.01103% | 0.01046% | 0.01046% | 0.01103% | 0.01065% | 0.0074% | 0.01065% | 0.006064% | 0.006881% | 0.006186% | 0.006186%
4849 | 0.00565% | 0.01071% | 0.005475% | 0.006763% | 0.009004% | 0.0127% | 0.008561% | 0.01096% | 0.009349% | 0.01096% | 0.009004% | 0.006763% | 0.009004% | 0.005093% | 0.00684% | 0.006763% | 0.009004% | 0.0127% | 0.008561% | 0.01096% | 0.009349% | 0.009349% | 0.01096% | 0.009004% | 0.006763% | 0.009004% | 0.005093% | 0.00684% | 0.00565% | 0.00565%
4850 | 0.005701% | 0.01056% | 0.005532% | 0.00661% | 0.009076% | 0.01253% | 0.00856% | 0.01026% | 0.00938% | 0.01026% | 0.009076% | 0.00661% | 0.009076% | 0.004733% | 0.00684% | 0.00661% | 0.009076% | 0.01253% | 0.00856% | 0.01026% | 0.00938% | 0.00938% | 0.01026% | 0.009076% | 0.00661% | 0.009076% | 0.004733% | 0.00684% | 0.005701% | 0.005701%
4851 | 0.005398% | 0.01039% | 0.005226% | 0.006505% | 0.008847% | 0.01245% | 0.008502% | 0.009782% | 0.008995% | 0.009782% | 0.008847% | 0.006505% | 0.008847% | 0.004696% | 0.00684% | 0.006505% | 0.008847% | 0.01245% | 0.008502% | 0.009782% | 0.008995% | 0.008995% | 0.009782% | 0.008847% | 0.006505% | 0.008847% | 0.004696% | 0.00684% | 0.005398% | 0.005398%
4852 | 0.005417% | 0.01026% | 0.005291% | 0.006512% | 0.008848% | 0.01237% | 0.008551% | 0.009895% | 0.008991% | 0.009895% | 0.008848% | 0.006512% | 0.008848% | 0.005112% | 0.006842% | 0.006512% | 0.008848% | 0.01237% | 0.008551% | 0.009895% | 0.008991% | 0.008991% | 0.009895% | 0.008848% | 0.006512% | 0.008848% | 0.005112% | 0.006842% | 0.005417% | 0.005417%
4853 | 0.004888% | 0.01007% | 0.00483% | 0.00735% | 0.008665% | 0.01199% | 0.008052% | 0.0104% | 0.00894% | 0.0104% | 0.008665% | 0.00735% | 0.008665% | 0.00565% | 0.006074% | 0.00735% | 0.008665% | 0.01199% | 0.008052% | 0.0104% | 0.00894% | 0.00894% | 0.0104% | 0.008665% | 0.00735% | 0.008665% | 0.00565% | 0.006074% | 0.004888% | 0.004888%
4854 | 0.003808% | 0.01003% | 0.003601% | 0.006879% | 0.008219% | 0.01149% | 0.006722% | 0.01073% | 0.008896% | 0.01073% | 0.008219% | 0.006879% | 0.008219% | 0.006302% | 0.004258% | 0.006879% | 0.008219% | 0.01149% | 0.006722% | 0.01073% | 0.008896% | 0.008896% | 0.01073% | 0.008219% | 0.006879% | 0.008219% | 0.006302% | 0.004258% | 0.003808% | 0.003808%
4855 | 0.006474% | 0.01052% | 0.006124% | 0.008043% | 0.008737% | 0.01143% | 0.007177% | 0.01348% | 0.009171% | 0.01348% | 0.008737% | 0.008043% | 0.008737% | 0.008354% | 0.004263% | 0.008043% | 0.008737% | 0.01143% | 0.007177% | 0.01348% | 0.009171% | 0.009171% | 0.01348% | 0.008737% | 0.008043% | 0.008737% | 0.008354% | 0.004263% | 0.006474% | 0.006474%
4856 | 0.007042% | 0.01138% | 0.006252% | 0.01025% | 0.009896% | 0.01236% | 0.008153% | 0.01583% | 0.01019% | 0.01583% | 0.009896% | 0.01025% | 0.009896% | 0.01179% | 0.004307% | 0.01025% | 0.009896% | 0.01236% | 0.008153% | 0.01583% | 0.01019% | 0.01019% | 0.01583% | 0.009896% | 0.01025% | 0.009896% | 0.01179% | 0.004307% | 0.007042% | 0.007042%
4857 | 0.007508% | 0.01238% | 0.006773% | 0.01301% | 0.01064% | 0.01355% | 0.008651% | 0.01754% | 0.01089% | 0.01754% | 0.01064% | 0.01301% | 0.01064% | 0.01511% | 0.004404% | 0.01301% | 0.01064% | 0.01355% | 0.008651% | 0.01754% | 0.01089% | 0.01089% | 0.01754% | 0.01064% | 0.01301% | 0.01064% | 0.01511% | 0.004404% | 0.007508% | 0.007508%
4858 | 0.008593% | 0.0135% | 0.007686% | 0.01595% | 0.01093% | 0.01466% | 0.008906% | 0.01874% | 0.01104% | 0.01874% | 0.01093% | 0.01595% | 0.01093% | 0.01792% | 0.004484% | 0.01595% | 0.01093% | 0.01466% | 0.008906% | 0.01874% | 0.01104% | 0.01104% | 0.01874% | 0.01093% | 0.01595% | 0.01093% | 0.01792% | 0.004484% | 0.008593% | 0.008593%
4859 | 0.009604% | 0.01472% | 0.008587% | 0.01863% | 0.01109% | 0.01497% | 0.009111% | 0.01946% | 0.01092% | 0.01946% | 0.01109% | 0.01863% | 0.01109% | 0.01997% | 0.004539% | 0.01863% | 0.01109% | 0.01497% | 0.009111% | 0.01946% | 0.01092% | 0.01092% | 0.01946% | 0.01109% | 0.01863% | 0.01109% | 0.01997% | 0.004539% | 0.009604% | 0.009604%
4860 | 0.01079% | 0.01536% | 0.009964% | 0.02075% | 0.01146% | 0.01496% | 0.009539% | 0.01977% | 0.0112% | 0.01977% | 0.01146% | 0.02075% | 0.01146% | 0.02129% | 0.004611% | 0.02075% | 0.01146% | 0.01496% | 0.009539% | 0.01977% | 0.0112% | 0.0112% | 0.01977% | 0.01146% | 0.02075% | 0.01146% | 0.02129% | 0.004611% | 0.01079% | 0.01079%
4861 | 0.01227% | 0.01556% | 0.01107% | 0.02186% | 0.01198% | 0.01448% | 0.01002% | 0.02036% | 0.01168% | 0.02036% | 0.01198% | 0.02186% | 0.01198% | 0.02215% | 0.004721% | 0.02186% | 0.01198% | 0.01448% | 0.01002% | 0.02036% | 0.01168% | 0.01168% | 0.02036% | 0.01198% | 0.02186% | 0.01198% | 0.02215% | 0.004721% | 0.01227% | 0.01227%
4862 | 0.01273% | 0.01496% | 0.01144% | 0.022% | 0.01237% | 0.01365% | 0.01037% | 0.02048% | 0.01196% | 0.02048% | 0.01237% | 0.022% | 0.01237% | 0.02262% | 0.004779% | 0.022% | 0.01237% | 0.01365% | 0.01037% | 0.02048% | 0.01196% | 0.01196% | 0.02048% | 0.01237% | 0.022% | 0.01237% | 0.02262% | 0.004779% | 0.01273% | 0.01273%
4863 | 0.01278% | 0.01389% | 0.01147% | 0.02139% | 0.01251% | 0.01264% | 0.01037% | 0.02046% | 0.01216% | 0.02046% | 0.01251% | 0.02139% | 0.01251% | 0.0224% | 0.004814% | 0.02139% | 0.01251% | 0.01264% | 0.01037% | 0.02046% | 0.01216% | 0.01216% | 0.02046% | 0.01251% | 0.02139% | 0.01251% | 0.0224% | 0.004814% | 0.01278% | 0.01278%
4864 | 0.01249% | 0.01286% | 0.01117% | 0.02012% | 0.01231% | 0.01223% | 0.01005% | 0.01852% | 0.01213% | 0.01852% | 0.01231% | 0.02012% | 0.01231% | 0.02164% | 0.004811% | 0.02012% | 0.01231% | 0.01223% | 0.01005% | 0.01852% | 0.01213% | 0.01213% | 0.01852% | 0.01231% | 0.02012% | 0.01231% | 0.02164% | 0.004811% | 0.01249% | 0.01249%
4865 | 0.01147% | 0.01192% | 0.0104% | 0.01836% | 0.0117% | 0.01194% | 0.009356% | 0.01745% | 0.01181% | 0.01745% | 0.0117% | 0.01836% | 0.0117% | 0.0201% | 0.004735% | 0.01836% | 0.0117% | 0.01194% | 0.009356% | 0.01745% | 0.01181% | 0.01181% | 0.01745% | 0.0117% | 0.01836% | 0.0117% | 0.0201% | 0.004735% | 0.01147% | 0.01147%
4866 | 0.004739% | 0.01141% | 0.004213% | 0.01632% | 0.01092% | 0.01226% | 0.008577% | 0.01676% | 0.01132% | 0.01676% | 0.01092% | 0.01632% | 0.01092% | 0.01799% | 0.004601% | 0.01632% | 0.01092% | 0.01226% | 0.008577% | 0.01676% | 0.01132% | 0.01132% | 0.01676% | 0.01092% | 0.01632% | 0.01092% | 0.01799% | 0.004601% | 0.004739% | 0.004739%
4867 | 0.004811% | 0.01105% | 0.004144% | 0.01392% | 0.009963% | 0.01256% | 0.007743% | 0.01594% | 0.01064% | 0.01594% | 0.009963% | 0.01392% | 0.009963% | 0.01542% | 0.004422% | 0.01392% | 0.009963% | 0.01256% | 0.007743% | 0.01594% | 0.01064% | 0.01064% | 0.01594% | 0.009963% | 0.01392% | 0.009963% | 0.01542% | 0.004422% | 0.004811% | 0.004811%
4868 | 0.005741% | 0.0109% | 0.00521% | 0.01256% | 0.009811% | 0.01292% | 0.008535% | 0.01531% | 0.0101% | 0.01531% | 0.009811% | 0.01256% | 0.009811% | 0.01365% | 0.00621% | 0.01256% | 0.009811% | 0.01292% | 0.008535% | 0.01531% | 0.0101% | 0.0101% | 0.01531% | 0.009811% | 0.01256% | 0.009811% | 0.01365% | 0.00621% | 0.005741% | 0.005741%
4869 | 0.006248% | 0.01079% | 0.005611% | 0.01114% | 0.00974% | 0.01293% | 0.008756% | 0.01476% | 0.009974% | 0.01476% | 0.00974% | 0.01114% | 0.00974% | 0.01141% | 0.006893% | 0.01114% | 0.00974% | 0.01293% | 0.008756% | 0.01476% | 0.009974% | 0.009974% | 0.01476% | 0.00974% | 0.01114% | 0.00974% | 0.01141% | 0.006893% | 0.006248% | 0.006248%
4870 | 0.006044% | 0.01072% | 0.005659% | 0.009789% | 0.009661% | 0.01284% | 0.008704% | 0.01435% | 0.009978% | 0.01435% | 0.009661% | 0.009789% | 0.009661% | 0.009085% | 0.006887% | 0.009789% | 0.009661% | 0.01284% | 0.008704% | 0.01435% | 0.009978% | 0.009978% | 0.01435% | 0.009661% | 0.009789% | 0.009661% | 0.009085% | 0.006887% | 0.006044% | 0.006044%
4871 | 0.005984% | 0.01069% | 0.0056% | 0.008769% | 0.009679% | 0.01271% | 0.00873% | 0.01335% | 0.01% | 0.01335% | 0.009679% | 0.008769% | 0.009679% | 0.007073% | 0.006886% | 0.008769% | 0.009679% | 0.01271% | 0.00873% | 0.01335% | 0.01% | 0.01% | 0.01335% | 0.009679% | 0.008769% | 0.009679% | 0.007073% | 0.006886% | 0.005984% | 0.005984%
4872 | 0.00598% | 0.01114% | 0.005598% | 0.007517% | 0.009878% | 0.01266% | 0.009078% | 0.0113% | 0.01003% | 0.0113% | 0.009878% | 0.007517% | 0.009878% | 0.005762% | 0.006844% | 0.007517% | 0.009878% | 0.01266% | 0.009078% | 0.0113% | 0.01003% | 0.01003% | 0.0113% | 0.009878% | 0.007517% | 0.009878% | 0.005762% | 0.006844% | 0.00598% | 0.00598%
4873 | 0.005774% | 0.01065% | 0.005585% | 0.006278% | 0.01028% | 0.01111% | 0.01022% | 0.009875% | 0.01045% | 0.009875% | 0.01028% | 0.006278% | 0.01028% | 0.004927% | 0.006873% | 0.006278% | 0.01028% | 0.01111% | 0.01022% | 0.009875% | 0.01045% | 0.01045% | 0.009875% | 0.01028% | 0.006278% | 0.01028% | 0.004927% | 0.006873% | 0.005774% | 0.005774%
4874 | 0.00577% | 0.01057% | 0.005472% | 0.006094% | 0.01009% | 0.01112% | 0.00988% | 0.008523% | 0.01058% | 0.008523% | 0.01009% | 0.006094% | 0.01009% | 0.00487% | 0.006885% | 0.006094% | 0.01009% | 0.01112% | 0.00988% | 0.008523% | 0.01058% | 0.01058% | 0.008523% | 0.01009% | 0.006094% | 0.01009% | 0.00487% | 0.006885% | 0.00577% | 0.00577%
4875 | 0.006017% | 0.01053% | 0.005498% | 0.006089% | 0.01033% | 0.01115% | 0.009872% | 0.007609% | 0.01157% | 0.007609% | 0.01033% | 0.006089% | 0.01033% | 0.005049% | 0.007117% | 0.006089% | 0.01033% | 0.01115% | 0.009872% | 0.007609% | 0.01157% | 0.01157% | 0.007609% | 0.01033% | 0.006089% | 0.01033% | 0.005049% | 0.007117% | 0.006017% | 0.006017%
4876 | 0.00647% | 0.01048% | 0.005497% | 0.006271% | 0.01122% | 0.01121% | 0.0104% | 0.007437% | 0.01238% | 0.007437% | 0.01122% | 0.006271% | 0.01122% | 0.005526% | 0.007793% | 0.006271% | 0.01122% | 0.01121% | 0.0104% | 0.007437% | 0.01238% | 0.01238% | 0.007437% | 0.01122% | 0.006271% | 0.01122% | 0.005526% | 0.007793% | 0.00647% | 0.00647%
4877 | 0.006583% | 0.0105% | 0.005244% | 0.007384% | 0.01247% | 0.01047% | 0.0111% | 0.00845% | 0.01338% | 0.00845% | 0.01247% | 0.007384% | 0.01247% | 0.005778% | 0.008461% | 0.007384% | 0.01247% | 0.01047% | 0.0111% | 0.00845% | 0.01338% | 0.01338% | 0.00845% | 0.01247% | 0.007384% | 0.01247% | 0.005778% | 0.008461% | 0.006583% | 0.006583%
4878 | 0.00725% | 0.01087% | 0.006043% | 0.007681% | 0.01475% | 0.01036% | 0.01195% | 0.01006% | 0.0156% | 0.01006% | 0.01475% | 0.007681% | 0.01475% | 0.006746% | 0.009115% | 0.007681% | 0.01475% | 0.01036% | 0.01195% | 0.01006% | 0.0156% | 0.0156% | 0.01006% | 0.01475% | 0.007681% | 0.01475% | 0.006746% | 0.009115% | 0.00725% | 0.00725%
4879 | 0.01465% | 0.01252% | 0.008965% | 0.01022% | 0.01758% | 0.01084% | 0.01483% | 0.01473% | 0.01737% | 0.01473% | 0.01758% | 0.01022% | 0.01758% | 0.01026% | 0.01228% | 0.01022% | 0.01758% | 0.01084% | 0.01483% | 0.01473% | 0.01737% | 0.01737% | 0.01473% | 0.01758% | 0.01022% | 0.01758% | 0.01026% | 0.01228% | 0.01465% | 0.01465%
4880 | 0.01704% | 0.01627% | 0.0161% | 0.0139% | 0.0201% | 0.01167% | 0.01766% | 0.01699% | 0.01904% | 0.01699% | 0.0201% | 0.0139% | 0.0201% | 0.01493% | 0.01525% | 0.0139% | 0.0201% | 0.01167% | 0.01766% | 0.01699% | 0.01904% | 0.01904% | 0.01699% | 0.0201% | 0.0139% | 0.0201% | 0.01493% | 0.01525% | 0.01704% | 0.01704%
4881 | 0.02023% | 0.02038% | 0.01946% | 0.01715% | 0.02244% | 0.0127% | 0.02046% | 0.01777% | 0.02061% | 0.01777% | 0.02244% | 0.01715% | 0.02244% | 0.01829% | 0.0176% | 0.01715% | 0.02244% | 0.0127% | 0.02046% | 0.01777% | 0.02061% | 0.02061% | 0.01777% | 0.02244% | 0.01715% | 0.02244% | 0.01829% | 0.0176% | 0.02023% | 0.02023%
4882 | 0.02419% | 0.02351% | 0.02207% | 0.02004% | 0.02426% | 0.0137% | 0.02288% | 0.0188% | 0.02193% | 0.0188% | 0.02426% | 0.02004% | 0.02426% | 0.02077% | 0.01933% | 0.02004% | 0.02426% | 0.0137% | 0.02288% | 0.0188% | 0.02193% | 0.02193% | 0.0188% | 0.02426% | 0.02004% | 0.02426% | 0.02077% | 0.01933% | 0.02419% | 0.02419%
4883 | 0.02691% | 0.02477% | 0.02422% | 0.0222% | 0.02484% | 0.01448% | 0.02419% | 0.01886% | 0.02208% | 0.01886% | 0.02484% | 0.0222% | 0.02484% | 0.02263% | 0.02044% | 0.0222% | 0.02484% | 0.01448% | 0.02419% | 0.01886% | 0.02208% | 0.02208% | 0.01886% | 0.02484% | 0.0222% | 0.02484% | 0.02263% | 0.02044% | 0.02691% | 0.02691%
4884 | 0.02859% | 0.02429% | 0.02582% | 0.02355% | 0.02475% | 0.01452% | 0.02482% | 0.01814% | 0.02192% | 0.01814% | 0.02475% | 0.02355% | 0.02475% | 0.02377% | 0.02094% | 0.02355% | 0.02475% | 0.01452% | 0.02482% | 0.01814% | 0.02192% | 0.02192% | 0.01814% | 0.02475% | 0.02355% | 0.02475% | 0.02377% | 0.02094% | 0.02859% | 0.02859%
4885 | 0.02851% | 0.02328% | 0.026% | 0.02389% | 0.02377% | 0.01367% | 0.02445% | 0.01747% | 0.02147% | 0.01747% | 0.02377% | 0.02389% | 0.02377% | 0.02406% | 0.02093% | 0.02389% | 0.02377% | 0.01367% | 0.02445% | 0.01747% | 0.02147% | 0.02147% | 0.01747% | 0.02377% | 0.02389% | 0.02377% | 0.02406% | 0.02093% | 0.02851% | 0.02851%
4886 | 0.02738% | 0.02042% | 0.02604% | 0.0237% | 0.02235% | 0.0125% | 0.0235% | 0.01695% | 0.02037% | 0.01695% | 0.02235% | 0.0237% | 0.02235% | 0.02408% | 0.02062% | 0.0237% | 0.02235% | 0.0125% | 0.0235% | 0.01695% | 0.02037% | 0.02037% | 0.01695% | 0.02235% | 0.0237% | 0.02235% | 0.02408% | 0.02062% | 0.02738% | 0.02738%
4887 | 0.02452% | 0.01709% | 0.02396% | 0.02265% | 0.02076% | 0.01119% | 0.02125% | 0.01717% | 0.0194% | 0.01717% | 0.02076% | 0.02265% | 0.02076% | 0.02289% | 0.01944% | 0.02265% | 0.02076% | 0.01119% | 0.02125% | 0.01717% | 0.0194% | 0.0194% | 0.01717% | 0.02076% | 0.02265% | 0.02076% | 0.02289% | 0.01944% | 0.02452% | 0.02452%
4888 | 0.02024% | 0.01509% | 0.02172% | 0.02123% | 0.01913% | 0.01059% | 0.01851% | 0.01575% | 0.0187% | 0.01575% | 0.01913% | 0.02123% | 0.01913% | 0.0205% | 0.01712% | 0.02123% | 0.01913% | 0.01059% | 0.01851% | 0.01575% | 0.0187% | 0.0187% | 0.01575% | 0.01913% | 0.02123% | 0.01913% | 0.0205% | 0.01712% | 0.02024% | 0.02024%
4889 | 0.01616% | 0.01269% | 0.01965% | 0.01947% | 0.01684% | 0.01041% | 0.01584% | 0.01539% | 0.01754% | 0.01539% | 0.01684% | 0.01947% | 0.01684% | 0.01785% | 0.01415% | 0.01947% | 0.01684% | 0.01041% | 0.01584% | 0.01539% | 0.01754% | 0.01754% | 0.01539% | 0.01684% | 0.01947% | 0.01684% | 0.01785% | 0.01415% | 0.01616% | 0.01616%
4890 | 0.007676% | 0.01166% | 0.01299% | 0.01787% | 0.01441% | 0.01073% | 0.01402% | 0.01497% | 0.01548% | 0.01497% | 0.01441% | 0.01787% | 0.01441% | 0.01577% | 0.01117% | 0.01787% | 0.01441% | 0.01073% | 0.01402% | 0.01497% | 0.01548% | 0.01548% | 0.01497% | 0.01441% | 0.01787% | 0.01441% | 0.01577% | 0.01117% | 0.007676% | 0.007676%
4891 | 0.006535% | 0.01124% | 0.01257% | 0.01623% | 0.01218% | 0.01102% | 0.01251% | 0.01448% | 0.01314% | 0.01448% | 0.01218% | 0.01623% | 0.01218% | 0.01427% | 0.008976% | 0.01623% | 0.01218% | 0.01102% | 0.01251% | 0.01448% | 0.01314% | 0.01314% | 0.01448% | 0.01218% | 0.01623% | 0.01218% | 0.01427% | 0.008976% | 0.006535% | 0.006535%
4892 | 0.006702% | 0.01103% | 0.0125% | 0.0152% | 0.01138% | 0.01131% | 0.01237% | 0.01433% | 0.01178% | 0.01433% | 0.01138% | 0.0152% | 0.01138% | 0.01371% | 0.009411% | 0.0152% | 0.01138% | 0.01131% | 0.01237% | 0.01433% | 0.01178% | 0.01178% | 0.01433% | 0.01138% | 0.0152% | 0.01138% | 0.01371% | 0.009411% | 0.006702% | 0.006702%
4893 | 0.0068% | 0.0109% | 0.006189% | 0.01312% | 0.01085% | 0.01131% | 0.01155% | 0.01447% | 0.01118% | 0.01447% | 0.01085% | 0.01312% | 0.01085% | 0.01156% | 0.009144% | 0.01312% | 0.01085% | 0.01131% | 0.01155% | 0.01447% | 0.01118% | 0.01118% | 0.01447% | 0.01085% | 0.01312% | 0.01085% | 0.01156% | 0.009144% | 0.0068% | 0.0068%
4894 | 0.006137% | 0.01073% | 0.005598% | 0.01022% | 0.01042% | 0.01115% | 0.01047% | 0.01456% | 0.01082% | 0.01456% | 0.01042% | 0.01022% | 0.01042% | 0.007904% | 0.008357% | 0.01022% | 0.01042% | 0.01115% | 0.01047% | 0.01456% | 0.01082% | 0.01082% | 0.01456% | 0.01042% | 0.01022% | 0.01042% | 0.007904% | 0.008357% | 0.006137% | 0.006137%
4895 | 0.005918% | 0.01061% | 0.005586% | 0.008264% | 0.01016% | 0.01101% | 0.009812% | 0.01438% | 0.01054% | 0.01438% | 0.01016% | 0.008264% | 0.01016% | 0.00557% | 0.007747% | 0.008264% | 0.01016% | 0.01101% | 0.009812% | 0.01438% | 0.01054% | 0.01054% | 0.01438% | 0.01016% | 0.008264% | 0.01016% | 0.00557% | 0.007747% | 0.005918% | 0.005918%
4896 | 0.005787% | 0.01046% | 0.005369% | 0.007184% | 0.009856% | 0.01129% | 0.009268% | 0.01139% | 0.01025% | 0.01139% | 0.009856% | 0.007184% | 0.009856% | 0.005094% | 0.007072% | 0.007184% | 0.009856% | 0.01129% | 0.009268% | 0.01139% | 0.01025% | 0.01025% | 0.01139% | 0.009856% | 0.007184% | 0.009856% | 0.005094% | 0.007072% | 0.005787% | 0.005787%
4897 | 0.005821% | 0.01034% | 0.005479% | 0.006181% | 0.009688% | 0.0108% | 0.009231% | 0.009735% | 0.01021% | 0.009735% | 0.009688% | 0.006181% | 0.009688% | 0.004849% | 0.006865% | 0.006181% | 0.009688% | 0.0108% | 0.009231% | 0.009735% | 0.01021% | 0.01021% | 0.009735% | 0.009688% | 0.006181% | 0.009688% | 0.004849% | 0.006865% | 0.005821% | 0.005821%
4898 | 0.005788% | 0.01025% | 0.005445% | 0.00603% | 0.009629% | 0.0108% | 0.009177% | 0.008491% | 0.01056% | 0.008491% | 0.009629% | 0.00603% | 0.009629% | 0.004817% | 0.006881% | 0.00603% | 0.009629% | 0.0108% | 0.009177% | 0.008491% | 0.01056% | 0.01056% | 0.008491% | 0.009629% | 0.00603% | 0.009629% | 0.004817% | 0.006881% | 0.005788% | 0.005788%
4899 | 0.00594% | 0.01018% | 0.005379% | 0.006019% | 0.009856% | 0.01087% | 0.009229% | 0.007604% | 0.01148% | 0.007604% | 0.009856% | 0.006019% | 0.009856% | 0.004996% | 0.007116% | 0.006019% | 0.009856% | 0.01087% | 0.009229% | 0.007604% | 0.01148% | 0.01148% | 0.007604% | 0.009856% | 0.006019% | 0.009856% | 0.004996% | 0.007116% | 0.00594% | 0.00594%
4900 | 0.006421% | 0.01008% | 0.00544% | 0.006182% | 0.01061% | 0.01089% | 0.009643% | 0.00742% | 0.01229% | 0.00742% | 0.01061% | 0.006182% | 0.01061% | 0.00541% | 0.00779% | 0.006182% | 0.01061% | 0.01089% | 0.009643% | 0.00742% | 0.01229% | 0.01229% | 0.00742% | 0.01061% | 0.006182% | 0.01061% | 0.00541% | 0.00779% | 0.006421% | 0.006421%
4901 | 0.006608% | 0.01036% | 0.005183% | 0.00704% | 0.01167% | 0.0103% | 0.01019% | 0.008401% | 0.0138% | 0.008401% | 0.01167% | 0.00704% | 0.01167% | 0.005649% | 0.008536% | 0.00704% | 0.01167% | 0.0103% | 0.01019% | 0.008401% | 0.0138% | 0.0138% | 0.008401% | 0.01167% | 0.00704% | 0.01167% | 0.005649% | 0.008536% | 0.006608% | 0.006608%
4902 | 0.007001% | 0.0105% | 0.005956% | 0.007262% | 0.01403% | 0.0099% | 0.01074% | 0.01015% | 0.01601% | 0.01015% | 0.01403% | 0.007262% | 0.01403% | 0.006349% | 0.009101% | 0.007262% | 0.01403% | 0.0099% | 0.01074% | 0.01015% | 0.01601% | 0.01601% | 0.01015% | 0.01403% | 0.007262% | 0.01403% | 0.006349% | 0.009101% | 0.007001% | 0.007001%
4903 | 0.01364% | 0.01203% | 0.008438% | 0.009719% | 0.01703% | 0.01039% | 0.01345% | 0.01527% | 0.01825% | 0.01527% | 0.01703% | 0.009719% | 0.01703% | 0.009491% | 0.01229% | 0.009719% | 0.01703% | 0.01039% | 0.01345% | 0.01527% | 0.01825% | 0.01825% | 0.01527% | 0.01703% | 0.009719% | 0.01703% | 0.009491% | 0.01229% | 0.01364% | 0.01364%
4904 | 0.01628% | 0.01549% | 0.01522% | 0.0134% | 0.01973% | 0.01117% | 0.01626% | 0.01773% | 0.02031% | 0.01773% | 0.01973% | 0.0134% | 0.01973% | 0.01385% | 0.0153% | 0.0134% | 0.01973% | 0.01117% | 0.01626% | 0.01773% | 0.02031% | 0.02031% | 0.01773% | 0.01973% | 0.0134% | 0.01973% | 0.01385% | 0.0153% | 0.01628% | 0.01628%
4905 | 0.01988% | 0.01942% | 0.01847% | 0.01669% | 0.02227% | 0.01247% | 0.01902% | 0.01885% | 0.02215% | 0.01885% | 0.02227% | 0.01669% | 0.02227% | 0.01703% | 0.01765% | 0.01669% | 0.02227% | 0.01247% | 0.01902% | 0.01885% | 0.02215% | 0.02215% | 0.01885% | 0.02227% | 0.01669% | 0.02227% | 0.01703% | 0.01765% | 0.01988% | 0.01988%
4906 | 0.02387% | 0.02243% | 0.02132% | 0.01948% | 0.02404% | 0.01414% | 0.02154% | 0.01975% | 0.02304% | 0.01975% | 0.02404% | 0.01948% | 0.02404% | 0.01948% | 0.0194% | 0.01948% | 0.02404% | 0.01414% | 0.02154% | 0.01975% | 0.02304% | 0.02304% | 0.01975% | 0.02404% | 0.01948% | 0.02404% | 0.01948% | 0.0194% | 0.02387% | 0.02387%
4907 | 0.02679% | 0.02357% | 0.02354% | 0.02155% | 0.02463% | 0.0154% | 0.02295% | 0.01986% | 0.0232% | 0.01986% | 0.02463% | 0.02155% | 0.02463% | 0.02134% | 0.02051% | 0.02155% | 0.02463% | 0.0154% | 0.02295% | 0.01986% | 0.0232% | 0.0232% | 0.01986% | 0.02463% | 0.02155% | 0.02463% | 0.02134% | 0.02051% | 0.02679% | 0.02679%
4908 | 0.02864% | 0.02302% | 0.02512% | 0.02278% | 0.02454% | 0.0151% | 0.02352% | 0.01923% | 0.02313% | 0.01923% | 0.02454% | 0.02278% | 0.02454% | 0.02249% | 0.02099% | 0.02278% | 0.02454% | 0.0151% | 0.02352% | 0.01923% | 0.02313% | 0.02313% | 0.01923% | 0.02454% | 0.02278% | 0.02454% | 0.02249% | 0.02099% | 0.02864% | 0.02864%
4909 | 0.02932% | 0.02216% | 0.02614% | 0.02341% | 0.02375% | 0.01463% | 0.02351% | 0.01861% | 0.02261% | 0.01861% | 0.02375% | 0.02341% | 0.02375% | 0.02323% | 0.02103% | 0.02341% | 0.02375% | 0.01463% | 0.02351% | 0.01861% | 0.02261% | 0.02261% | 0.01861% | 0.02375% | 0.02341% | 0.02375% | 0.02323% | 0.02103% | 0.02932% | 0.02932%
4910 | 0.02894% | 0.01967% | 0.02703% | 0.02368% | 0.02267% | 0.01373% | 0.02284% | 0.01833% | 0.02179% | 0.01833% | 0.02267% | 0.02368% | 0.02267% | 0.0235% | 0.02078% | 0.02368% | 0.02267% | 0.01373% | 0.02284% | 0.01833% | 0.02179% | 0.02179% | 0.01833% | 0.02267% | 0.02368% | 0.02267% | 0.0235% | 0.02078% | 0.02894% | 0.02894%
4911 | 0.02711% | 0.0167% | 0.02631% | 0.02321% | 0.02126% | 0.01247% | 0.02112% | 0.01853% | 0.02056% | 0.01853% | 0.02126% | 0.02321% | 0.02126% | 0.02284% | 0.01967% | 0.02321% | 0.02126% | 0.01247% | 0.02112% | 0.01853% | 0.02056% | 0.02056% | 0.01853% | 0.02126% | 0.02321% | 0.02126% | 0.02284% | 0.01967% | 0.02711% | 0.02711%
4912 | 0.02383% | 0.01505% | 0.02557% | 0.02253% | 0.02008% | 0.0122% | 0.01926% | 0.01717% | 0.01955% | 0.01717% | 0.02008% | 0.02253% | 0.02008% | 0.02141% | 0.01742% | 0.02253% | 0.02008% | 0.0122% | 0.01926% | 0.01717% | 0.01955% | 0.01955% | 0.01717% | 0.02008% | 0.02253% | 0.02008% | 0.02141% | 0.01742% | 0.02383% | 0.02383%
4913 | 0.02043% | 0.01309% | 0.02449% | 0.02135% | 0.01822% | 0.0121% | 0.01749% | 0.01684% | 0.01829% | 0.01684% | 0.01822% | 0.02135% | 0.01822% | 0.0196% | 0.01451% | 0.02135% | 0.01822% | 0.0121% | 0.01749% | 0.01684% | 0.01829% | 0.01829% | 0.01684% | 0.01822% | 0.02135% | 0.01822% | 0.0196% | 0.01451% | 0.02043% | 0.02043%
4914 | 0.008945% | 0.0121% | 0.01449% | 0.0196% | 0.01558% | 0.01212% | 0.01566% | 0.01626% | 0.01611% | 0.01626% | 0.01558% | 0.0196% | 0.01558% | 0.01749% | 0.01145% | 0.0196% | 0.01558% | 0.01212% | 0.01566% | 0.01626% | 0.01611% | 0.01611% | 0.01626% | 0.01558% | 0.0196% | 0.01558% | 0.01749% | 0.01145% | 0.008945% | 0.008945%
4915 | 0.007607% | 0.01141% | 0.0139% | 0.01742% | 0.01311% | 0.01205% | 0.01347% | 0.01572% | 0.0139% | 0.01572% | 0.01311% | 0.01742% | 0.01311% | 0.01538% | 0.009114% | 0.01742% | 0.01311% | 0.01205% | 0.01347% | 0.01572% | 0.0139% | 0.0139% | 0.01572% | 0.01311% | 0.01742% | 0.01311% | 0.01538% | 0.009114% | 0.007607% | 0.007607%
4916 | 0.007482% | 0.01115% | 0.01351% | 0.01611% | 0.01225% | 0.01193% | 0.0129% | 0.01572% | 0.01273% | 0.01572% | 0.01225% | 0.01611% | 0.01225% | 0.01441% | 0.009475% | 0.01611% | 0.01225% | 0.01193% | 0.0129% | 0.01572% | 0.01273% | 0.01273% | 0.01572% | 0.01225% | 0.01611% | 0.01225% | 0.01441% | 0.009475% | 0.007482% | 0.007482%
4917 | 0.007245% | 0.01093% | 0.006484% | 0.01382% | 0.01157% | 0.01152% | 0.01192% | 0.0157% | 0.01204% | 0.0157% | 0.01157% | 0.01382% | 0.01157% | 0.01199% | 0.009186% | 0.01382% | 0.01157% | 0.01152% | 0.01192% | 0.0157% | 0.01204% | 0.01204% | 0.0157% | 0.01157% | 0.01382% | 0.01157% | 0.01199% | 0.009186% | 0.007245% | 0.007245%
4918 | 0.006294% | 0.01072% | 0.005814% | 0.01066% | 0.0109% | 0.01125% | 0.01072% | 0.01535% | 0.01136% | 0.01535% | 0.0109% | 0.01066% | 0.0109% | 0.00814% | 0.008382% | 0.01066% | 0.0109% | 0.01125% | 0.01072% | 0.01535% | 0.01136% | 0.01136% | 0.01535% | 0.0109% | 0.01066% | 0.0109% | 0.00814% | 0.008382% | 0.006294% | 0.006294%
4919 | 0.005967% | 0.01055% | 0.005672% | 0.008642% | 0.01056% | 0.01111% | 0.01006% | 0.01506% | 0.01102% | 0.01506% | 0.01056% | 0.008642% | 0.01056% | 0.005733% | 0.007766% | 0.008642% | 0.01056% | 0.01111% | 0.01006% | 0.01506% | 0.01102% | 0.01102% | 0.01506% | 0.01056% | 0.008642% | 0.01056% | 0.005733% | 0.007766% | 0.005967% | 0.005967%
4920 | 0.005842% | 0.01042% | 0.00561% | 0.007309% | 0.01024% | 0.011% | 0.009624% | 0.01153% | 0.01074% | 0.01153% | 0.01024% | 0.007309% | 0.01024% | 0.00509% | 0.007112% | 0.007309% | 0.01024% | 0.011% | 0.009624% | 0.01153% | 0.01074% | 0.01074% | 0.01153% | 0.01024% | 0.007309% | 0.01024% | 0.00509% | 0.007112% | 0.005842% | 0.005842%
4921 | 0.005855% | 0.01028% | 0.005622% | 0.006393% | 0.0101% | 0.01101% | 0.009465% | 0.01007% | 0.01064% | 0.01007% | 0.0101% | 0.006393% | 0.0101% | 0.004976% | 0.006873% | 0.006393% | 0.0101% | 0.01101% | 0.009465% | 0.01007% | 0.01064% | 0.01064% | 0.01007% | 0.0101% | 0.006393% | 0.0101% | 0.004976% | 0.006873% | 0.005855% | 0.005855%
4922 | 0.005917% | 0.01021% | 0.005436% | 0.006247% | 0.01005% | 0.01098% | 0.009417% | 0.008858% | 0.01104% | 0.008858% | 0.01005% | 0.006247% | 0.01005% | 0.004944% | 0.006888% | 0.006247% | 0.01005% | 0.01098% | 0.009417% | 0.008858% | 0.01104% | 0.01104% | 0.008858% | 0.01005% | 0.006247% | 0.01005% | 0.004944% | 0.006888% | 0.005917% | 0.005917%
4923 | 0.005985% | 0.01016% | 0.005511% | 0.006241% | 0.01029% | 0.01094% | 0.00945% | 0.007973% | 0.01204% | 0.007973% | 0.01029% | 0.006241% | 0.01029% | 0.005108% | 0.007121% | 0.006241% | 0.01029% | 0.01094% | 0.00945% | 0.007973% | 0.01204% | 0.01204% | 0.007973% | 0.01029% | 0.006241% | 0.01029% | 0.005108% | 0.007121% | 0.005985% | 0.005985%
4924 | 0.006402% | 0.01012% | 0.00548% | 0.0064% | 0.01109% | 0.01098% | 0.009873% | 0.007816% | 0.01286% | 0.007816% | 0.01109% | 0.0064% | 0.01109% | 0.005541% | 0.007798% | 0.0064% | 0.01109% | 0.01098% | 0.009873% | 0.007816% | 0.01286% | 0.01286% | 0.007816% | 0.01109% | 0.0064% | 0.01109% | 0.005541% | 0.007798% | 0.006402% | 0.006402%
4925 | 0.006672% | 0.01025% | 0.005156% | 0.007473% | 0.01228% | 0.01037% | 0.01047% | 0.008746% | 0.01434% | 0.008746% | 0.01228% | 0.007473% | 0.01228% | 0.005862% | 0.008548% | 0.007473% | 0.01228% | 0.01037% | 0.01047% | 0.008746% | 0.01434% | 0.01434% | 0.008746% | 0.01228% | 0.007473% | 0.01228% | 0.005862% | 0.008548% | 0.006672% | 0.006672%
4926 | 0.007209% | 0.01054% | 0.005989% | 0.007649% | 0.01441% | 0.01004% | 0.01106% | 0.01038% | 0.01626% | 0.01038% | 0.01441% | 0.007649% | 0.01441% | 0.006511% | 0.009124% | 0.007649% | 0.01441% | 0.01004% | 0.01106% | 0.01038% | 0.01626% | 0.01626% | 0.01038% | 0.01441% | 0.007649% | 0.01441% | 0.006511% | 0.009124% | 0.007209% | 0.007209%
4927 | 0.01499% | 0.01217% | 0.00938% | 0.01008% | 0.01723% | 0.01054% | 0.01374% | 0.0157% | 0.01827% | 0.0157% | 0.01723% | 0.01008% | 0.01723% | 0.009672% | 0.01231% | 0.01008% | 0.01723% | 0.01054% | 0.01374% | 0.0157% | 0.01827% | 0.01827% | 0.0157% | 0.01723% | 0.01008% | 0.01723% | 0.009672% | 0.01231% | 0.01499% | 0.01499%
4928 | 0.01737% | 0.01569% | 0.01657% | 0.01362% | 0.01967% | 0.01127% | 0.01643% | 0.01783% | 0.01988% | 0.01783% | 0.01967% | 0.01362% | 0.01967% | 0.01396% | 0.01529% | 0.01362% | 0.01967% | 0.01127% | 0.01643% | 0.01783% | 0.01988% | 0.01988% | 0.01783% | 0.01967% | 0.01362% | 0.01967% | 0.01396% | 0.01529% | 0.01737% | 0.01737%
4929 | 0.02068% | 0.01973% | 0.01958% | 0.01682% | 0.02219% | 0.01257% | 0.01907% | 0.01882% | 0.02185% | 0.01882% | 0.02219% | 0.01682% | 0.02219% | 0.01698% | 0.01768% | 0.01682% | 0.02219% | 0.01257% | 0.01907% | 0.01882% | 0.02185% | 0.02185% | 0.01882% | 0.02219% | 0.01682% | 0.02219% | 0.01698% | 0.01768% | 0.02068% | 0.02068%
4930 | 0.02462% | 0.02277% | 0.02189% | 0.01949% | 0.02392% | 0.01388% | 0.02134% | 0.01979% | 0.02302% | 0.01979% | 0.02392% | 0.01949% | 0.02392% | 0.01911% | 0.01942% | 0.01949% | 0.02392% | 0.01388% | 0.02134% | 0.01979% | 0.02302% | 0.02302% | 0.01979% | 0.02392% | 0.01949% | 0.02392% | 0.01911% | 0.01942% | 0.02462% | 0.02462%
4931 | 0.027% | 0.02385% | 0.02355% | 0.02135% | 0.02452% | 0.01463% | 0.02258% | 0.01998% | 0.02343% | 0.01998% | 0.02452% | 0.02135% | 0.02452% | 0.02068% | 0.02054% | 0.02135% | 0.02452% | 0.01463% | 0.02258% | 0.01998% | 0.02343% | 0.02343% | 0.01998% | 0.02452% | 0.02135% | 0.02452% | 0.02068% | 0.02054% | 0.027% | 0.027%
4932 | 0.02837% | 0.02323% | 0.02477% | 0.02245% | 0.02436% | 0.01453% | 0.02306% | 0.01921% | 0.02323% | 0.01921% | 0.02436% | 0.02245% | 0.02436% | 0.02175% | 0.02102% | 0.02245% | 0.02436% | 0.01453% | 0.02306% | 0.01921% | 0.02323% | 0.02323% | 0.01921% | 0.02436% | 0.02245% | 0.02436% | 0.02175% | 0.02102% | 0.02837% | 0.02837%
4933 | 0.0285% | 0.02223% | 0.02552% | 0.02299% | 0.02322% | 0.01364% | 0.0229% | 0.01813% | 0.02218% | 0.01813% | 0.02322% | 0.02299% | 0.02322% | 0.02247% | 0.02103% | 0.02299% | 0.02322% | 0.01364% | 0.0229% | 0.01813% | 0.02218% | 0.02218% | 0.01813% | 0.02322% | 0.02299% | 0.02322% | 0.02247% | 0.02103% | 0.0285% | 0.0285%
4934 | 0.02779% | 0.01961% | 0.02607% | 0.02309% | 0.02179% | 0.01291% | 0.02206% | 0.0176% | 0.02098% | 0.0176% | 0.02179% | 0.02309% | 0.02179% | 0.02269% | 0.02074% | 0.02309% | 0.02179% | 0.01291% | 0.02206% | 0.0176% | 0.02098% | 0.02098% | 0.0176% | 0.02179% | 0.02309% | 0.02179% | 0.02269% | 0.02074% | 0.02779% | 0.02779%
4935 | 0.02613% | 0.01666% | 0.02517% | 0.0227% | 0.02096% | 0.01253% | 0.02062% | 0.01832% | 0.02056% | 0.01832% | 0.02096% | 0.0227% | 0.02096% | 0.02219% | 0.01972% | 0.0227% | 0.02096% | 0.01253% | 0.02062% | 0.01832% | 0.02056% | 0.02056% | 0.01832% | 0.02096% | 0.0227% | 0.02096% | 0.02219% | 0.01972% | 0.02613% | 0.02613%
4936 | 0.02269% | 0.01494% | 0.02408% | 0.02191% | 0.01984% | 0.01237% | 0.01867% | 0.01691% | 0.01974% | 0.01691% | 0.01984% | 0.02191% | 0.01984% | 0.02074% | 0.01747% | 0.02191% | 0.01984% | 0.01237% | 0.01867% | 0.01691% | 0.01974% | 0.01974% | 0.01691% | 0.01984% | 0.02191% | 0.01984% | 0.02074% | 0.01747% | 0.02269% | 0.02269%
4937 | 0.01873% | 0.01282% | 0.02261% | 0.02056% | 0.01743% | 0.01194% | 0.01656% | 0.01614% | 0.01774% | 0.01614% | 0.01743% | 0.02056% | 0.01743% | 0.01879% | 0.0144% | 0.02056% | 0.01743% | 0.01194% | 0.01656% | 0.01614% | 0.01774% | 0.01774% | 0.01614% | 0.01743% | 0.02056% | 0.01743% | 0.01879% | 0.0144% | 0.01873% | 0.01873%
4938 | 0.008438% | 0.01192% | 0.01399% | 0.01897% | 0.01498% | 0.01203% | 0.01487% | 0.01564% | 0.01544% | 0.01564% | 0.01498% | 0.01897% | 0.01498% | 0.01682% | 0.01134% | 0.01897% | 0.01498% | 0.01203% | 0.01487% | 0.01564% | 0.01544% | 0.01544% | 0.01564% | 0.01498% | 0.01897% | 0.01498% | 0.01682% | 0.01134% | 0.008438% | 0.008438%
4939 | 0.006967% | 0.01134% | 0.01344% | 0.01693% | 0.01252% | 0.01196% | 0.01295% | 0.01499% | 0.0132% | 0.01499% | 0.01252% | 0.01693% | 0.01252% | 0.01495% | 0.009065% | 0.01693% | 0.01252% | 0.01196% | 0.01295% | 0.01499% | 0.0132% | 0.0132% | 0.01499% | 0.01252% | 0.01693% | 0.01252% | 0.01495% | 0.009065% | 0.006967% | 0.006967%
4940 | 0.007299% | 0.01119% | 0.01336% | 0.01586% | 0.01175% | 0.01175% | 0.0127% | 0.01487% | 0.01198% | 0.01487% | 0.01175% | 0.01586% | 0.01175% | 0.0143% | 0.009695% | 0.01586% | 0.01175% | 0.01175% | 0.0127% | 0.01487% | 0.01198% | 0.01198% | 0.01487% | 0.01175% | 0.01586% | 0.01175% | 0.0143% | 0.009695% | 0.007299% | 0.007299%
4941 | 0.007107% | 0.01102% | 0.006423% | 0.01374% | 0.01138% | 0.01137% | 0.01177% | 0.01526% | 0.01165% | 0.01526% | 0.01138% | 0.01374% | 0.01138% | 0.01206% | 0.009177% | 0.01374% | 0.01138% | 0.01137% | 0.01177% | 0.01526% | 0.01165% | 0.01165% | 0.01526% | 0.01138% | 0.01374% | 0.01138% | 0.01206% | 0.009177% | 0.007107% | 0.007107%
4942 | 0.006368% | 0.01093% | 0.005856% | 0.01086% | 0.01115% | 0.01117% | 0.0108% | 0.01554% | 0.0116% | 0.01554% | 0.01115% | 0.01086% | 0.01115% | 0.008407% | 0.00839% | 0.01086% | 0.01115% | 0.01117% | 0.0108% | 0.01554% | 0.0116% | 0.0116% | 0.01554% | 0.01115% | 0.01086% | 0.01115% | 0.008407% | 0.00839% | 0.006368% | 0.006368%
4943 | 0.006045% | 0.01082% | 0.005618% | 0.008785% | 0.01082% | 0.01103% | 0.01013% | 0.01526% | 0.01132% | 0.01526% | 0.01082% | 0.008785% | 0.01082% | 0.005901% | 0.007773% | 0.008785% | 0.01082% | 0.01103% | 0.01013% | 0.01526% | 0.01132% | 0.01132% | 0.01526% | 0.01082% | 0.008785% | 0.01082% | 0.005901% | 0.007773% | 0.006045% | 0.006045%
4944 | 0.005951% | 0.01061% | 0.005541% | 0.007464% | 0.01049% | 0.01095% | 0.009735% | 0.01173% | 0.01107% | 0.01173% | 0.01049% | 0.007464% | 0.01049% | 0.005191% | 0.00712% | 0.007464% | 0.01049% | 0.01095% | 0.009735% | 0.01173% | 0.01107% | 0.01107% | 0.01173% | 0.01049% | 0.007464% | 0.01049% | 0.005191% | 0.00712% | 0.005951% | 0.005951%
4945 | 0.005929% | 0.01058% | 0.005684% | 0.00642% | 0.01029% | 0.01088% | 0.009527% | 0.01022% | 0.01092% | 0.01022% | 0.01029% | 0.00642% | 0.01029% | 0.004961% | 0.006881% | 0.00642% | 0.01029% | 0.01088% | 0.009527% | 0.01022% | 0.01092% | 0.01092% | 0.01022% | 0.01029% | 0.00642% | 0.01029% | 0.004961% | 0.006881% | 0.005929% | 0.005929%
4946 | 0.005884% | 0.01044% | 0.005398% | 0.006164% | 0.00991% | 0.01088% | 0.009367% | 0.008739% | 0.01087% | 0.008739% | 0.00991% | 0.006164% | 0.00991% | 0.004859% | 0.00689% | 0.006164% | 0.00991% | 0.01088% | 0.009367% | 0.008739% | 0.01087% | 0.01087% | 0.008739% | 0.00991% | 0.006164% | 0.00991% | 0.004859% | 0.00689% | 0.005884% | 0.005884%
4947 | 0.006025% | 0.01035% | 0.005423% | 0.006089% | 0.009953% | 0.01091% | 0.009334% | 0.007641% | 0.01157% | 0.007641% | 0.009953% | 0.006089% | 0.009953% | 0.004965% | 0.007122% | 0.006089% | 0.009953% | 0.01091% | 0.009334% | 0.007641% | 0.01157% | 0.01157% | 0.007641% | 0.009953% | 0.006089% | 0.009953% | 0.004965% | 0.007122% | 0.006025% | 0.006025%
4948 | 0.006414% | 0.0102% | 0.005417% | 0.006207% | 0.0107% | 0.01094% | 0.009736% | 0.00744% | 0.01232% | 0.00744% | 0.0107% | 0.006207% | 0.0107% | 0.005352% | 0.007797% | 0.006207% | 0.0107% | 0.01094% | 0.009736% | 0.00744% | 0.01232% | 0.01232% | 0.00744% | 0.0107% | 0.006207% | 0.0107% | 0.005352% | 0.007797% | 0.006414% | 0.006414%
4949 | 0.006589% | 0.01052% | 0.005133% | 0.007129% | 0.01178% | 0.01032% | 0.0103% | 0.008419% | 0.01373% | 0.008419% | 0.01178% | 0.007129% | 0.01178% | 0.005594% | 0.008544% | 0.007129% | 0.01178% | 0.01032% | 0.0103% | 0.008419% | 0.01373% | 0.01373% | 0.008419% | 0.01178% | 0.007129% | 0.01178% | 0.005594% | 0.008544% | 0.006589% | 0.006589%
4950 | 0.007052% | 0.01074% | 0.005957% | 0.007429% | 0.01413% | 0.009924% | 0.0109% | 0.01015% | 0.01587% | 0.01015% | 0.01413% | 0.007429% | 0.01413% | 0.006367% | 0.009109% | 0.007429% | 0.01413% | 0.009924% | 0.0109% | 0.01015% | 0.01587% | 0.01587% | 0.01015% | 0.01413% | 0.007429% | 0.01413% | 0.006367% | 0.009109% | 0.007052% | 0.007052%
4951 | 0.01397% | 0.01234% | 0.008677% | 0.009942% | 0.01717% | 0.01037% | 0.01362% | 0.01524% | 0.01813% | 0.01524% | 0.01717% | 0.009942% | 0.01717% | 0.009551% | 0.01228% | 0.009942% | 0.01717% | 0.01037% | 0.01362% | 0.01524% | 0.01813% | 0.01813% | 0.01524% | 0.01717% | 0.009942% | 0.01717% | 0.009551% | 0.01228% | 0.01397% | 0.01397%
4952 | 0.01698% | 0.01605% | 0.01566% | 0.01369% | 0.01997% | 0.01114% | 0.01648% | 0.01786% | 0.02028% | 0.01786% | 0.01997% | 0.01369% | 0.01997% | 0.01396% | 0.01529% | 0.01369% | 0.01997% | 0.01114% | 0.01648% | 0.01786% | 0.02028% | 0.02028% | 0.01786% | 0.01997% | 0.01369% | 0.01997% | 0.01396% | 0.01529% | 0.01698% | 0.01698%
4953 | 0.0204% | 0.02015% | 0.01899% | 0.01695% | 0.02249% | 0.01277% | 0.01925% | 0.01886% | 0.02201% | 0.01886% | 0.02249% | 0.01695% | 0.02249% | 0.0171% | 0.01766% | 0.01695% | 0.02249% | 0.01277% | 0.01925% | 0.01886% | 0.02201% | 0.02201% | 0.01886% | 0.02249% | 0.01695% | 0.02249% | 0.0171% | 0.01766% | 0.0204% | 0.0204%
4954 | 0.02339% | 0.02299% | 0.02083% | 0.01921% | 0.02334% | 0.01411% | 0.0212% | 0.01907% | 0.02188% | 0.01907% | 0.02334% | 0.01921% | 0.02334% | 0.01889% | 0.01927% | 0.01921% | 0.02334% | 0.01411% | 0.0212% | 0.01907% | 0.02188% | 0.02188% | 0.01907% | 0.02334% | 0.01921% | 0.02334% | 0.01889% | 0.01927% | 0.02339% | 0.02339%
4955 | 0.02465% | 0.02399% | 0.02208% | 0.02072% | 0.02325% | 0.01473% | 0.02222% | 0.01849% | 0.0212% | 0.01849% | 0.02325% | 0.02072% | 0.02325% | 0.02013% | 0.02026% | 0.02072% | 0.02325% | 0.01473% | 0.02222% | 0.01849% | 0.0212% | 0.0212% | 0.01849% | 0.02325% | 0.02072% | 0.02325% | 0.02013% | 0.02026% | 0.02465% | 0.02465%
4956 | 0.02425% | 0.02302% | 0.02236% | 0.02106% | 0.02206% | 0.01434% | 0.02228% | 0.01632% | 0.01944% | 0.01632% | 0.02206% | 0.02106% | 0.02206% | 0.02071% | 0.02063% | 0.02106% | 0.02206% | 0.01434% | 0.02228% | 0.01632% | 0.01944% | 0.01944% | 0.01632% | 0.02206% | 0.02106% | 0.02206% | 0.02071% | 0.02063% | 0.02425% | 0.02425%
4957 | 0.02413% | 0.02204% | 0.02313% | 0.02129% | 0.02073% | 0.01322% | 0.02189% | 0.01512% | 0.0183% | 0.01512% | 0.02073% | 0.02129% | 0.02073% | 0.0211% | 0.02065% | 0.02129% | 0.02073% | 0.01322% | 0.02189% | 0.01512% | 0.0183% | 0.0183% | 0.01512% | 0.02073% | 0.02129% | 0.02073% | 0.0211% | 0.02065% | 0.02413% | 0.02413%
4958 | 0.02406% | 0.01939% | 0.0239% | 0.02153% | 0.01964% | 0.01216% | 0.02096% | 0.01523% | 0.01783% | 0.01523% | 0.01964% | 0.02153% | 0.01964% | 0.02127% | 0.02036% | 0.02153% | 0.01964% | 0.01216% | 0.02096% | 0.01523% | 0.01783% | 0.01783% | 0.01523% | 0.01964% | 0.02153% | 0.01964% | 0.02127% | 0.02036% | 0.02406% | 0.02406%
4959 | 0.02222% | 0.01631% | 0.02273% | 0.02101% | 0.01837% | 0.01131% | 0.01915% | 0.01576% | 0.0171% | 0.01576% | 0.01837% | 0.02101% | 0.01837% | 0.02065% | 0.01926% | 0.02101% | 0.01837% | 0.01131% | 0.01915% | 0.01576% | 0.0171% | 0.0171% | 0.01576% | 0.01837% | 0.02101% | 0.01837% | 0.02065% | 0.01926% | 0.02222% | 0.02222%
4960 | 0.01866% | 0.01451% | 0.021% | 0.02006% | 0.01701% | 0.01084% | 0.01685% | 0.01436% | 0.01643% | 0.01436% | 0.01701% | 0.02006% | 0.01701% | 0.01911% | 0.01697% | 0.02006% | 0.01701% | 0.01084% | 0.01685% | 0.01436% | 0.01643% | 0.01643% | 0.01436% | 0.01701% | 0.02006% | 0.01701% | 0.01911% | 0.01697% | 0.01866% | 0.01866%
4961 | 0.01552% | 0.01256% | 0.01963% | 0.01913% | 0.01558% | 0.01048% | 0.01493% | 0.01457% | 0.01594% | 0.01457% | 0.01558% | 0.01913% | 0.01558% | 0.01748% | 0.01406% | 0.01913% | 0.01558% | 0.01048% | 0.01493% | 0.01457% | 0.01594% | 0.01594% | 0.01457% | 0.01558% | 0.01913% | 0.01558% | 0.01748% | 0.01406% | 0.01552% | 0.01552%
4962 | 0.007492% | 0.01176% | 0.01297% | 0.01787% | 0.01391% | 0.01073% | 0.01354% | 0.0147% | 0.01484% | 0.0147% | 0.01391% | 0.01787% | 0.01391% | 0.01581% | 0.01117% | 0.01787% | 0.01391% | 0.01073% | 0.01354% | 0.0147% | 0.01484% | 0.01484% | 0.0147% | 0.01391% | 0.01787% | 0.01391% | 0.01581% | 0.01117% | 0.007492% | 0.007492%
4963 | 0.006334% | 0.01119% | 0.01243% | 0.01608% | 0.0118% | 0.01092% | 0.01196% | 0.01434% | 0.01287% | 0.01434% | 0.0118% | 0.01608% | 0.0118% | 0.01425% | 0.00898% | 0.01608% | 0.0118% | 0.01092% | 0.01196% | 0.01434% | 0.01287% | 0.01287% | 0.01434% | 0.0118% | 0.01608% | 0.0118% | 0.01425% | 0.00898% | 0.006334% | 0.006334%
4964 | 0.006842% | 0.01102% | 0.01255% | 0.01516% | 0.01113% | 0.01122% | 0.01205% | 0.01422% | 0.01156% | 0.01422% | 0.01113% | 0.01516% | 0.01113% | 0.01383% | 0.009674% | 0.01516% | 0.01113% | 0.01122% | 0.01205% | 0.01422% | 0.01156% | 0.01156% | 0.01422% | 0.01113% | 0.01516% | 0.01113% | 0.01383% | 0.009674% | 0.006842% | 0.006842%
4965 | 0.006607% | 0.01078% | 0.00615% | 0.01291% | 0.0104% | 0.01105% | 0.01112% | 0.01409% | 0.01074% | 0.01409% | 0.0104% | 0.01291% | 0.0104% | 0.01155% | 0.009137% | 0.01291% | 0.0104% | 0.01105% | 0.01112% | 0.01409% | 0.01074% | 0.01074% | 0.01409% | 0.0104% | 0.01291% | 0.0104% | 0.01155% | 0.009137% | 0.006607% | 0.006607%
4966 | 0.006045% | 0.01057% | 0.005604% | 0.01001% | 0.009994% | 0.01082% | 0.01012% | 0.01408% | 0.01033% | 0.01408% | 0.009994% | 0.01001% | 0.009994% | 0.007853% | 0.008354% | 0.01001% | 0.009994% | 0.01082% | 0.01012% | 0.01408% | 0.01033% | 0.01033% | 0.01408% | 0.009994% | 0.01001% | 0.009994% | 0.007853% | 0.008354% | 0.006045% | 0.006045%
4967 | 0.005719% | 0.01048% | 0.005499% | 0.008046% | 0.009754% | 0.01077% | 0.009521% | 0.01385% | 0.01007% | 0.01385% | 0.009754% | 0.008046% | 0.009754% | 0.005442% | 0.007748% | 0.008046% | 0.009754% | 0.01077% | 0.009521% | 0.01385% | 0.01007% | 0.01007% | 0.01385% | 0.009754% | 0.008046% | 0.009754% | 0.005442% | 0.007748% | 0.005719% | 0.005719%
4968 | 0.005815% | 0.01043% | 0.00549% | 0.007016% | 0.009804% | 0.01079% | 0.009344% | 0.01122% | 0.01021% | 0.01122% | 0.009804% | 0.007016% | 0.009804% | 0.004905% | 0.007107% | 0.007016% | 0.009804% | 0.01079% | 0.009344% | 0.01122% | 0.01021% | 0.01021% | 0.01122% | 0.009804% | 0.007016% | 0.009804% | 0.004905% | 0.007107% | 0.005815% | 0.005815%
4969 | 0.005706% | 0.01018% | 0.005459% | 0.00611% | 0.009357% | 0.01073% | 0.009039% | 0.009481% | 0.009777% | 0.009481% | 0.009357% | 0.00611% | 0.009357% | 0.004787% | 0.006866% | 0.00611% | 0.009357% | 0.01073% | 0.009039% | 0.009481% | 0.009777% | 0.009777% | 0.009481% | 0.009357% | 0.00611% | 0.009357% | 0.004787% | 0.006866% | 0.005706% | 0.005706%
4970 | 0.005676% | 0.009977% | 0.005419% | 0.005947% | 0.009279% | 0.01071% | 0.008968% | 0.008217% | 0.01005% | 0.008217% | 0.009279% | 0.005947% | 0.009279% | 0.004741% | 0.006881% | 0.005947% | 0.009279% | 0.01071% | 0.008968% | 0.008217% | 0.01005% | 0.01005% | 0.008217% | 0.009279% | 0.005947% | 0.009279% | 0.004741% | 0.006881% | 0.005676% | 0.005676%
4971 | 0.005936% | 0.00988% | 0.005409% | 0.00592% | 0.009429% | 0.01075% | 0.008998% | 0.007231% | 0.01081% | 0.007231% | 0.009429% | 0.00592% | 0.009429% | 0.004894% | 0.007116% | 0.00592% | 0.009429% | 0.01075% | 0.008998% | 0.007231% | 0.01081% | 0.01081% | 0.007231% | 0.009429% | 0.00592% | 0.009429% | 0.004894% | 0.007116% | 0.005936% | 0.005936%
4972 | 0.006251% | 0.009772% | 0.005486% | 0.006046% | 0.01006% | 0.01082% | 0.009363% | 0.00698% | 0.01145% | 0.00698% | 0.01006% | 0.006046% | 0.01006% | 0.005277% | 0.00779% | 0.006046% | 0.01006% | 0.01082% | 0.009363% | 0.00698% | 0.01145% | 0.01145% | 0.00698% | 0.01006% | 0.006046% | 0.01006% | 0.005277% | 0.00779% | 0.006251% | 0.006251%
4973 | 0.00667% | 0.01003% | 0.005215% | 0.006773% | 0.01093% | 0.01036% | 0.0099% | 0.007848% | 0.01213% | 0.007848% | 0.01093% | 0.006773% | 0.01093% | 0.005463% | 0.008658% | 0.006773% | 0.01093% | 0.01036% | 0.0099% | 0.007848% | 0.01213% | 0.01213% | 0.007848% | 0.01093% | 0.006773% | 0.01093% | 0.005463% | 0.008658% | 0.00667% | 0.00667%
4974 | 0.006931% | 0.01009% | 0.005911% | 0.006806% | 0.01277% | 0.009869% | 0.01015% | 0.009465% | 0.01431% | 0.009465% | 0.01277% | 0.006806% | 0.01277% | 0.006035% | 0.009082% | 0.006806% | 0.01277% | 0.009869% | 0.01015% | 0.009465% | 0.01431% | 0.01431% | 0.009465% | 0.01277% | 0.006806% | 0.01277% | 0.006035% | 0.009082% | 0.006931% | 0.006931%
4975 | 0.01203% | 0.01149% | 0.007898% | 0.008992% | 0.01554% | 0.01022% | 0.01265% | 0.01354% | 0.01629% | 0.01354% | 0.01554% | 0.008992% | 0.01554% | 0.008985% | 0.01222% | 0.008992% | 0.01554% | 0.01022% | 0.01265% | 0.01354% | 0.01629% | 0.01629% | 0.01354% | 0.01554% | 0.008992% | 0.01554% | 0.008985% | 0.01222% | 0.01203% | 0.01203%
4976 | 0.01438% | 0.01473% | 0.01395% | 0.01233% | 0.01807% | 0.01107% | 0.01531% | 0.01596% | 0.01793% | 0.01596% | 0.01807% | 0.01233% | 0.01807% | 0.01302% | 0.0152% | 0.01233% | 0.01807% | 0.01107% | 0.01531% | 0.01596% | 0.01793% | 0.01793% | 0.01596% | 0.01807% | 0.01233% | 0.01807% | 0.01302% | 0.0152% | 0.01438% | 0.01438%
4977 | 0.01697% | 0.01862% | 0.01656% | 0.01512% | 0.02017% | 0.0123% | 0.01773% | 0.01664% | 0.0193% | 0.01664% | 0.02017% | 0.01512% | 0.02017% | 0.01571% | 0.01753% | 0.01512% | 0.02017% | 0.0123% | 0.01773% | 0.01664% | 0.0193% | 0.0193% | 0.01664% | 0.02017% | 0.01512% | 0.02017% | 0.01571% | 0.01753% | 0.01697% | 0.01697%
4978 | 0.01969% | 0.02123% | 0.01838% | 0.01731% | 0.02135% | 0.01347% | 0.01971% | 0.01705% | 0.01971% | 0.01705% | 0.02135% | 0.01731% | 0.02135% | 0.0176% | 0.01919% | 0.01731% | 0.02135% | 0.01347% | 0.01971% | 0.01705% | 0.01971% | 0.01971% | 0.01705% | 0.02135% | 0.01731% | 0.02135% | 0.0176% | 0.01919% | 0.01969% | 0.01969%
4979 | 0.02154% | 0.02228% | 0.01975% | 0.01892% | 0.02156% | 0.01418% | 0.02079% | 0.01685% | 0.0195% | 0.01685% | 0.02156% | 0.01892% | 0.02156% | 0.01907% | 0.02024% | 0.01892% | 0.02156% | 0.01418% | 0.02079% | 0.01685% | 0.0195% | 0.0195% | 0.01685% | 0.02156% | 0.01892% | 0.02156% | 0.01907% | 0.02024% | 0.02154% | 0.02154%
4980 | 0.02259% | 0.02184% | 0.02081% | 0.01995% | 0.0211% | 0.0141% | 0.02114% | 0.0159% | 0.01893% | 0.0159% | 0.0211% | 0.01995% | 0.0211% | 0.02006% | 0.02066% | 0.01995% | 0.0211% | 0.0141% | 0.02114% | 0.0159% | 0.01893% | 0.01893% | 0.0159% | 0.0211% | 0.01995% | 0.0211% | 0.02006% | 0.02066% | 0.02259% | 0.02259%
4981 | 0.02284% | 0.021% | 0.02174% | 0.02053% | 0.02011% | 0.01339% | 0.02099% | 0.01512% | 0.01818% | 0.01512% | 0.02011% | 0.02053% | 0.02011% | 0.0207% | 0.02065% | 0.02053% | 0.02011% | 0.01339% | 0.02099% | 0.01512% | 0.01818% | 0.01818% | 0.01512% | 0.02011% | 0.02053% | 0.02011% | 0.0207% | 0.02065% | 0.02284% | 0.02284%
4982 | 0.02215% | 0.01842% | 0.02205% | 0.0206% | 0.01884% | 0.01226% | 0.0201% | 0.01478% | 0.01728% | 0.01478% | 0.01884% | 0.0206% | 0.01884% | 0.02082% | 0.02031% | 0.0206% | 0.01884% | 0.01226% | 0.0201% | 0.01478% | 0.01728% | 0.01728% | 0.01478% | 0.01884% | 0.0206% | 0.01884% | 0.02082% | 0.02031% | 0.02215% | 0.02215%
4983 | 0.02094% | 0.01556% | 0.02158% | 0.02037% | 0.01793% | 0.01168% | 0.01878% | 0.01534% | 0.01673% | 0.01534% | 0.01793% | 0.02037% | 0.01793% | 0.02045% | 0.01928% | 0.02037% | 0.01793% | 0.01168% | 0.01878% | 0.01534% | 0.01673% | 0.01673% | 0.01534% | 0.01793% | 0.02037% | 0.01793% | 0.02045% | 0.01928% | 0.02094% | 0.02094%
4984 | 0.01856% | 0.01405% | 0.02107% | 0.01991% | 0.01699% | 0.0113% | 0.01704% | 0.01409% | 0.01619% | 0.01409% | 0.01699% | 0.01991% | 0.01699% | 0.01933% | 0.01712% | 0.01991% | 0.01699% | 0.0113% | 0.01704% | 0.01409% | 0.01619% | 0.01619% | 0.01409% | 0.01699% | 0.01991% | 0.01699% | 0.01933% | 0.01712% | 0.01856% | 0.01856%
4985 | 0.0156% | 0.01216% | 0.02011% | 0.01899% | 0.01544% | 0.01099% | 0.01527% | 0.01395% | 0.01523% | 0.01395% | 0.01544% | 0.01899% | 0.01544% | 0.0177% | 0.01424% | 0.01899% | 0.01544% | 0.01099% | 0.01527% | 0.01395% | 0.01523% | 0.01523% | 0.01395% | 0.01544% | 0.01899% | 0.01544% | 0.0177% | 0.01424% | 0.0156% | 0.0156%
4986 | 0.007572% | 0.01135% | 0.01305% | 0.01766% | 0.01341% | 0.01117% | 0.01368% | 0.01362% | 0.01358% | 0.01362% | 0.01341% | 0.01766% | 0.01341% | 0.01589% | 0.01125% | 0.01766% | 0.01341% | 0.01117% | 0.01368% | 0.01362% | 0.01358% | 0.01358% | 0.01362% | 0.01341% | 0.01766% | 0.01341% | 0.01589% | 0.01125% | 0.007572% | 0.007572%
4987 | 0.00658% | 0.01075% | 0.01249% | 0.01581% | 0.01142% | 0.01129% | 0.01198% | 0.01309% | 0.01179% | 0.01309% | 0.01142% | 0.01581% | 0.01142% | 0.01415% | 0.009004% | 0.01581% | 0.01142% | 0.01129% | 0.01198% | 0.01309% | 0.01179% | 0.01179% | 0.01309% | 0.01142% | 0.01581% | 0.01142% | 0.01415% | 0.009004% | 0.00658% | 0.00658%
4988 | 0.00678% | 0.0106% | 0.01252% | 0.01482% | 0.01073% | 0.01143% | 0.01189% | 0.01306% | 0.01076% | 0.01306% | 0.01073% | 0.01482% | 0.01073% | 0.01355% | 0.009699% | 0.01482% | 0.01073% | 0.01143% | 0.01189% | 0.01306% | 0.01076% | 0.01076% | 0.01306% | 0.01073% | 0.01482% | 0.01073% | 0.01355% | 0.009699% | 0.00678% | 0.00678%
4989 | 0.006554% | 0.01042% | 0.006109% | 0.01264% | 0.01007% | 0.01115% | 0.01095% | 0.0133% | 0.01023% | 0.0133% | 0.01007% | 0.01264% | 0.01007% | 0.01125% | 0.009132% | 0.01264% | 0.01007% | 0.01115% | 0.01095% | 0.0133% | 0.01023% | 0.01023% | 0.0133% | 0.01007% | 0.01264% | 0.01007% | 0.01125% | 0.009132% | 0.006554% | 0.006554%
4990 | 0.005989% | 0.01021% | 0.00564% | 0.009784% | 0.009682% | 0.01085% | 0.009963% | 0.01343% | 0.009952% | 0.01343% | 0.009682% | 0.009784% | 0.009682% | 0.00767% | 0.008348% | 0.009784% | 0.009682% | 0.01085% | 0.009963% | 0.01343% | 0.009952% | 0.009952% | 0.01343% | 0.009682% | 0.009784% | 0.009682% | 0.00767% | 0.008348% | 0.005989% | 0.005989%
4991 | 0.00568% | 0.01003% | 0.005469% | 0.007882% | 0.009472% | 0.01073% | 0.009364% | 0.01329% | 0.00974% | 0.01329% | 0.009472% | 0.007882% | 0.009472% | 0.005415% | 0.007744% | 0.007882% | 0.009472% | 0.01073% | 0.009364% | 0.01329% | 0.00974% | 0.00974% | 0.01329% | 0.009472% | 0.007882% | 0.009472% | 0.005415% | 0.007744% | 0.00568% | 0.00568%
4992 | 0.005618% | 0.009932% | 0.005454% | 0.006792% | 0.009342% | 0.01079% | 0.009108% | 0.01077% | 0.009653% | 0.01077% | 0.009342% | 0.006792% | 0.009342% | 0.004848% | 0.007105% | 0.006792% | 0.009342% | 0.01079% | 0.009108% | 0.01077% | 0.009653% | 0.009653% | 0.01077% | 0.009342% | 0.006792% | 0.009342% | 0.004848% | 0.007105% | 0.005618% | 0.005618%
4993 | 0.005811% | 0.01162% | 0.005656% | 0.005969% | 0.009751% | 0.01215% | 0.009135% | 0.0092% | 0.009687% | 0.0092% | 0.009751% | 0.005969% | 0.009751% | 0.004994% | 0.006854% | 0.005969% | 0.009751% | 0.01215% | 0.009135% | 0.0092% | 0.009687% | 0.009687% | 0.0092% | 0.009751% | 0.005969% | 0.009751% | 0.004994% | 0.006854% | 0.005811% | 0.005811%
4994 | 0.005819% | 0.01175% | 0.005701% | 0.005881% | 0.009502% | 0.01216% | 0.009053% | 0.00843% | 0.009886% | 0.00843% | 0.009502% | 0.005881% | 0.009502% | 0.004537% | 0.006856% | 0.005881% | 0.009502% | 0.01216% | 0.009053% | 0.00843% | 0.009886% | 0.009886% | 0.00843% | 0.009502% | 0.005881% | 0.009502% | 0.004537% | 0.006856% | 0.005819% | 0.005819%
4995 | 0.005576% | 0.01173% | 0.005401% | 0.005877% | 0.009607% | 0.01218% | 0.008941% | 0.008083% | 0.01051% | 0.008083% | 0.009607% | 0.005877% | 0.009607% | 0.004554% | 0.006857% | 0.005877% | 0.009607% | 0.01218% | 0.008941% | 0.008083% | 0.01051% | 0.01051% | 0.008083% | 0.009607% | 0.005877% | 0.009607% | 0.004554% | 0.006857% | 0.005576% | 0.005576%
4996 | 0.005631% | 0.01173% | 0.005399% | 0.005985% | 0.009937% | 0.01222% | 0.008853% | 0.008223% | 0.01068% | 0.008223% | 0.009937% | 0.005985% | 0.009937% | 0.004887% | 0.006859% | 0.005985% | 0.009937% | 0.01222% | 0.008853% | 0.008223% | 0.01068% | 0.01068% | 0.008223% | 0.009937% | 0.005985% | 0.009937% | 0.004887% | 0.006859% | 0.005631% | 0.005631%
4997 | 0.005054% | 0.0118% | 0.004991% | 0.006471% | 0.00969% | 0.01178% | 0.00837% | 0.008862% | 0.01071% | 0.008862% | 0.00969% | 0.006471% | 0.00969% | 0.005096% | 0.006324% | 0.006471% | 0.00969% | 0.01178% | 0.00837% | 0.008862% | 0.01071% | 0.01071% | 0.008862% | 0.00969% | 0.006471% | 0.00969% | 0.005096% | 0.006324% | 0.005054% | 0.005054%
4998 | 0.003949% | 0.01182% | 0.003672% | 0.006368% | 0.009625% | 0.01119% | 0.006973% | 0.01009% | 0.01155% | 0.01009% | 0.009625% | 0.006368% | 0.009625% | 0.005427% | 0.004262% | 0.006368% | 0.009625% | 0.01119% | 0.006973% | 0.01009% | 0.01155% | 0.01155% | 0.01009% | 0.009625% | 0.006368% | 0.009625% | 0.005427% | 0.004262% | 0.003949% | 0.003949%
4999 | 0.006542% | 0.01238% | 0.005776% | 0.008578% | 0.01095% | 0.01131% | 0.007498% | 0.01344% | 0.01243% | 0.01344% | 0.01095% | 0.008578% | 0.01095% | 0.008373% | 0.004264% | 0.008578% | 0.01095% | 0.01131% | 0.007498% | 0.01344% | 0.01243% | 0.01243% | 0.01344% | 0.01095% | 0.008578% | 0.01095% | 0.008373% | 0.004264% | 0.006542% | 0.006542%
5000 | 0.005984% | 0.01343% | 0.005347% | 0.01193% | 0.0123% | 0.01204% | 0.008411% | 0.01544% | 0.01311% | 0.01544% | 0.0123% | 0.01193% | 0.0123% | 0.01253% | 0.00431% | 0.01193% | 0.0123% | 0.01204% | 0.008411% | 0.01544% | 0.01311% | 0.01311% | 0.01544% | 0.0123% | 0.01193% | 0.0123% | 0.01253% | 0.00431% | 0.005984% | 0.005984%
5001 | 0.006251% | 0.01468% | 0.005622% | 0.01478% | 0.0135% | 0.01287% | 0.009418% | 0.01634% | 0.01362% | 0.01634% | 0.0135% | 0.01478% | 0.0135% | 0.01544% | 0.004367% | 0.01478% | 0.0135% | 0.01287% | 0.009418% | 0.01634% | 0.01362% | 0.01362% | 0.01634% | 0.0135% | 0.01478% | 0.0135% | 0.01544% | 0.004367% | 0.006251% | 0.006251%
5002 | 0.007129% | 0.01623% | 0.006425% | 0.01718% | 0.01443% | 0.01387% | 0.01064% | 0.01768% | 0.01398% | 0.01768% | 0.01443% | 0.01718% | 0.01443% | 0.01752% | 0.004411% | 0.01718% | 0.01443% | 0.01387% | 0.01064% | 0.01768% | 0.01398% | 0.01398% | 0.01768% | 0.01443% | 0.01718% | 0.01443% | 0.01752% | 0.004411% | 0.007129% | 0.007129%
5003 | 0.007786% | 0.01734% | 0.007182% | 0.01902% | 0.01472% | 0.01417% | 0.01174% | 0.01844% | 0.01416% | 0.01844% | 0.01472% | 0.01902% | 0.01472% | 0.01891% | 0.004433% | 0.01902% | 0.01472% | 0.01417% | 0.01174% | 0.01844% | 0.01416% | 0.01416% | 0.01844% | 0.01472% | 0.01902% | 0.01472% | 0.01891% | 0.004433% | 0.007786% | 0.007786%
5004 | 0.008465% | 0.01729% | 0.007857% | 0.02019% | 0.0149% | 0.01393% | 0.0125% | 0.01851% | 0.01429% | 0.01851% | 0.0149% | 0.02019% | 0.0149% | 0.01986% | 0.004456% | 0.02019% | 0.0149% | 0.01393% | 0.0125% | 0.01851% | 0.01429% | 0.01429% | 0.01851% | 0.0149% | 0.02019% | 0.0149% | 0.01986% | 0.004456% | 0.008465% | 0.008465%
5005 | 0.008803% | 0.01654% | 0.007544% | 0.0206% | 0.01504% | 0.01313% | 0.0124% | 0.01855% | 0.01439% | 0.01855% | 0.01504% | 0.0206% | 0.01504% | 0.02051% | 0.00444% | 0.0206% | 0.01504% | 0.01313% | 0.0124% | 0.01855% | 0.01439% | 0.01439% | 0.01855% | 0.01504% | 0.0206% | 0.01504% | 0.02051% | 0.00444% | 0.008803% | 0.008803%
5006 | 0.00886% | 0.01544% | 0.007531% | 0.0205% | 0.01522% | 0.01201% | 0.01216% | 0.01831% | 0.01448% | 0.01831% | 0.01522% | 0.0205% | 0.01522% | 0.02096% | 0.004473% | 0.0205% | 0.01522% | 0.01201% | 0.01216% | 0.01831% | 0.01448% | 0.01448% | 0.01831% | 0.01522% | 0.0205% | 0.01522% | 0.02096% | 0.004473% | 0.00886% | 0.00886%
5007 | 0.008816% | 0.0144% | 0.007554% | 0.02004% | 0.01529% | 0.01122% | 0.01163% | 0.01845% | 0.01461% | 0.01845% | 0.01529% | 0.02004% | 0.01529% | 0.02109% | 0.0045% | 0.02004% | 0.01529% | 0.01122% | 0.01163% | 0.01845% | 0.01461% | 0.01461% | 0.01845% | 0.01529% | 0.02004% | 0.01529% | 0.02109% | 0.0045% | 0.008816% | 0.008816%
5008 | 0.00906% | 0.01368% | 0.007838% | 0.01957% | 0.01515% | 0.01092% | 0.01103% | 0.01685% | 0.01443% | 0.01685% | 0.01515% | 0.01957% | 0.01515% | 0.02112% | 0.004528% | 0.01957% | 0.01515% | 0.01092% | 0.01103% | 0.01685% | 0.01443% | 0.01443% | 0.01685% | 0.01515% | 0.01957% | 0.01515% | 0.02112% | 0.004528% | 0.00906% | 0.00906%
5009 | 0.008667% | 0.0129% | 0.007759% | 0.01864% | 0.01458% | 0.01101% | 0.01013% | 0.01627% | 0.01391% | 0.01627% | 0.01458% | 0.01864% | 0.01458% | 0.02075% | 0.004506% | 0.01864% | 0.01458% | 0.01101% | 0.01013% | 0.01627% | 0.01391% | 0.01391% | 0.01627% | 0.01458% | 0.01864% | 0.01458% | 0.02075% | 0.004506% | 0.008667% | 0.008667%
5010 | 0.004702% | 0.01246% | 0.004141% | 0.01727% | 0.01357% | 0.01155% | 0.009077% | 0.01567% | 0.01312% | 0.01567% | 0.01357% | 0.01727% | 0.01357% | 0.01978% | 0.004408% | 0.01727% | 0.01357% | 0.01155% | 0.009077% | 0.01567% | 0.01312% | 0.01312% | 0.01567% | 0.01357% | 0.01727% | 0.01357% | 0.01978% | 0.004408% | 0.004702% | 0.004702%
5011 | 0.004866% | 0.01221% | 0.004257% | 0.01555% | 0.01237% | 0.01214% | 0.00824% | 0.01509% | 0.01256% | 0.01509% | 0.01237% | 0.01555% | 0.01237% | 0.01828% | 0.004325% | 0.01555% | 0.01237% | 0.01214% | 0.00824% | 0.01509% | 0.01256% | 0.01256% | 0.01509% | 0.01237% | 0.01555% | 0.01237% | 0.01828% | 0.004325% | 0.004866% | 0.004866%
5012 | 0.006335% | 0.01218% | 0.005866% | 0.01458% | 0.0119% | 0.01263% | 0.009368% | 0.0144% | 0.01185% | 0.0144% | 0.0119% | 0.01458% | 0.0119% | 0.01742% | 0.006494% | 0.01458% | 0.0119% | 0.01263% | 0.009368% | 0.0144% | 0.01185% | 0.01185% | 0.0144% | 0.0119% | 0.01458% | 0.0119% | 0.01742% | 0.006494% | 0.006335% | 0.006335%
5013 | 0.006648% | 0.01209% | 0.006129% | 0.01234% | 0.01087% | 0.01279% | 0.009381% | 0.01364% | 0.01095% | 0.01364% | 0.01087% | 0.01234% | 0.01087% | 0.01446% | 0.006876% | 0.01234% | 0.01087% | 0.01279% | 0.009381% | 0.01364% | 0.01095% | 0.01095% | 0.01364% | 0.01087% | 0.01234% | 0.01087% | 0.01446% | 0.006876% | 0.006648% | 0.006648%
5014 | 0.006464% | 0.01206% | 0.006167% | 0.009479% | 0.01027% | 0.01274% | 0.009281% | 0.01297% | 0.01027% | 0.01297% | 0.01027% | 0.009479% | 0.01027% | 0.01003% | 0.006874% | 0.009479% | 0.01027% | 0.01274% | 0.009281% | 0.01297% | 0.01027% | 0.01027% | 0.01297% | 0.01027% | 0.009479% | 0.01027% | 0.01003% | 0.006874% | 0.006464% | 0.006464%
5015 | 0.006379% | 0.01202% | 0.006044% | 0.007511% | 0.009792% | 0.01244% | 0.009224% | 0.01166% | 0.00982% | 0.01166% | 0.009792% | 0.007511% | 0.009792% | 0.006935% | 0.006877% | 0.007511% | 0.009792% | 0.01244% | 0.009224% | 0.01166% | 0.00982% | 0.00982% | 0.01166% | 0.009792% | 0.007511% | 0.009792% | 0.006935% | 0.006877% | 0.006379% | 0.006379%
5016 | 0.005946% | 0.01116% | 0.005635% | 0.006655% | 0.009375% | 0.01194% | 0.009099% | 0.01001% | 0.009464% | 0.01001% | 0.009375% | 0.006655% | 0.009375% | 0.005425% | 0.006873% | 0.006655% | 0.009375% | 0.01194% | 0.009099% | 0.01001% | 0.009464% | 0.009464% | 0.01001% | 0.009375% | 0.006655% | 0.009375% | 0.005425% | 0.006873% | 0.005946% | 0.005946%
5017 | 0.005461% | 0.009604% | 0.005406% | 0.006293% | 0.008049% | 0.0122% | 0.007748% | 0.009864% | 0.008386% | 0.009864% | 0.008049% | 0.006293% | 0.008049% | 0.004804% | 0.006837% | 0.006293% | 0.008049% | 0.0122% | 0.007748% | 0.009864% | 0.008386% | 0.008386% | 0.009864% | 0.008049% | 0.006293% | 0.008049% | 0.004804% | 0.006837% | 0.005461% | 0.005461%
5018 | 0.005535% | 0.009441% | 0.005377% | 0.006149% | 0.008092% | 0.01218% | 0.007785% | 0.009133% | 0.008372% | 0.009133% | 0.008092% | 0.006149% | 0.008092% | 0.004465% | 0.006839% | 0.006149% | 0.008092% | 0.01218% | 0.007785% | 0.009133% | 0.008372% | 0.008372% | 0.009133% | 0.008092% | 0.006149% | 0.008092% | 0.004465% | 0.006839% | 0.005535% | 0.005535%
5019 | 0.005279% | 0.009294% | 0.00512% | 0.006081% | 0.007919% | 0.01216% | 0.007772% | 0.008594% | 0.008049% | 0.008594% | 0.007919% | 0.006081% | 0.007919% | 0.004425% | 0.006843% | 0.006081% | 0.007919% | 0.01216% | 0.007772% | 0.008594% | 0.008049% | 0.008049% | 0.008594% | 0.007919% | 0.006081% | 0.007919% | 0.004425% | 0.006843% | 0.005279% | 0.005279%
5020 | 0.005298% | 0.009173% | 0.005195% | 0.006085% | 0.007948% | 0.01218% | 0.007842% | 0.008685% | 0.008079% | 0.008685% | 0.007948% | 0.006085% | 0.007948% | 0.004774% | 0.006848% | 0.006085% | 0.007948% | 0.01218% | 0.007842% | 0.008685% | 0.008079% | 0.008079% | 0.008685% | 0.007948% | 0.006085% | 0.007948% | 0.004774% | 0.006848% | 0.005298% | 0.005298%
5021 | 0.004879% | 0.009013% | 0.004873% | 0.006603% | 0.007876% | 0.01198% | 0.00758% | 0.009148% | 0.008082% | 0.009148% | 0.007876% | 0.006603% | 0.007876% | 0.005366% | 0.006327% | 0.006603% | 0.007876% | 0.01198% | 0.00758% | 0.009148% | 0.008082% | 0.008082% | 0.009148% | 0.007876% | 0.006603% | 0.007876% | 0.005366% | 0.006327% | 0.004879% | 0.004879%
5022 | 0.00354% | 0.008919% | 0.003463% | 0.005945% | 0.007149% | 0.01119% | 0.005962% | 0.009433% | 0.007832% | 0.009433% | 0.007149% | 0.005945% | 0.007149% | 0.005598% | 0.00426% | 0.005945% | 0.007149% | 0.01119% | 0.005962% | 0.009433% | 0.007832% | 0.007832% | 0.009433% | 0.007149% | 0.005945% | 0.007149% | 0.005598% | 0.00426% | 0.00354% | 0.00354%
5023 | 0.004544% | 0.009746% | 0.004419% | 0.006744% | 0.007512% | 0.01106% | 0.006243% | 0.01143% | 0.008208% | 0.01143% | 0.007512% | 0.006744% | 0.007512% | 0.007291% | 0.004253% | 0.006744% | 0.007512% | 0.01106% | 0.006243% | 0.01143% | 0.008208% | 0.008208% | 0.01143% | 0.007512% | 0.006744% | 0.007512% | 0.007291% | 0.004253% | 0.004544% | 0.004544%
5024 | 0.005464% | 0.01039% | 0.004596% | 0.008475% | 0.008407% | 0.01205% | 0.006946% | 0.01371% | 0.009156% | 0.01371% | 0.008407% | 0.008475% | 0.008407% | 0.01004% | 0.004265% | 0.008475% | 0.008407% | 0.01205% | 0.006946% | 0.01371% | 0.009156% | 0.009156% | 0.01371% | 0.008407% | 0.008475% | 0.008407% | 0.01004% | 0.004265% | 0.005464% | 0.005464%
5025 | 0.005412% | 0.01119% | 0.004734% | 0.01061% | 0.008726% | 0.01317% | 0.007156% | 0.01494% | 0.009313% | 0.01494% | 0.008726% | 0.01061% | 0.008726% | 0.01271% | 0.004298% | 0.01061% | 0.008726% | 0.01317% | 0.007156% | 0.01494% | 0.009313% | 0.009313% | 0.01494% | 0.008726% | 0.01061% | 0.008726% | 0.01271% | 0.004298% | 0.005412% | 0.005412%
5026 | 0.005883% | 0.01212% | 0.005031% | 0.01303% | 0.008776% | 0.01462% | 0.007183% | 0.0159% | 0.00918% | 0.0159% | 0.008776% | 0.01303% | 0.008776% | 0.01507% | 0.004336% | 0.01303% | 0.008776% | 0.01462% | 0.007183% | 0.0159% | 0.00918% | 0.00918% | 0.0159% | 0.008776% | 0.01303% | 0.008776% | 0.01507% | 0.004336% | 0.005883% | 0.005883%
5027 | 0.006302% | 0.01327% | 0.005993% | 0.01555% | 0.008949% | 0.01582% | 0.007371% | 0.01686% | 0.009124% | 0.01686% | 0.008949% | 0.01555% | 0.008949% | 0.01714% | 0.004386% | 0.01555% | 0.008949% | 0.01582% | 0.007371% | 0.01686% | 0.009124% | 0.009124% | 0.01686% | 0.008949% | 0.01555% | 0.008949% | 0.01714% | 0.004386% | 0.006302% | 0.006302%
5028 | 0.007117% | 0.0138% | 0.006714% | 0.01742% | 0.009177% | 0.01571% | 0.007681% | 0.01715% | 0.009238% | 0.01715% | 0.009177% | 0.01742% | 0.009177% | 0.01844% | 0.004412% | 0.01742% | 0.009177% | 0.01571% | 0.007681% | 0.01715% | 0.009238% | 0.009238% | 0.01715% | 0.009177% | 0.01742% | 0.009177% | 0.01844% | 0.004412% | 0.007117% | 0.007117%
5029 | 0.007792% | 0.01382% | 0.007095% | 0.01825% | 0.009348% | 0.01484% | 0.007862% | 0.01748% | 0.00934% | 0.01748% | 0.009348% | 0.01825% | 0.009348% | 0.01907% | 0.004428% | 0.01825% | 0.009348% | 0.01484% | 0.007862% | 0.01748% | 0.00934% | 0.00934% | 0.01748% | 0.009348% | 0.01825% | 0.009348% | 0.01907% | 0.004428% | 0.007792% | 0.007792%
5030 | 0.007977% | 0.01328% | 0.007532% | 0.01843% | 0.009651% | 0.01395% | 0.008165% | 0.01758% | 0.009562% | 0.01758% | 0.009651% | 0.01843% | 0.009651% | 0.01949% | 0.004472% | 0.01843% | 0.009651% | 0.01395% | 0.008165% | 0.01758% | 0.009562% | 0.009562% | 0.01758% | 0.009651% | 0.01843% | 0.009651% | 0.01949% | 0.004472% | 0.007977% | 0.007977%
5031 | 0.008414% | 0.01239% | 0.007898% | 0.01812% | 0.009961% | 0.01322% | 0.008363% | 0.01779% | 0.009887% | 0.01779% | 0.009961% | 0.01812% | 0.009961% | 0.01952% | 0.004526% | 0.01812% | 0.009961% | 0.01322% | 0.008363% | 0.01779% | 0.009887% | 0.009887% | 0.01779% | 0.009961% | 0.01812% | 0.009961% | 0.01952% | 0.004526% | 0.008414% | 0.008414%
5032 | 0.008637% | 0.01152% | 0.00809% | 0.01736% | 0.009961% | 0.01275% | 0.008254% | 0.01601% | 0.009925% | 0.01601% | 0.009961% | 0.01736% | 0.009961% | 0.01913% | 0.004556% | 0.01736% | 0.009961% | 0.01275% | 0.008254% | 0.01601% | 0.009925% | 0.009925% | 0.01601% | 0.009961% | 0.01736% | 0.009961% | 0.01913% | 0.004556% | 0.008637% | 0.008637%
5033 | 0.008018% | 0.01073% | 0.007615% | 0.01593% | 0.009485% | 0.01229% | 0.007767% | 0.01504% | 0.009612% | 0.01504% | 0.009485% | 0.01593% | 0.009485% | 0.01793% | 0.004516% | 0.01593% | 0.009485% | 0.01229% | 0.007767% | 0.01504% | 0.009612% | 0.009612% | 0.01504% | 0.009485% | 0.01593% | 0.009485% | 0.01793% | 0.004516% | 0.008018% | 0.008018%
5034 | 0.003986% | 0.01035% | 0.003616% | 0.01426% | 0.00895% | 0.01255% | 0.007158% | 0.01469% | 0.009405% | 0.01469% | 0.00895% | 0.01426% | 0.00895% | 0.01616% | 0.004428% | 0.01426% | 0.00895% | 0.01255% | 0.007158% | 0.01469% | 0.009405% | 0.009405% | 0.01469% | 0.00895% | 0.01426% | 0.00895% | 0.01616% | 0.004428% | 0.003986% | 0.003986%
5035 | 0.004139% | 0.01007% | 0.003532% | 0.01221% | 0.008152% | 0.01291% | 0.006428% | 0.01409% | 0.008874% | 0.01409% | 0.008152% | 0.01221% | 0.008152% | 0.01388% | 0.004314% | 0.01221% | 0.008152% | 0.01291% | 0.006428% | 0.01409% | 0.008874% | 0.008874% | 0.01409% | 0.008152% | 0.01221% | 0.008152% | 0.01388% | 0.004314% | 0.004139% | 0.004139%
5036 | 0.005543% | 0.01004% | 0.005011% | 0.01134% | 0.008296% | 0.01304% | 0.007616% | 0.01361% | 0.008609% | 0.01361% | 0.008296% | 0.01134% | 0.008296% | 0.0126% | 0.006479% | 0.01134% | 0.008296% | 0.01304% | 0.007616% | 0.01361% | 0.008609% | 0.008609% | 0.01361% | 0.008296% | 0.01134% | 0.008296% | 0.0126% | 0.006479% | 0.005543% | 0.005543%
5037 | 0.005728% | 0.009949% | 0.005319% | 0.01002% | 0.008148% | 0.01291% | 0.007744% | 0.01308% | 0.008456% | 0.01308% | 0.008148% | 0.01002% | 0.008148% | 0.01052% | 0.006868% | 0.01002% | 0.008148% | 0.01291% | 0.007744% | 0.01308% | 0.008456% | 0.008456% | 0.01308% | 0.008148% | 0.01002% | 0.008148% | 0.01052% | 0.006868% | 0.005728% | 0.005728%
5038 | 0.005608% | 0.009807% | 0.005329% | 0.008816% | 0.008142% | 0.01269% | 0.007754% | 0.0126% | 0.008419% | 0.0126% | 0.008142% | 0.008816% | 0.008142% | 0.008471% | 0.006867% | 0.008816% | 0.008142% | 0.01269% | 0.007754% | 0.0126% | 0.008419% | 0.008419% | 0.0126% | 0.008142% | 0.008816% | 0.008142% | 0.008471% | 0.006867% | 0.005608% | 0.005608%
5039 | 0.005642% | 0.009721% | 0.005463% | 0.007876% | 0.008158% | 0.0124% | 0.007791% | 0.01164% | 0.008505% | 0.01164% | 0.008158% | 0.007876% | 0.008158% | 0.00665% | 0.006868% | 0.007876% | 0.008158% | 0.0124% | 0.007791% | 0.01164% | 0.008505% | 0.008505% | 0.01164% | 0.008158% | 0.007876% | 0.008158% | 0.00665% | 0.006868% | 0.005642% | 0.005642%
5040 | 0.005599% | 0.01018% | 0.005422% | 0.006824% | 0.00854% | 0.01229% | 0.00821% | 0.01027% | 0.008756% | 0.01027% | 0.00854% | 0.006824% | 0.00854% | 0.005403% | 0.006835% | 0.006824% | 0.00854% | 0.01229% | 0.00821% | 0.01027% | 0.008756% | 0.008756% | 0.01027% | 0.00854% | 0.006824% | 0.00854% | 0.005403% | 0.006835% | 0.005599% | 0.005599%
5041 | 0.005658% | 0.00994% | 0.005506% | 0.006037% | 0.009188% | 0.01077% | 0.009341% | 0.009029% | 0.009447% | 0.009029% | 0.009188% | 0.006037% | 0.009188% | 0.004701% | 0.006868% | 0.006037% | 0.009188% | 0.01077% | 0.009341% | 0.009029% | 0.009447% | 0.009447% | 0.009029% | 0.009188% | 0.006037% | 0.009188% | 0.004701% | 0.006868% | 0.005658% | 0.005658%
5042 | 0.005671% | 0.009914% | 0.005448% | 0.005896% | 0.009149% | 0.01076% | 0.009167% | 0.007836% | 0.009749% | 0.007836% | 0.009149% | 0.005896% | 0.009149% | 0.004668% | 0.006884% | 0.005896% | 0.009149% | 0.01076% | 0.009167% | 0.007836% | 0.009749% | 0.009749% | 0.007836% | 0.009149% | 0.005896% | 0.009149% | 0.004668% | 0.006884% | 0.005671% | 0.005671%
5043 | 0.005888% | 0.009876% | 0.005437% | 0.005876% | 0.009353% | 0.01075% | 0.009173% | 0.006913% | 0.01051% | 0.006913% | 0.009353% | 0.005876% | 0.009353% | 0.004846% | 0.007119% | 0.005876% | 0.009353% | 0.01075% | 0.009173% | 0.006913% | 0.01051% | 0.01051% | 0.006913% | 0.009353% | 0.005876% | 0.009353% | 0.004846% | 0.007119% | 0.005888% | 0.005888%
5044 | 0.006241% | 0.009728% | 0.005442% | 0.006013% | 0.01006% | 0.01076% | 0.009595% | 0.006753% | 0.0113% | 0.006753% | 0.01006% | 0.006013% | 0.01006% | 0.005248% | 0.007796% | 0.006013% | 0.01006% | 0.01076% | 0.009595% | 0.006753% | 0.0113% | 0.0113% | 0.006753% | 0.01006% | 0.006013% | 0.01006% | 0.005248% | 0.007796% | 0.006241% | 0.006241%
5045 | 0.006566% | 0.009691% | 0.005244% | 0.006811% | 0.0112% | 0.01036% | 0.01024% | 0.007789% | 0.01231% | 0.007789% | 0.0112% | 0.006811% | 0.0112% | 0.005552% | 0.00869% | 0.006811% | 0.0112% | 0.01036% | 0.01024% | 0.007789% | 0.01231% | 0.01231% | 0.007789% | 0.0112% | 0.006811% | 0.0112% | 0.005552% | 0.00869% | 0.006566% | 0.006566%
5046 | 0.006913% | 0.01001% | 0.005997% | 0.006791% | 0.013% | 0.009863% | 0.01059% | 0.009343% | 0.0143% | 0.009343% | 0.013% | 0.006791% | 0.013% | 0.006013% | 0.009092% | 0.006791% | 0.013% | 0.009863% | 0.01059% | 0.009343% | 0.0143% | 0.0143% | 0.009343% | 0.013% | 0.006791% | 0.013% | 0.006013% | 0.009092% | 0.006913% | 0.006913%
5047 | 0.01245% | 0.01157% | 0.008249% | 0.008982% | 0.01574% | 0.0104% | 0.01314% | 0.01324% | 0.01626% | 0.01324% | 0.01574% | 0.008982% | 0.01574% | 0.009052% | 0.01222% | 0.008982% | 0.01574% | 0.0104% | 0.01314% | 0.01324% | 0.01626% | 0.01626% | 0.01324% | 0.01574% | 0.008982% | 0.01574% | 0.009052% | 0.01222% | 0.01245% | 0.01245%
5048 | 0.01461% | 0.01484% | 0.01425% | 0.01245% | 0.01828% | 0.01139% | 0.01586% | 0.01564% | 0.01777% | 0.01564% | 0.01828% | 0.01245% | 0.01828% | 0.01325% | 0.01519% | 0.01245% | 0.01828% | 0.01139% | 0.01586% | 0.01564% | 0.01777% | 0.01777% | 0.01564% | 0.01828% | 0.01245% | 0.01828% | 0.01325% | 0.01519% | 0.01461% | 0.01461%
5049 | 0.01739% | 0.01868% | 0.01709% | 0.01542% | 0.02039% | 0.01286% | 0.01831% | 0.01626% | 0.0189% | 0.01626% | 0.02039% | 0.01542% | 0.02039% | 0.01618% | 0.0175% | 0.01542% | 0.02039% | 0.01286% | 0.01831% | 0.01626% | 0.0189% | 0.0189% | 0.01626% | 0.02039% | 0.01542% | 0.02039% | 0.01618% | 0.0175% | 0.01739% | 0.01739%
5050 | 0.02043% | 0.02153% | 0.0192% | 0.01779% | 0.0217% | 0.0143% | 0.02038% | 0.01681% | 0.01944% | 0.01681% | 0.0217% | 0.01779% | 0.0217% | 0.01827% | 0.01917% | 0.01779% | 0.0217% | 0.0143% | 0.02038% | 0.01681% | 0.01944% | 0.01944% | 0.01681% | 0.0217% | 0.01779% | 0.0217% | 0.01827% | 0.01917% | 0.02043% | 0.02043%
5051 | 0.02285% | 0.02267% | 0.02096% | 0.01966% | 0.02213% | 0.0149% | 0.02157% | 0.01681% | 0.01954% | 0.01681% | 0.02213% | 0.01966% | 0.02213% | 0.01987% | 0.02026% | 0.01966% | 0.02213% | 0.0149% | 0.02157% | 0.01681% | 0.01954% | 0.01954% | 0.01681% | 0.02213% | 0.01966% | 0.02213% | 0.01987% | 0.02026% | 0.02285% | 0.02285%
5052 | 0.02486% | 0.02237% | 0.02268% | 0.02105% | 0.02202% | 0.01507% | 0.0222% | 0.01625% | 0.01939% | 0.01625% | 0.02202% | 0.02105% | 0.02202% | 0.02111% | 0.02074% | 0.02105% | 0.02202% | 0.01507% | 0.0222% | 0.01625% | 0.01939% | 0.01939% | 0.01625% | 0.02202% | 0.02105% | 0.02202% | 0.02111% | 0.02074% | 0.02486% | 0.02486%
5053 | 0.02525% | 0.0215% | 0.02368% | 0.02165% | 0.02105% | 0.01425% | 0.02206% | 0.01555% | 0.01878% | 0.01555% | 0.02105% | 0.02165% | 0.02105% | 0.02178% | 0.02077% | 0.02165% | 0.02105% | 0.01425% | 0.02206% | 0.01555% | 0.01878% | 0.01878% | 0.01555% | 0.02105% | 0.02165% | 0.02105% | 0.02178% | 0.02077% | 0.02525% | 0.02525%
5054 | 0.02415% | 0.01882% | 0.02376% | 0.02151% | 0.01957% | 0.01308% | 0.02103% | 0.01497% | 0.0176% | 0.01497% | 0.01957% | 0.02151% | 0.01957% | 0.02177% | 0.02045% | 0.02151% | 0.01957% | 0.01308% | 0.02103% | 0.01497% | 0.0176% | 0.0176% | 0.01497% | 0.01957% | 0.02151% | 0.01957% | 0.02177% | 0.02045% | 0.02415% | 0.02415%
5055 | 0.02253% | 0.01588% | 0.02291% | 0.02106% | 0.01838% | 0.01255% | 0.0194% | 0.01539% | 0.01679% | 0.01539% | 0.01838% | 0.02106% | 0.01838% | 0.02116% | 0.01938% | 0.02106% | 0.01838% | 0.01255% | 0.0194% | 0.01539% | 0.01679% | 0.01679% | 0.01539% | 0.01838% | 0.02106% | 0.01838% | 0.02116% | 0.01938% | 0.02253% | 0.02253%
5056 | 0.01933% | 0.01429% | 0.02192% | 0.02022% | 0.01671% | 0.01235% | 0.01733% | 0.0136% | 0.01541% | 0.0136% | 0.01671% | 0.02022% | 0.01671% | 0.01975% | 0.01712% | 0.02022% | 0.01671% | 0.01235% | 0.01733% | 0.0136% | 0.01541% | 0.01541% | 0.0136% | 0.01671% | 0.02022% | 0.01671% | 0.01975% | 0.01712% | 0.01933% | 0.01933%
5057 | 0.01595% | 0.01233% | 0.02076% | 0.01917% | 0.01525% | 0.01192% | 0.01548% | 0.01371% | 0.01481% | 0.01371% | 0.01525% | 0.01917% | 0.01525% | 0.01798% | 0.01421% | 0.01917% | 0.01525% | 0.01192% | 0.01548% | 0.01371% | 0.01481% | 0.01481% | 0.01371% | 0.01525% | 0.01917% | 0.01525% | 0.01798% | 0.01421% | 0.01595% | 0.01595%
5058 | 0.007828% | 0.0115% | 0.01351% | 0.01791% | 0.01362% | 0.01205% | 0.01399% | 0.0139% | 0.01381% | 0.0139% | 0.01362% | 0.01791% | 0.01362% | 0.01617% | 0.01126% | 0.01791% | 0.01362% | 0.01205% | 0.01399% | 0.0139% | 0.01381% | 0.01381% | 0.0139% | 0.01362% | 0.01791% | 0.01362% | 0.01617% | 0.01126% | 0.007828% | 0.007828%
5059 | 0.006563% | 0.01089% | 0.01297% | 0.01604% | 0.01151% | 0.01198% | 0.01226% | 0.01346% | 0.01194% | 0.01346% | 0.01151% | 0.01604% | 0.01151% | 0.01441% | 0.009016% | 0.01604% | 0.01151% | 0.01198% | 0.01226% | 0.01346% | 0.01194% | 0.01194% | 0.01346% | 0.01151% | 0.01604% | 0.01151% | 0.01441% | 0.009016% | 0.006563% | 0.006563%
5060 | 0.006967% | 0.01068% | 0.01293% | 0.01511% | 0.01096% | 0.01202% | 0.0123% | 0.01349% | 0.01092% | 0.01349% | 0.01096% | 0.01511% | 0.01096% | 0.01387% | 0.009792% | 0.01511% | 0.01096% | 0.01202% | 0.0123% | 0.01349% | 0.01092% | 0.01092% | 0.01349% | 0.01096% | 0.01511% | 0.01096% | 0.01387% | 0.009792% | 0.006967% | 0.006967%
5061 | 0.006624% | 0.01047% | 0.006092% | 0.01282% | 0.01029% | 0.01155% | 0.01121% | 0.01353% | 0.01027% | 0.01353% | 0.01029% | 0.01282% | 0.01029% | 0.01144% | 0.009142% | 0.01282% | 0.01029% | 0.01155% | 0.01121% | 0.01353% | 0.01027% | 0.01027% | 0.01353% | 0.01029% | 0.01282% | 0.01029% | 0.01144% | 0.009142% | 0.006624% | 0.006624%
5062 | 0.006046% | 0.01032% | 0.005588% | 0.009923% | 0.009883% | 0.01125% | 0.01018% | 0.01363% | 0.00998% | 0.01363% | 0.009883% | 0.009923% | 0.009883% | 0.007783% | 0.008354% | 0.009923% | 0.009883% | 0.01125% | 0.01018% | 0.01363% | 0.00998% | 0.00998% | 0.01363% | 0.009883% | 0.009923% | 0.009883% | 0.007783% | 0.008354% | 0.006046% | 0.006046%
5063 | 0.005741% | 0.01018% | 0.005505% | 0.008035% | 0.009687% | 0.01103% | 0.009566% | 0.0135% | 0.009815% | 0.0135% | 0.009687% | 0.008035% | 0.009687% | 0.005488% | 0.007746% | 0.008035% | 0.009687% | 0.01103% | 0.009566% | 0.0135% | 0.009815% | 0.009815% | 0.0135% | 0.009687% | 0.008035% | 0.009687% | 0.005488% | 0.007746% | 0.005741% | 0.005741%
5064 | 0.005605% | 0.009949% | 0.005358% | 0.006922% | 0.009202% | 0.01135% | 0.008917% | 0.01074% | 0.009434% | 0.01074% | 0.009202% | 0.006922% | 0.009202% | 0.004989% | 0.007068% | 0.006922% | 0.009202% | 0.01135% | 0.008917% | 0.01074% | 0.009434% | 0.009434% | 0.01074% | 0.009202% | 0.006922% | 0.009202% | 0.004989% | 0.007068% | 0.005605% | 0.005605%
5065 | 0.005705% | 0.009952% | 0.005441% | 0.006131% | 0.00928% | 0.01107% | 0.009071% | 0.009211% | 0.009556% | 0.009211% | 0.00928% | 0.006131% | 0.00928% | 0.004792% | 0.006864% | 0.006131% | 0.00928% | 0.01107% | 0.009071% | 0.009211% | 0.009556% | 0.009556% | 0.009211% | 0.00928% | 0.006131% | 0.00928% | 0.004792% | 0.006864% | 0.005705% | 0.005705%
5066 | 0.005681% | 0.009822% | 0.00549% | 0.005977% | 0.009244% | 0.01105% | 0.009037% | 0.008053% | 0.0099% | 0.008053% | 0.009244% | 0.005977% | 0.009244% | 0.004759% | 0.00688% | 0.005977% | 0.009244% | 0.01105% | 0.009037% | 0.008053% | 0.0099% | 0.0099% | 0.008053% | 0.009244% | 0.005977% | 0.009244% | 0.004759% | 0.00688% | 0.005681% | 0.005681%
5067 | 0.005896% | 0.009652% | 0.005376% | 0.005953% | 0.009447% | 0.01101% | 0.009076% | 0.007125% | 0.01068% | 0.007125% | 0.009447% | 0.005953% | 0.009447% | 0.004928% | 0.007114% | 0.005953% | 0.009447% | 0.01101% | 0.009076% | 0.007125% | 0.01068% | 0.01068% | 0.007125% | 0.009447% | 0.005953% | 0.009447% | 0.004928% | 0.007114% | 0.005896% | 0.005896%
5068 | 0.006226% | 0.009561% | 0.005449% | 0.006109% | 0.01017% | 0.0111% | 0.009487% | 0.006929% | 0.01148% | 0.006929% | 0.01017% | 0.006109% | 0.01017% | 0.005361% | 0.007788% | 0.006109% | 0.01017% | 0.0111% | 0.009487% | 0.006929% | 0.01148% | 0.01148% | 0.006929% | 0.01017% | 0.006109% | 0.01017% | 0.005361% | 0.007788% | 0.006226% | 0.006226%
5069 | 0.006642% | 0.009761% | 0.005262% | 0.006993% | 0.01125% | 0.01043% | 0.01015% | 0.007998% | 0.01247% | 0.007998% | 0.01125% | 0.006993% | 0.01125% | 0.005638% | 0.008682% | 0.006993% | 0.01125% | 0.01043% | 0.01015% | 0.007998% | 0.01247% | 0.01247% | 0.007998% | 0.01125% | 0.006993% | 0.01125% | 0.005638% | 0.008682% | 0.006642% | 0.006642%
5070 | 0.006957% | 0.01008% | 0.00598% | 0.007077% | 0.01315% | 0.0102% | 0.01048% | 0.009513% | 0.01461% | 0.009513% | 0.01315% | 0.007077% | 0.01315% | 0.006278% | 0.009094% | 0.007077% | 0.01315% | 0.0102% | 0.01048% | 0.009513% | 0.01461% | 0.01461% | 0.009513% | 0.01315% | 0.007077% | 0.01315% | 0.006278% | 0.009094% | 0.006957% | 0.006957%
5071 | 0.01282% | 0.01169% | 0.00824% | 0.009274% | 0.01585% | 0.01073% | 0.01302% | 0.01367% | 0.01634% | 0.01367% | 0.01585% | 0.009274% | 0.01585% | 0.009316% | 0.01223% | 0.009274% | 0.01585% | 0.01073% | 0.01302% | 0.01367% | 0.01634% | 0.01634% | 0.01367% | 0.01585% | 0.009274% | 0.01585% | 0.009316% | 0.01223% | 0.01282% | 0.01282%
5072 | 0.01479% | 0.01499% | 0.01414% | 0.01259% | 0.01827% | 0.01128% | 0.01558% | 0.01583% | 0.01781% | 0.01583% | 0.01827% | 0.01259% | 0.01827% | 0.01341% | 0.01517% | 0.01259% | 0.01827% | 0.01128% | 0.01558% | 0.01583% | 0.01781% | 0.01781% | 0.01583% | 0.01827% | 0.01259% | 0.01827% | 0.01341% | 0.01517% | 0.01479% | 0.01479%
5073 | 0.01738% | 0.01879% | 0.0166% | 0.01541% | 0.02037% | 0.01226% | 0.01797% | 0.01636% | 0.01907% | 0.01636% | 0.02037% | 0.01541% | 0.02037% | 0.01629% | 0.01746% | 0.01541% | 0.02037% | 0.01226% | 0.01797% | 0.01636% | 0.01907% | 0.01907% | 0.01636% | 0.02037% | 0.01541% | 0.02037% | 0.01629% | 0.01746% | 0.01738% | 0.01738%
5074 | 0.02011% | 0.02153% | 0.01844% | 0.01762% | 0.02165% | 0.01364% | 0.02001% | 0.01685% | 0.01964% | 0.01685% | 0.02165% | 0.01762% | 0.02165% | 0.01831% | 0.01911% | 0.01762% | 0.02165% | 0.01364% | 0.02001% | 0.01685% | 0.01964% | 0.01964% | 0.01685% | 0.02165% | 0.01762% | 0.02165% | 0.01831% | 0.01911% | 0.02011% | 0.02011%
5075 | 0.02192% | 0.02251% | 0.01984% | 0.01921% | 0.02179% | 0.01413% | 0.02102% | 0.01654% | 0.01938% | 0.01654% | 0.02179% | 0.01921% | 0.02179% | 0.01974% | 0.02015% | 0.01921% | 0.02179% | 0.01413% | 0.02102% | 0.01654% | 0.01938% | 0.01938% | 0.01654% | 0.02179% | 0.01921% | 0.02179% | 0.01974% | 0.02015% | 0.02192% | 0.02192%
5076 | 0.02364% | 0.0221% | 0.02133% | 0.02044% | 0.02163% | 0.01362% | 0.02161% | 0.0158% | 0.01913% | 0.0158% | 0.02163% | 0.02044% | 0.02163% | 0.02093% | 0.02062% | 0.02044% | 0.02163% | 0.01362% | 0.02161% | 0.0158% | 0.01913% | 0.01913% | 0.0158% | 0.02163% | 0.02044% | 0.02163% | 0.02093% | 0.02062% | 0.02364% | 0.02364%
5077 | 0.02474% | 0.02139% | 0.02288% | 0.02137% | 0.02095% | 0.01303% | 0.02183% | 0.01526% | 0.01867% | 0.01526% | 0.02095% | 0.02137% | 0.02095% | 0.022% | 0.02067% | 0.02137% | 0.02095% | 0.01303% | 0.02183% | 0.01526% | 0.01867% | 0.01867% | 0.01526% | 0.02095% | 0.02137% | 0.02095% | 0.022% | 0.02067% | 0.02474% | 0.02474%
5078 | 0.0244% | 0.01882% | 0.02361% | 0.02161% | 0.01975% | 0.01236% | 0.02114% | 0.015% | 0.01776% | 0.015% | 0.01975% | 0.02161% | 0.01975% | 0.02235% | 0.02038% | 0.02161% | 0.01975% | 0.01236% | 0.02114% | 0.015% | 0.01776% | 0.01776% | 0.015% | 0.01975% | 0.02161% | 0.01975% | 0.02235% | 0.02038% | 0.0244% | 0.0244%
5079 | 0.02258% | 0.01587% | 0.02264% | 0.02118% | 0.01857% | 0.01162% | 0.01946% | 0.01546% | 0.01696% | 0.01546% | 0.01857% | 0.02118% | 0.01857% | 0.02168% | 0.01926% | 0.02118% | 0.01857% | 0.01162% | 0.01946% | 0.01546% | 0.01696% | 0.01696% | 0.01546% | 0.01857% | 0.02118% | 0.01857% | 0.02168% | 0.01926% | 0.02258% | 0.02258%
5080 | 0.0192% | 0.01422% | 0.02145% | 0.02031% | 0.0172% | 0.01119% | 0.01726% | 0.01392% | 0.01604% | 0.01392% | 0.0172% | 0.02031% | 0.0172% | 0.02001% | 0.017% | 0.02031% | 0.0172% | 0.01119% | 0.01726% | 0.01392% | 0.01604% | 0.01604% | 0.01392% | 0.0172% | 0.02031% | 0.0172% | 0.02001% | 0.017% | 0.0192% | 0.0192%
5081 | 0.01593% | 0.01233% | 0.02039% | 0.01921% | 0.01572% | 0.01122% | 0.01553% | 0.01376% | 0.01516% | 0.01376% | 0.01572% | 0.01921% | 0.01572% | 0.01821% | 0.01416% | 0.01921% | 0.01572% | 0.01122% | 0.01553% | 0.01376% | 0.01516% | 0.01516% | 0.01376% | 0.01572% | 0.01921% | 0.01572% | 0.01821% | 0.01416% | 0.01593% | 0.01593%
5082 | 0.007658% | 0.0115% | 0.01313% | 0.01786% | 0.0136% | 0.01147% | 0.01397% | 0.01352% | 0.01352% | 0.01352% | 0.0136% | 0.01786% | 0.0136% | 0.01633% | 0.01121% | 0.01786% | 0.0136% | 0.01147% | 0.01397% | 0.01352% | 0.01352% | 0.01352% | 0.01352% | 0.0136% | 0.01786% | 0.0136% | 0.01633% | 0.01121% | 0.007658% | 0.007658%
5083 | 0.006603% | 0.01097% | 0.01272% | 0.01604% | 0.01155% | 0.01171% | 0.01227% | 0.01312% | 0.01178% | 0.01312% | 0.01155% | 0.01604% | 0.01155% | 0.01455% | 0.008994% | 0.01604% | 0.01155% | 0.01171% | 0.01227% | 0.01312% | 0.01178% | 0.01178% | 0.01312% | 0.01155% | 0.01604% | 0.01155% | 0.01455% | 0.008994% | 0.006603% | 0.006603%
5084 | 0.007163% | 0.0108% | 0.01285% | 0.01519% | 0.01098% | 0.01196% | 0.01233% | 0.01322% | 0.01076% | 0.01322% | 0.01098% | 0.01519% | 0.01098% | 0.01403% | 0.00986% | 0.01519% | 0.01098% | 0.01196% | 0.01233% | 0.01322% | 0.01076% | 0.01076% | 0.01322% | 0.01098% | 0.01519% | 0.01098% | 0.01403% | 0.00986% | 0.007163% | 0.007163%
5085 | 0.006648% | 0.01068% | 0.006123% | 0.01294% | 0.01027% | 0.01153% | 0.01122% | 0.01335% | 0.01014% | 0.01335% | 0.01027% | 0.01294% | 0.01027% | 0.01157% | 0.009142% | 0.01294% | 0.01027% | 0.01153% | 0.01122% | 0.01335% | 0.01014% | 0.01014% | 0.01335% | 0.01027% | 0.01294% | 0.01027% | 0.01157% | 0.009142% | 0.006648% | 0.006648%
5086 | 0.006042% | 0.01053% | 0.005598% | 0.01001% | 0.009851% | 0.0113% | 0.01018% | 0.01343% | 0.009815% | 0.01343% | 0.009851% | 0.01001% | 0.009851% | 0.007863% | 0.008356% | 0.01001% | 0.009851% | 0.0113% | 0.01018% | 0.01343% | 0.009815% | 0.009815% | 0.01343% | 0.009851% | 0.01001% | 0.009851% | 0.007863% | 0.008356% | 0.006042% | 0.006042%
5087 | 0.005763% | 0.01037% | 0.005499% | 0.008053% | 0.009573% | 0.01105% | 0.009534% | 0.0132% | 0.009606% | 0.0132% | 0.009573% | 0.008053% | 0.009573% | 0.005485% | 0.007744% | 0.008053% | 0.009573% | 0.01105% | 0.009534% | 0.0132% | 0.009606% | 0.009606% | 0.0132% | 0.009573% | 0.008053% | 0.009573% | 0.005485% | 0.007744% | 0.005763% | 0.005763%
5088 | 0.005679% | 0.01015% | 0.005448% | 0.006883% | 0.009358% | 0.01092% | 0.009195% | 0.01062% | 0.009518% | 0.01062% | 0.009358% | 0.006883% | 0.009358% | 0.004905% | 0.007098% | 0.006883% | 0.009358% | 0.01092% | 0.009195% | 0.01062% | 0.009518% | 0.009518% | 0.01062% | 0.009358% | 0.006883% | 0.009358% | 0.004905% | 0.007098% | 0.005679% | 0.005679%
5089 | 0.005594% | 0.009903% | 0.005417% | 0.00607% | 0.009113% | 0.01073% | 0.008974% | 0.009035% | 0.009345% | 0.009035% | 0.009113% | 0.00607% | 0.009113% | 0.004754% | 0.00686% | 0.00607% | 0.009113% | 0.01073% | 0.008974% | 0.009035% | 0.009345% | 0.009345% | 0.009035% | 0.009113% | 0.00607% | 0.009113% | 0.004754% | 0.00686% | 0.005594% | 0.005594%
5090 | 0.005673% | 0.009553% | 0.005397% | 0.005895% | 0.009022% | 0.0107% | 0.008887% | 0.007804% | 0.00959% | 0.007804% | 0.009022% | 0.005895% | 0.009022% | 0.004691% | 0.006875% | 0.005895% | 0.009022% | 0.0107% | 0.008887% | 0.007804% | 0.00959% | 0.00959% | 0.007804% | 0.009022% | 0.005895% | 0.009022% | 0.004691% | 0.006875% | 0.005673% | 0.005673%
5091 | 0.005708% | 0.009291% | 0.005357% | 0.005857% | 0.009118% | 0.01068% | 0.008898% | 0.00677% | 0.01012% | 0.00677% | 0.009118% | 0.005857% | 0.009118% | 0.00482% | 0.00711% | 0.005857% | 0.009118% | 0.01068% | 0.008898% | 0.00677% | 0.01012% | 0.01012% | 0.00677% | 0.009118% | 0.005857% | 0.009118% | 0.00482% | 0.00711% | 0.005708% | 0.005708%
5092 | 0.006142% | 0.009064% | 0.005423% | 0.005962% | 0.009712% | 0.01069% | 0.009243% | 0.006514% | 0.0107% | 0.006514% | 0.009712% | 0.005962% | 0.009712% | 0.005202% | 0.007787% | 0.005962% | 0.009712% | 0.01069% | 0.009243% | 0.006514% | 0.0107% | 0.0107% | 0.006514% | 0.009712% | 0.005962% | 0.009712% | 0.005202% | 0.007787% | 0.006142% | 0.006142%
5093 | 0.006452% | 0.009486% | 0.005179% | 0.0066% | 0.0105% | 0.01032% | 0.00979% | 0.007354% | 0.01144% | 0.007354% | 0.0105% | 0.0066% | 0.0105% | 0.005467% | 0.008691% | 0.0066% | 0.0105% | 0.01032% | 0.00979% | 0.007354% | 0.01144% | 0.01144% | 0.007354% | 0.0105% | 0.0066% | 0.0105% | 0.005467% | 0.008691% | 0.006452% | 0.006452%
5094 | 0.006699% | 0.009575% | 0.00585% | 0.006532% | 0.01224% | 0.009825% | 0.01001% | 0.008903% | 0.01342% | 0.008903% | 0.01224% | 0.006532% | 0.01224% | 0.005903% | 0.009074% | 0.006532% | 0.01224% | 0.009825% | 0.01001% | 0.008903% | 0.01342% | 0.01342% | 0.008903% | 0.01224% | 0.006532% | 0.01224% | 0.005903% | 0.009074% | 0.006699% | 0.006699%
5095 | 0.01173% | 0.01117% | 0.007445% | 0.008655% | 0.01512% | 0.01028% | 0.01266% | 0.01256% | 0.01542% | 0.01256% | 0.01512% | 0.008655% | 0.01512% | 0.008937% | 0.01221% | 0.008655% | 0.01512% | 0.01028% | 0.01266% | 0.01256% | 0.01542% | 0.01542% | 0.01256% | 0.01512% | 0.008655% | 0.01512% | 0.008937% | 0.01221% | 0.01173% | 0.01173%
5096 | 0.01411% | 0.01456% | 0.01316% | 0.01197% | 0.01777% | 0.01103% | 0.01548% | 0.01503% | 0.01692% | 0.01503% | 0.01777% | 0.01197% | 0.01777% | 0.01326% | 0.01517% | 0.01197% | 0.01777% | 0.01103% | 0.01548% | 0.01503% | 0.01692% | 0.01692% | 0.01503% | 0.01777% | 0.01197% | 0.01777% | 0.01326% | 0.01517% | 0.01411% | 0.01411%
5097 | 0.01698% | 0.01826% | 0.01599% | 0.01501% | 0.02005% | 0.01245% | 0.01822% | 0.01569% | 0.01836% | 0.01569% | 0.02005% | 0.01501% | 0.02005% | 0.01649% | 0.01752% | 0.01501% | 0.02005% | 0.01245% | 0.01822% | 0.01569% | 0.01836% | 0.01836% | 0.01569% | 0.02005% | 0.01501% | 0.02005% | 0.01649% | 0.01752% | 0.01698% | 0.01698%
5098 | 0.02015% | 0.02111% | 0.01823% | 0.01754% | 0.02147% | 0.01382% | 0.02041% | 0.01638% | 0.01899% | 0.01638% | 0.02147% | 0.01754% | 0.02147% | 0.01872% | 0.01919% | 0.01754% | 0.02147% | 0.01382% | 0.02041% | 0.01638% | 0.01899% | 0.01899% | 0.01638% | 0.02147% | 0.01754% | 0.02147% | 0.01872% | 0.01919% | 0.02015% | 0.02015%
5099 | 0.02209% | 0.02201% | 0.01981% | 0.01928% | 0.02178% | 0.01447% | 0.02156% | 0.01632% | 0.01891% | 0.01632% | 0.02178% | 0.01928% | 0.02178% | 0.02028% | 0.02025% | 0.01928% | 0.02178% | 0.01447% | 0.02156% | 0.01632% | 0.01891% | 0.01891% | 0.01632% | 0.02178% | 0.01928% | 0.02178% | 0.02028% | 0.02025% | 0.02209% | 0.02209%
5100 | 0.02349% | 0.02153% | 0.02106% | 0.02041% | 0.02153% | 0.01461% | 0.02204% | 0.01558% | 0.01861% | 0.01558% | 0.02153% | 0.02041% | 0.02153% | 0.02136% | 0.0207% | 0.02041% | 0.02153% | 0.01461% | 0.02204% | 0.01558% | 0.01861% | 0.01861% | 0.01558% | 0.02153% | 0.02041% | 0.02153% | 0.02136% | 0.0207% | 0.02349% | 0.02349%
5101 | 0.02379% | 0.02069% | 0.02191% | 0.02087% | 0.02048% | 0.0136% | 0.02181% | 0.01473% | 0.01788% | 0.01473% | 0.02048% | 0.02087% | 0.02048% | 0.02187% | 0.0207% | 0.02087% | 0.02048% | 0.0136% | 0.02181% | 0.01473% | 0.01788% | 0.01788% | 0.01473% | 0.02048% | 0.02087% | 0.02048% | 0.02187% | 0.0207% | 0.02379% | 0.02379%
5102 | 0.02319% | 0.0181% | 0.02248% | 0.02098% | 0.0192% | 0.01261% | 0.02095% | 0.01438% | 0.01698% | 0.01438% | 0.0192% | 0.02098% | 0.0192% | 0.02195% | 0.02039% | 0.02098% | 0.0192% | 0.01261% | 0.02095% | 0.01438% | 0.01698% | 0.01698% | 0.01438% | 0.0192% | 0.02098% | 0.0192% | 0.02195% | 0.02039% | 0.02319% | 0.02319%
5103 | 0.02204% | 0.01539% | 0.02205% | 0.02081% | 0.01838% | 0.01201% | 0.01956% | 0.01514% | 0.01663% | 0.01514% | 0.01838% | 0.02081% | 0.01838% | 0.0215% | 0.01936% | 0.02081% | 0.01838% | 0.01201% | 0.01956% | 0.01514% | 0.01663% | 0.01663% | 0.01514% | 0.01838% | 0.02081% | 0.01838% | 0.0215% | 0.01936% | 0.02204% | 0.02204%
5104 | 0.0193% | 0.01389% | 0.02137% | 0.02021% | 0.01738% | 0.01189% | 0.01771% | 0.01387% | 0.0161% | 0.01387% | 0.01738% | 0.02021% | 0.01738% | 0.02008% | 0.0172% | 0.02021% | 0.01738% | 0.01189% | 0.01771% | 0.01387% | 0.0161% | 0.0161% | 0.01387% | 0.01738% | 0.02021% | 0.01738% | 0.02008% | 0.0172% | 0.0193% | 0.0193%
5105 | 0.01653% | 0.01209% | 0.02053% | 0.01927% | 0.01595% | 0.01164% | 0.01602% | 0.01384% | 0.01539% | 0.01384% | 0.01595% | 0.01927% | 0.01595% | 0.01836% | 0.01434% | 0.01927% | 0.01595% | 0.01164% | 0.01602% | 0.01384% | 0.01539% | 0.01539% | 0.01384% | 0.01595% | 0.01927% | 0.01595% | 0.01836% | 0.01434% | 0.01653% | 0.01653%
5106 | 0.007794% | 0.01128% | 0.01311% | 0.01781% | 0.01392% | 0.01177% | 0.01434% | 0.01351% | 0.01392% | 0.01351% | 0.01392% | 0.01781% | 0.01392% | 0.01637% | 0.01134% | 0.01781% | 0.01392% | 0.01177% | 0.01434% | 0.01351% | 0.01392% | 0.01392% | 0.01351% | 0.01392% | 0.01781% | 0.01392% | 0.01637% | 0.01134% | 0.007794% | 0.007794%
5107 | 0.006592% | 0.01068% | 0.01244% | 0.01584% | 0.01167% | 0.01124% | 0.0123% | 0.01285% | 0.01203% | 0.01285% | 0.01167% | 0.01584% | 0.01167% | 0.0144% | 0.009031% | 0.01584% | 0.01167% | 0.01124% | 0.0123% | 0.01285% | 0.01203% | 0.01203% | 0.01285% | 0.01167% | 0.01584% | 0.01167% | 0.0144% | 0.009031% | 0.006592% | 0.006592%
5108 | 0.007059% | 0.01045% | 0.01248% | 0.01487% | 0.01079% | 0.01137% | 0.01219% | 0.01272% | 0.01073% | 0.01272% | 0.01079% | 0.01487% | 0.01079% | 0.01384% | 0.00985% | 0.01487% | 0.01079% | 0.01137% | 0.01219% | 0.01272% | 0.01073% | 0.01073% | 0.01272% | 0.01079% | 0.01487% | 0.01079% | 0.01384% | 0.00985% | 0.007059% | 0.007059%
5109 | 0.00659% | 0.01016% | 0.006088% | 0.01269% | 0.01003% | 0.011% | 0.01106% | 0.01291% | 0.01008% | 0.01291% | 0.01003% | 0.01269% | 0.01003% | 0.01152% | 0.009128% | 0.01269% | 0.01003% | 0.011% | 0.01106% | 0.01291% | 0.01008% | 0.01008% | 0.01291% | 0.01003% | 0.01269% | 0.01003% | 0.01152% | 0.009128% | 0.00659% | 0.00659%
5110 | 0.00598% | 0.01004% | 0.005597% | 0.00992% | 0.009694% | 0.01089% | 0.01012% | 0.01309% | 0.009802% | 0.01309% | 0.009694% | 0.00992% | 0.009694% | 0.007956% | 0.008347% | 0.00992% | 0.009694% | 0.01089% | 0.01012% | 0.01309% | 0.009802% | 0.009802% | 0.01309% | 0.009694% | 0.00992% | 0.009694% | 0.007956% | 0.008347% | 0.00598% | 0.00598%
5111 | 0.005705% | 0.009979% | 0.005455% | 0.008006% | 0.009476% | 0.01084% | 0.009549% | 0.013% | 0.009601% | 0.013% | 0.009476% | 0.008006% | 0.009476% | 0.005567% | 0.007742% | 0.008006% | 0.009476% | 0.01084% | 0.009549% | 0.013% | 0.009601% | 0.009601% | 0.013% | 0.009476% | 0.008006% | 0.009476% | 0.005567% | 0.007742% | 0.005705% | 0.005705%
5112 | 0.005665% | 0.009966% | 0.00548% | 0.006849% | 0.009313% | 0.01087% | 0.009225% | 0.01057% | 0.009474% | 0.01057% | 0.009313% | 0.006849% | 0.009313% | 0.004915% | 0.007101% | 0.006849% | 0.009313% | 0.01087% | 0.009225% | 0.01057% | 0.009474% | 0.009474% | 0.01057% | 0.009313% | 0.006849% | 0.009313% | 0.004915% | 0.007101% | 0.005665% | 0.005665%
5113 | 0.005674% | 0.009817% | 0.005485% | 0.006051% | 0.009159% | 0.01094% | 0.009068% | 0.009089% | 0.009412% | 0.009089% | 0.009159% | 0.006051% | 0.009159% | 0.004695% | 0.006869% | 0.006051% | 0.009159% | 0.01094% | 0.009068% | 0.009089% | 0.009412% | 0.009412% | 0.009089% | 0.009159% | 0.006051% | 0.009159% | 0.004695% | 0.006869% | 0.005674% | 0.005674%
5114 | 0.005642% | 0.009668% | 0.005406% | 0.005883% | 0.009111% | 0.011% | 0.009001% | 0.007913% | 0.009684% | 0.007913% | 0.009111% | 0.005883% | 0.009111% | 0.004647% | 0.006886% | 0.005883% | 0.009111% | 0.011% | 0.009001% | 0.007913% | 0.009684% | 0.009684% | 0.007913% | 0.009111% | 0.005883% | 0.009111% | 0.004647% | 0.006886% | 0.005642% | 0.005642%
5115 | 0.00588% | 0.009559% | 0.005379% | 0.005841% | 0.009266% | 0.011% | 0.009027% | 0.006961% | 0.01042% | 0.006961% | 0.009266% | 0.005841% | 0.009266% | 0.004796% | 0.007121% | 0.005841% | 0.009266% | 0.011% | 0.009027% | 0.006961% | 0.01042% | 0.01042% | 0.006961% | 0.009266% | 0.005841% | 0.009266% | 0.004796% | 0.007121% | 0.00588% | 0.00588%
5116 | 0.006254% | 0.009464% | 0.005422% | 0.005973% | 0.009955% | 0.011% | 0.009408% | 0.00683% | 0.01123% | 0.00683% | 0.009955% | 0.005973% | 0.009955% | 0.005191% | 0.007796% | 0.005973% | 0.009955% | 0.011% | 0.009408% | 0.00683% | 0.01123% | 0.01123% | 0.00683% | 0.009955% | 0.005973% | 0.009955% | 0.005191% | 0.007796% | 0.006254% | 0.006254%
5117 | 0.006702% | 0.009779% | 0.005232% | 0.006814% | 0.01099% | 0.01059% | 0.01008% | 0.007882% | 0.01222% | 0.007882% | 0.01099% | 0.006814% | 0.01099% | 0.005522% | 0.008701% | 0.006814% | 0.01099% | 0.01059% | 0.01008% | 0.007882% | 0.01222% | 0.01222% | 0.007882% | 0.01099% | 0.006814% | 0.01099% | 0.005522% | 0.008701% | 0.006702% | 0.006702%
5118 | 0.006966% | 0.009922% | 0.00597% | 0.006878% | 0.01289% | 0.01009% | 0.0104% | 0.009485% | 0.01438% | 0.009485% | 0.01289% | 0.006878% | 0.01289% | 0.006137% | 0.009089% | 0.006878% | 0.01289% | 0.01009% | 0.0104% | 0.009485% | 0.01438% | 0.01438% | 0.009485% | 0.01289% | 0.006878% | 0.01289% | 0.006137% | 0.009089% | 0.006966% | 0.006966%
5119 | 0.01301% | 0.01145% | 0.007719% | 0.009146% | 0.01568% | 0.01053% | 0.01309% | 0.01366% | 0.01614% | 0.01366% | 0.01568% | 0.009146% | 0.01568% | 0.009306% | 0.01222% | 0.009146% | 0.01568% | 0.01053% | 0.01309% | 0.01366% | 0.01614% | 0.01614% | 0.01366% | 0.01568% | 0.009146% | 0.01568% | 0.009306% | 0.01222% | 0.01301% | 0.01301%
5120 | 0.0156% | 0.01497% | 0.0142% | 0.01269% | 0.01849% | 0.01166% | 0.01608% | 0.0161% | 0.01775% | 0.0161% | 0.01849% | 0.01269% | 0.01849% | 0.01383% | 0.01522% | 0.01269% | 0.01849% | 0.01166% | 0.01608% | 0.0161% | 0.01775% | 0.01775% | 0.0161% | 0.01849% | 0.01269% | 0.01849% | 0.01383% | 0.01522% | 0.0156% | 0.0156%
5121 | 0.01868% | 0.01878% | 0.01744% | 0.0158% | 0.02076% | 0.01293% | 0.01889% | 0.01667% | 0.01905% | 0.01667% | 0.02076% | 0.0158% | 0.02076% | 0.01699% | 0.01757% | 0.0158% | 0.02076% | 0.01293% | 0.01889% | 0.01667% | 0.01905% | 0.01905% | 0.01667% | 0.02076% | 0.0158% | 0.02076% | 0.01699% | 0.01757% | 0.01868% | 0.01868%
5122 | 0.02168% | 0.02165% | 0.01953% | 0.01825% | 0.0221% | 0.01446% | 0.02108% | 0.01715% | 0.01956% | 0.01715% | 0.0221% | 0.01825% | 0.0221% | 0.01901% | 0.01925% | 0.01825% | 0.0221% | 0.01446% | 0.02108% | 0.01715% | 0.01956% | 0.01956% | 0.01715% | 0.0221% | 0.01825% | 0.0221% | 0.01901% | 0.01925% | 0.02168% | 0.02168%
5123 | 0.02337% | 0.02258% | 0.0211% | 0.0199% | 0.02228% | 0.0153% | 0.02223% | 0.01682% | 0.01934% | 0.01682% | 0.02228% | 0.0199% | 0.02228% | 0.02042% | 0.02031% | 0.0199% | 0.02228% | 0.0153% | 0.02223% | 0.01682% | 0.01934% | 0.01934% | 0.01682% | 0.02228% | 0.0199% | 0.02228% | 0.02042% | 0.02031% | 0.02337% | 0.02337%
5124 | 0.02468% | 0.02201% | 0.02234% | 0.02094% | 0.02193% | 0.01529% | 0.0227% | 0.0159% | 0.0189% | 0.0159% | 0.02193% | 0.02094% | 0.02193% | 0.0214% | 0.02075% | 0.02094% | 0.02193% | 0.01529% | 0.0227% | 0.0159% | 0.0189% | 0.0189% | 0.0159% | 0.02193% | 0.02094% | 0.02193% | 0.0214% | 0.02075% | 0.02468% | 0.02468%
5125 | 0.02522% | 0.0213% | 0.02342% | 0.02156% | 0.02104% | 0.0147% | 0.02266% | 0.01518% | 0.0182% | 0.01518% | 0.02104% | 0.02156% | 0.02104% | 0.0221% | 0.02076% | 0.02156% | 0.02104% | 0.0147% | 0.02266% | 0.01518% | 0.0182% | 0.0182% | 0.01518% | 0.02104% | 0.02156% | 0.02104% | 0.0221% | 0.02076% | 0.02522% | 0.02522%
5126 | 0.02408% | 0.01858% | 0.02356% | 0.02147% | 0.0196% | 0.01366% | 0.0217% | 0.01468% | 0.01704% | 0.01468% | 0.0196% | 0.02147% | 0.0196% | 0.02216% | 0.02044% | 0.02147% | 0.0196% | 0.01366% | 0.0217% | 0.01468% | 0.01704% | 0.01704% | 0.01468% | 0.0196% | 0.02147% | 0.0196% | 0.02216% | 0.02044% | 0.02408% | 0.02408%
5127 | 0.02237% | 0.01568% | 0.02281% | 0.02104% | 0.01831% | 0.01297% | 0.02006% | 0.01498% | 0.01607% | 0.01498% | 0.01831% | 0.02104% | 0.01831% | 0.02169% | 0.01937% | 0.02104% | 0.01831% | 0.01297% | 0.02006% | 0.01498% | 0.01607% | 0.01607% | 0.01498% | 0.01831% | 0.02104% | 0.01831% | 0.02169% | 0.01937% | 0.02237% | 0.02237%
5128 | 0.01923% | 0.01408% | 0.02187% | 0.02031% | 0.01699% | 0.01242% | 0.018% | 0.01345% | 0.01505% | 0.01345% | 0.01699% | 0.02031% | 0.01699% | 0.02039% | 0.01715% | 0.02031% | 0.01699% | 0.01242% | 0.018% | 0.01345% | 0.01505% | 0.01505% | 0.01345% | 0.01699% | 0.02031% | 0.01699% | 0.02039% | 0.01715% | 0.01923% | 0.01923%
5129 | 0.01568% | 0.01213% | 0.02049% | 0.01914% | 0.01525% | 0.0119% | 0.01584% | 0.01332% | 0.01406% | 0.01332% | 0.01525% | 0.01914% | 0.01525% | 0.01851% | 0.01419% | 0.01914% | 0.01525% | 0.0119% | 0.01584% | 0.01332% | 0.01406% | 0.01406% | 0.01332% | 0.01525% | 0.01914% | 0.01525% | 0.01851% | 0.01419% | 0.01568% | 0.01568%
5130 | 0.007396% | 0.01133% | 0.01305% | 0.01777% | 0.01323% | 0.01195% | 0.01418% | 0.01312% | 0.01271% | 0.01312% | 0.01323% | 0.01777% | 0.01323% | 0.0166% | 0.01122% | 0.01777% | 0.01323% | 0.01195% | 0.01418% | 0.01312% | 0.01271% | 0.01271% | 0.01312% | 0.01323% | 0.01777% | 0.01323% | 0.0166% | 0.01122% | 0.007396% | 0.007396%
5131 | 0.006207% | 0.01077% | 0.01238% | 0.0159% | 0.0113% | 0.01189% | 0.01228% | 0.01286% | 0.01138% | 0.01286% | 0.0113% | 0.0159% | 0.0113% | 0.01469% | 0.009002% | 0.0159% | 0.0113% | 0.01189% | 0.01228% | 0.01286% | 0.01138% | 0.01138% | 0.01286% | 0.0113% | 0.0159% | 0.0113% | 0.01469% | 0.009002% | 0.006207% | 0.006207%
5132 | 0.006795% | 0.01055% | 0.01242% | 0.01499% | 0.01083% | 0.01196% | 0.01224% | 0.01303% | 0.01055% | 0.01303% | 0.01083% | 0.01499% | 0.01083% | 0.01409% | 0.009852% | 0.01499% | 0.01083% | 0.01196% | 0.01224% | 0.01303% | 0.01055% | 0.01055% | 0.01303% | 0.01083% | 0.01499% | 0.01083% | 0.01409% | 0.009852% | 0.006795% | 0.006795%
5133 | 0.006524% | 0.01035% | 0.006049% | 0.01279% | 0.01015% | 0.01146% | 0.01115% | 0.01327% | 0.01005% | 0.01327% | 0.01015% | 0.01279% | 0.01015% | 0.01165% | 0.009132% | 0.01279% | 0.01015% | 0.01146% | 0.01115% | 0.01327% | 0.01005% | 0.01005% | 0.01327% | 0.01015% | 0.01279% | 0.01015% | 0.01165% | 0.009132% | 0.006524% | 0.006524%
5134 | 0.005926% | 0.01025% | 0.00562% | 0.009953% | 0.009816% | 0.01138% | 0.01019% | 0.01359% | 0.009886% | 0.01359% | 0.009816% | 0.009953% | 0.009816% | 0.007926% | 0.008349% | 0.009953% | 0.009816% | 0.01138% | 0.01019% | 0.01359% | 0.009886% | 0.009886% | 0.01359% | 0.009816% | 0.009953% | 0.009816% | 0.007926% | 0.008349% | 0.005926% | 0.005926%
5135 | 0.005755% | 0.01016% | 0.005448% | 0.008023% | 0.009619% | 0.01119% | 0.009584% | 0.01358% | 0.009771% | 0.01358% | 0.009619% | 0.008023% | 0.009619% | 0.005486% | 0.007742% | 0.008023% | 0.009619% | 0.01119% | 0.009584% | 0.01358% | 0.009771% | 0.009771% | 0.01358% | 0.009619% | 0.008023% | 0.009619% | 0.005486% | 0.007742% | 0.005755% | 0.005755%
5136 | 0.005703% | 0.01004% | 0.005443% | 0.006861% | 0.009428% | 0.01103% | 0.009266% | 0.01084% | 0.00966% | 0.01084% | 0.009428% | 0.006861% | 0.009428% | 0.004862% | 0.0071% | 0.006861% | 0.009428% | 0.01103% | 0.009266% | 0.01084% | 0.00966% | 0.00966% | 0.01084% | 0.009428% | 0.006861% | 0.009428% | 0.004862% | 0.0071% | 0.005703% | 0.005703%
5137 | 0.005675% | 0.01006% | 0.005435% | 0.006125% | 0.009313% | 0.01091% | 0.009109% | 0.009478% | 0.009705% | 0.009478% | 0.009313% | 0.006125% | 0.009313% | 0.004827% | 0.006867% | 0.006125% | 0.009313% | 0.01091% | 0.009109% | 0.009478% | 0.009705% | 0.009705% | 0.009478% | 0.009313% | 0.006125% | 0.009313% | 0.004827% | 0.006867% | 0.005675% | 0.005675%
5138 | 0.005815% | 0.009994% | 0.005425% | 0.005967% | 0.009307% | 0.01092% | 0.009054% | 0.008301% | 0.01008% | 0.008301% | 0.009307% | 0.005967% | 0.009307% | 0.004795% | 0.006883% | 0.005967% | 0.009307% | 0.01092% | 0.009054% | 0.008301% | 0.01008% | 0.01008% | 0.008301% | 0.009307% | 0.005967% | 0.009307% | 0.004795% | 0.006883% | 0.005815% | 0.005815%
5139 | 0.005895% | 0.009928% | 0.005401% | 0.005953% | 0.009517% | 0.01097% | 0.0091% | 0.007364% | 0.01096% | 0.007364% | 0.009517% | 0.005953% | 0.009517% | 0.004969% | 0.007118% | 0.005953% | 0.009517% | 0.01097% | 0.0091% | 0.007364% | 0.01096% | 0.01096% | 0.007364% | 0.009517% | 0.005953% | 0.009517% | 0.004969% | 0.007118% | 0.005895% | 0.005895%
5140 | 0.006361% | 0.009882% | 0.005426% | 0.006135% | 0.01037% | 0.01102% | 0.00953% | 0.007333% | 0.01198% | 0.007333% | 0.01037% | 0.006135% | 0.01037% | 0.005401% | 0.007794% | 0.006135% | 0.01037% | 0.01102% | 0.00953% | 0.007333% | 0.01198% | 0.01198% | 0.007333% | 0.01037% | 0.006135% | 0.01037% | 0.005401% | 0.007794% | 0.006361% | 0.006361%
5141 | 0.006792% | 0.01027% | 0.005314% | 0.007052% | 0.01136% | 0.01055% | 0.01025% | 0.008288% | 0.013% | 0.008288% | 0.01136% | 0.007052% | 0.01136% | 0.005705% | 0.008741% | 0.007052% | 0.01136% | 0.01055% | 0.01025% | 0.008288% | 0.013% | 0.013% | 0.008288% | 0.01136% | 0.007052% | 0.01136% | 0.005705% | 0.008741% | 0.006792% | 0.006792%
5142 | 0.007014% | 0.01035% | 0.005935% | 0.00713% | 0.01337% | 0.01011% | 0.0105% | 0.009846% | 0.01522% | 0.009846% | 0.01337% | 0.00713% | 0.01337% | 0.006339% | 0.009093% | 0.00713% | 0.01337% | 0.01011% | 0.0105% | 0.009846% | 0.01522% | 0.01522% | 0.009846% | 0.01337% | 0.00713% | 0.01337% | 0.006339% | 0.009093% | 0.007014% | 0.007014%
5143 | 0.01316% | 0.01183% | 0.007771% | 0.009402% | 0.01607% | 0.01046% | 0.01309% | 0.01452% | 0.01692% | 0.01452% | 0.01607% | 0.009402% | 0.01607% | 0.009457% | 0.01222% | 0.009402% | 0.01607% | 0.01046% | 0.01309% | 0.01452% | 0.01692% | 0.01692% | 0.01452% | 0.01607% | 0.009402% | 0.01607% | 0.009457% | 0.01222% | 0.01316% | 0.01316%
5144 | 0.01553% | 0.01532% | 0.01398% | 0.01279% | 0.01857% | 0.01146% | 0.01586% | 0.01659% | 0.01822% | 0.01659% | 0.01857% | 0.01279% | 0.01857% | 0.01379% | 0.01518% | 0.01279% | 0.01857% | 0.01146% | 0.01586% | 0.01659% | 0.01822% | 0.01822% | 0.01659% | 0.01857% | 0.01279% | 0.01857% | 0.01379% | 0.01518% | 0.01553% | 0.01553%
5145 | 0.0185% | 0.01916% | 0.01716% | 0.0159% | 0.02086% | 0.01284% | 0.01865% | 0.01713% | 0.01948% | 0.01713% | 0.02086% | 0.0159% | 0.02086% | 0.01711% | 0.01753% | 0.0159% | 0.02086% | 0.01284% | 0.01865% | 0.01713% | 0.01948% | 0.01948% | 0.01713% | 0.02086% | 0.0159% | 0.02086% | 0.01711% | 0.01753% | 0.0185% | 0.0185%
5146 | 0.02222% | 0.02217% | 0.01987% | 0.01863% | 0.02253% | 0.0145% | 0.02106% | 0.01797% | 0.0204% | 0.01797% | 0.02253% | 0.01863% | 0.02253% | 0.01958% | 0.01925% | 0.01863% | 0.02253% | 0.0145% | 0.02106% | 0.01797% | 0.0204% | 0.0204% | 0.01797% | 0.02253% | 0.01863% | 0.02253% | 0.01958% | 0.01925% | 0.02222% | 0.02222%
5147 | 0.02506% | 0.02337% | 0.02215% | 0.02079% | 0.02323% | 0.01568% | 0.02244% | 0.01825% | 0.02083% | 0.01825% | 0.02323% | 0.02079% | 0.02323% | 0.02153% | 0.02035% | 0.02079% | 0.02323% | 0.01568% | 0.02244% | 0.01825% | 0.02083% | 0.02083% | 0.01825% | 0.02323% | 0.02079% | 0.02323% | 0.02153% | 0.02035% | 0.02506% | 0.02506%
5148 | 0.02689% | 0.02275% | 0.02377% | 0.0221% | 0.02317% | 0.01567% | 0.02309% | 0.01756% | 0.02076% | 0.01756% | 0.02317% | 0.0221% | 0.02317% | 0.02278% | 0.02083% | 0.0221% | 0.02317% | 0.01567% | 0.02309% | 0.01756% | 0.02076% | 0.02076% | 0.01756% | 0.02317% | 0.0221% | 0.02317% | 0.02278% | 0.02083% | 0.02689% | 0.02689%
5149 | 0.02771% | 0.02194% | 0.02494% | 0.02279% | 0.02226% | 0.01459% | 0.02296% | 0.01687% | 0.02021% | 0.01687% | 0.02226% | 0.02279% | 0.02226% | 0.0234% | 0.02085% | 0.02279% | 0.02226% | 0.01459% | 0.02296% | 0.01687% | 0.02021% | 0.02021% | 0.01687% | 0.02226% | 0.02279% | 0.02226% | 0.0234% | 0.02085% | 0.02771% | 0.02771%
5150 | 0.02709% | 0.01931% | 0.0254% | 0.02287% | 0.02106% | 0.01338% | 0.02205% | 0.01658% | 0.01939% | 0.01658% | 0.02106% | 0.02287% | 0.02106% | 0.02336% | 0.02056% | 0.02287% | 0.02106% | 0.01338% | 0.02205% | 0.01658% | 0.01939% | 0.01939% | 0.01658% | 0.02106% | 0.02287% | 0.02106% | 0.02336% | 0.02056% | 0.02709% | 0.02709%
5151 | 0.02506% | 0.01633% | 0.02434% | 0.02232% | 0.0199% | 0.01262% | 0.02044% | 0.01692% | 0.01843% | 0.01692% | 0.0199% | 0.02232% | 0.0199% | 0.0226% | 0.0195% | 0.02232% | 0.0199% | 0.01262% | 0.02044% | 0.01692% | 0.01843% | 0.01843% | 0.01692% | 0.0199% | 0.02232% | 0.0199% | 0.0226% | 0.0195% | 0.02506% | 0.02506%
5152 | 0.0219% | 0.01464% | 0.02358% | 0.02161% | 0.01891% | 0.01218% | 0.01859% | 0.0157% | 0.01795% | 0.0157% | 0.01891% | 0.02161% | 0.01891% | 0.02114% | 0.01732% | 0.02161% | 0.01891% | 0.01218% | 0.01859% | 0.0157% | 0.01795% | 0.01795% | 0.0157% | 0.01891% | 0.02161% | 0.01891% | 0.02114% | 0.01732% | 0.0219% | 0.0219%
5153 | 0.01887% | 0.01265% | 0.02268% | 0.02052% | 0.01709% | 0.0117% | 0.0167% | 0.01547% | 0.01682% | 0.01547% | 0.01709% | 0.02052% | 0.01709% | 0.01924% | 0.01442% | 0.02052% | 0.01709% | 0.0117% | 0.0167% | 0.01547% | 0.01682% | 0.01682% | 0.01547% | 0.01709% | 0.02052% | 0.01709% | 0.01924% | 0.01442% | 0.01887% | 0.01887%
5154 | 0.008586% | 0.01179% | 0.01399% | 0.01901% | 0.01496% | 0.01157% | 0.01497% | 0.01528% | 0.01529% | 0.01528% | 0.01496% | 0.01901% | 0.01496% | 0.0171% | 0.0114% | 0.01901% | 0.01496% | 0.01157% | 0.01497% | 0.01528% | 0.01529% | 0.01529% | 0.01528% | 0.01496% | 0.01901% | 0.01496% | 0.0171% | 0.0114% | 0.008586% | 0.008586%
5155 | 0.007315% | 0.0112% | 0.01339% | 0.01695% | 0.01267% | 0.01158% | 0.01299% | 0.01477% | 0.01329% | 0.01477% | 0.01267% | 0.01695% | 0.01267% | 0.01508% | 0.009084% | 0.01695% | 0.01267% | 0.01158% | 0.01299% | 0.01477% | 0.01329% | 0.01329% | 0.01477% | 0.01267% | 0.01695% | 0.01267% | 0.01508% | 0.009084% | 0.007315% | 0.007315%
5156 | 0.007415% | 0.01098% | 0.01321% | 0.01576% | 0.01172% | 0.01184% | 0.01277% | 0.01446% | 0.01183% | 0.01446% | 0.01172% | 0.01576% | 0.01172% | 0.01433% | 0.009891% | 0.01576% | 0.01172% | 0.01184% | 0.01277% | 0.01446% | 0.01183% | 0.01183% | 0.01446% | 0.01172% | 0.01576% | 0.01172% | 0.01433% | 0.009891% | 0.007415% | 0.007415%
5157 | 0.006903% | 0.01079% | 0.006229% | 0.0133% | 0.01084% | 0.0113% | 0.01149% | 0.01441% | 0.01108% | 0.01441% | 0.01084% | 0.0133% | 0.01084% | 0.0117% | 0.009154% | 0.0133% | 0.01084% | 0.0113% | 0.01149% | 0.01441% | 0.01108% | 0.01108% | 0.01441% | 0.01084% | 0.0133% | 0.01084% | 0.0117% | 0.009154% | 0.006903% | 0.006903%
5158 | 0.006165% | 0.0106% | 0.005666% | 0.01026% | 0.01031% | 0.01096% | 0.01037% | 0.01429% | 0.01062% | 0.01429% | 0.01031% | 0.01026% | 0.01031% | 0.00794% | 0.00836% | 0.01026% | 0.01031% | 0.01096% | 0.01037% | 0.01429% | 0.01062% | 0.01062% | 0.01429% | 0.01031% | 0.01026% | 0.01031% | 0.00794% | 0.00836% | 0.006165% | 0.006165%
5159 | 0.005828% | 0.01042% | 0.005528% | 0.00824% | 0.009982% | 0.0108% | 0.009713% | 0.01404% | 0.01029% | 0.01404% | 0.009982% | 0.00824% | 0.009982% | 0.005575% | 0.007748% | 0.00824% | 0.009982% | 0.0108% | 0.009713% | 0.01404% | 0.01029% | 0.01029% | 0.01404% | 0.009982% | 0.00824% | 0.009982% | 0.005575% | 0.007748% | 0.005828% | 0.005828%
5160 | 0.005766% | 0.01024% | 0.005459% | 0.006986% | 0.009634% | 0.01081% | 0.009323% | 0.01102% | 0.009988% | 0.01102% | 0.009634% | 0.006986% | 0.009634% | 0.004937% | 0.007103% | 0.006986% | 0.009634% | 0.01081% | 0.009323% | 0.01102% | 0.009988% | 0.009988% | 0.01102% | 0.009634% | 0.006986% | 0.009634% | 0.004937% | 0.007103% | 0.005766% | 0.005766%
5161 | 0.005892% | 0.01202% | 0.005611% | 0.00607% | 0.01022% | 0.01214% | 0.009304% | 0.009488% | 0.01014% | 0.009488% | 0.01022% | 0.00607% | 0.01022% | 0.005095% | 0.00684% | 0.00607% | 0.01022% | 0.01214% | 0.009304% | 0.009488% | 0.01014% | 0.01014% | 0.009488% | 0.01022% | 0.00607% | 0.01022% | 0.005095% | 0.00684% | 0.005892% | 0.005892%
5162 | 0.005816% | 0.01213% | 0.0056% | 0.005953% | 0.00983% | 0.01212% | 0.009195% | 0.008677% | 0.01032% | 0.008677% | 0.00983% | 0.005953% | 0.00983% | 0.004577% | 0.006844% | 0.005953% | 0.00983% | 0.01212% | 0.009195% | 0.008677% | 0.01032% | 0.01032% | 0.008677% | 0.00983% | 0.005953% | 0.00983% | 0.004577% | 0.006844% | 0.005816% | 0.005816%
5163 | 0.005571% | 0.01215% | 0.005344% | 0.00595% | 0.009947% | 0.01212% | 0.009079% | 0.008376% | 0.01109% | 0.008376% | 0.009947% | 0.00595% | 0.009947% | 0.004611% | 0.006846% | 0.00595% | 0.009947% | 0.01212% | 0.009079% | 0.008376% | 0.01109% | 0.01109% | 0.008376% | 0.009947% | 0.00595% | 0.009947% | 0.004611% | 0.006846% | 0.005571% | 0.005571%
5164 | 0.005507% | 0.01213% | 0.005404% | 0.006054% | 0.01031% | 0.01214% | 0.008981% | 0.008461% | 0.01117% | 0.008461% | 0.01031% | 0.006054% | 0.01031% | 0.004937% | 0.006847% | 0.006054% | 0.01031% | 0.01214% | 0.008981% | 0.008461% | 0.01117% | 0.01117% | 0.008461% | 0.01031% | 0.006054% | 0.01031% | 0.004937% | 0.006847% | 0.005507% | 0.005507%
5165 | 0.005096% | 0.01244% | 0.004965% | 0.006583% | 0.009979% | 0.0118% | 0.008564% | 0.009063% | 0.01111% | 0.009063% | 0.009979% | 0.006583% | 0.009979% | 0.005146% | 0.006385% | 0.006583% | 0.009979% | 0.0118% | 0.008564% | 0.009063% | 0.01111% | 0.01111% | 0.009063% | 0.009979% | 0.006583% | 0.009979% | 0.005146% | 0.006385% | 0.005096% | 0.005096%
5166 | 0.003955% | 0.01221% | 0.003572% | 0.00654% | 0.01013% | 0.01117% | 0.007144% | 0.0103% | 0.01207% | 0.0103% | 0.01013% | 0.00654% | 0.01013% | 0.005556% | 0.004262% | 0.00654% | 0.01013% | 0.01117% | 0.007144% | 0.0103% | 0.01207% | 0.01207% | 0.0103% | 0.01013% | 0.00654% | 0.01013% | 0.005556% | 0.004262% | 0.003955% | 0.003955%
5167 | 0.006877% | 0.01263% | 0.005437% | 0.008917% | 0.01157% | 0.01146% | 0.00776% | 0.0142% | 0.01303% | 0.0142% | 0.01157% | 0.008917% | 0.01157% | 0.008653% | 0.004265% | 0.008917% | 0.01157% | 0.01146% | 0.00776% | 0.0142% | 0.01303% | 0.01303% | 0.0142% | 0.01157% | 0.008917% | 0.01157% | 0.008653% | 0.004265% | 0.006877% | 0.006877%
5168 | 0.006361% | 0.01361% | 0.005215% | 0.0126% | 0.01316% | 0.01213% | 0.008807% | 0.01637% | 0.01404% | 0.01637% | 0.01316% | 0.0126% | 0.01316% | 0.01317% | 0.004328% | 0.0126% | 0.01316% | 0.01213% | 0.008807% | 0.01637% | 0.01404% | 0.01404% | 0.01637% | 0.01316% | 0.0126% | 0.01316% | 0.01317% | 0.004328% | 0.006361% | 0.006361%
5169 | 0.007092% | 0.01512% | 0.00637% | 0.01587% | 0.01489% | 0.01324% | 0.01022% | 0.01751% | 0.0148% | 0.01751% | 0.01489% | 0.01587% | 0.01489% | 0.01669% | 0.004432% | 0.01587% | 0.01489% | 0.01324% | 0.01022% | 0.01751% | 0.0148% | 0.0148% | 0.01751% | 0.01489% | 0.01587% | 0.01489% | 0.01669% | 0.004432% | 0.007092% | 0.007092%
5170 | 0.008593% | 0.01676% | 0.007371% | 0.01848% | 0.01604% | 0.01473% | 0.01177% | 0.01906% | 0.01526% | 0.01906% | 0.01604% | 0.01848% | 0.01604% | 0.01917% | 0.004518% | 0.01848% | 0.01604% | 0.01473% | 0.01177% | 0.01906% | 0.01526% | 0.01526% | 0.01906% | 0.01604% | 0.01848% | 0.01604% | 0.01917% | 0.004518% | 0.008593% | 0.008593%
5171 | 0.009846% | 0.01788% | 0.008443% | 0.02037% | 0.01633% | 0.01561% | 0.01317% | 0.01977% | 0.01536% | 0.01977% | 0.01633% | 0.02037% | 0.01633% | 0.02084% | 0.004562% | 0.02037% | 0.01633% | 0.01561% | 0.01317% | 0.01977% | 0.01536% | 0.01536% | 0.01977% | 0.01633% | 0.02037% | 0.01633% | 0.02084% | 0.004562% | 0.009846% | 0.009846%
5172 | 0.01075% | 0.01786% | 0.009351% | 0.02169% | 0.01655% | 0.01558% | 0.01411% | 0.01984% | 0.01548% | 0.01984% | 0.01655% | 0.02169% | 0.01655% | 0.02197% | 0.004586% | 0.02169% | 0.01655% | 0.01558% | 0.01411% | 0.01984% | 0.01548% | 0.01548% | 0.01984% | 0.01655% | 0.02169% | 0.01655% | 0.02197% | 0.004586% | 0.01075% | 0.01075%
5173 | 0.01177% | 0.0173% | 0.01016% | 0.02239% | 0.01691% | 0.0144% | 0.01425% | 0.02% | 0.0158% | 0.02% | 0.01691% | 0.02239% | 0.01691% | 0.0227% | 0.004626% | 0.02239% | 0.01691% | 0.0144% | 0.01425% | 0.02% | 0.0158% | 0.0158% | 0.02% | 0.01691% | 0.02239% | 0.01691% | 0.0227% | 0.004626% | 0.01177% | 0.01177%
5174 | 0.01218% | 0.01631% | 0.01069% | 0.02256% | 0.01746% | 0.01317% | 0.01417% | 0.02007% | 0.0163% | 0.02007% | 0.01746% | 0.02256% | 0.01746% | 0.02329% | 0.004689% | 0.02256% | 0.01746% | 0.01317% | 0.01417% | 0.02007% | 0.0163% | 0.0163% | 0.02007% | 0.01746% | 0.02256% | 0.01746% | 0.02329% | 0.004689% | 0.01218% | 0.01218%
5175 | 0.01204% | 0.01521% | 0.01056% | 0.0221% | 0.01764% | 0.01248% | 0.01369% | 0.02032% | 0.01669% | 0.02032% | 0.01764% | 0.0221% | 0.01764% | 0.0235% | 0.004744% | 0.0221% | 0.01764% | 0.01248% | 0.01369% | 0.02032% | 0.01669% | 0.01669% | 0.02032% | 0.01764% | 0.0221% | 0.01764% | 0.0235% | 0.004744% | 0.01204% | 0.01204%
5176 | 0.01238% | 0.01447% | 0.01064% | 0.02149% | 0.01748% | 0.01212% | 0.01288% | 0.01881% | 0.01663% | 0.01881% | 0.01748% | 0.02149% | 0.01748% | 0.0234% | 0.004799% | 0.02149% | 0.01748% | 0.01212% | 0.01288% | 0.01881% | 0.01663% | 0.01663% | 0.01881% | 0.01748% | 0.02149% | 0.01748% | 0.0234% | 0.004799% | 0.01238% | 0.01238%
5177 | 0.01186% | 0.0136% | 0.01001% | 0.0204% | 0.0169% | 0.01183% | 0.01176% | 0.01828% | 0.01624% | 0.01828% | 0.0169% | 0.0204% | 0.0169% | 0.02277% | 0.004751% | 0.0204% | 0.0169% | 0.01183% | 0.01176% | 0.01828% | 0.01624% | 0.01624% | 0.01828% | 0.0169% | 0.0204% | 0.0169% | 0.02277% | 0.004751% | 0.01186% | 0.01186%
5178 | 0.005313% | 0.01309% | 0.0048% | 0.01874% | 0.01566% | 0.01209% | 0.01046% | 0.01747% | 0.01517% | 0.01747% | 0.01566% | 0.01874% | 0.01566% | 0.02159% | 0.004591% | 0.01874% | 0.01566% | 0.01209% | 0.01046% | 0.01747% | 0.01517% | 0.01517% | 0.01747% | 0.01566% | 0.01874% | 0.01566% | 0.02159% | 0.004591% | 0.005313% | 0.005313%
5179 | 0.005609% | 0.01272% | 0.004682% | 0.01668% | 0.01401% | 0.01258% | 0.009321% | 0.01652% | 0.01404% | 0.01652% | 0.01401% | 0.01668% | 0.01401% | 0.01984% | 0.004419% | 0.01668% | 0.01401% | 0.01258% | 0.009321% | 0.01652% | 0.01404% | 0.01404% | 0.01652% | 0.01401% | 0.01668% | 0.01401% | 0.01984% | 0.004419% | 0.005609% | 0.005609%
5180 | 0.006954% | 0.01275% | 0.006225% | 0.0156% | 0.01343% | 0.0132% | 0.01039% | 0.01591% | 0.01326% | 0.01591% | 0.01343% | 0.0156% | 0.01343% | 0.01897% | 0.006709% | 0.0156% | 0.01343% | 0.0132% | 0.01039% | 0.01591% | 0.01326% | 0.01326% | 0.01591% | 0.01343% | 0.0156% | 0.01343% | 0.01897% | 0.006709% | 0.006954% | 0.006954%
5181 | 0.007026% | 0.01269% | 0.006326% | 0.01315% | 0.01222% | 0.01288% | 0.01015% | 0.01523% | 0.01239% | 0.01523% | 0.01222% | 0.01315% | 0.01222% | 0.01565% | 0.006896% | 0.01315% | 0.01222% | 0.01288% | 0.01015% | 0.01523% | 0.01239% | 0.01239% | 0.01523% | 0.01222% | 0.01315% | 0.01222% | 0.01565% | 0.006896% | 0.007026% | 0.007026%
5182 | 0.006834% | 0.01258% | 0.006241% | 0.01009% | 0.01146% | 0.01285% | 0.009937% | 0.01448% | 0.01155% | 0.01448% | 0.01146% | 0.01009% | 0.01146% | 0.01094% | 0.00689% | 0.01009% | 0.01146% | 0.01285% | 0.009937% | 0.01448% | 0.01155% | 0.01155% | 0.01448% | 0.01146% | 0.01009% | 0.01146% | 0.01094% | 0.00689% | 0.006834% | 0.006834%
5183 | 0.006635% | 0.01251% | 0.006102% | 0.007972% | 0.01077% | 0.01271% | 0.009791% | 0.01304% | 0.01095% | 0.01304% | 0.01077% | 0.007972% | 0.01077% | 0.007573% | 0.006887% | 0.007972% | 0.01077% | 0.01271% | 0.009791% | 0.01304% | 0.01095% | 0.01095% | 0.01304% | 0.01077% | 0.007972% | 0.01077% | 0.007573% | 0.006887% | 0.006635% | 0.006635%
5184 | 0.006136% | 0.01166% | 0.0057% | 0.006996% | 0.01013% | 0.01211% | 0.009519% | 0.0107% | 0.01034% | 0.0107% | 0.01013% | 0.006996% | 0.01013% | 0.005774% | 0.006877% | 0.006996% | 0.01013% | 0.01211% | 0.009519% | 0.0107% | 0.01034% | 0.01034% | 0.0107% | 0.01013% | 0.006996% | 0.01013% | 0.005774% | 0.006877% | 0.006136% | 0.006136%
5185 | 0.005649% | 0.01012% | 0.005359% | 0.006586% | 0.008665% | 0.01241% | 0.008196% | 0.01069% | 0.00932% | 0.01069% | 0.008665% | 0.006586% | 0.008665% | 0.004991% | 0.006842% | 0.006586% | 0.008665% | 0.01241% | 0.008196% | 0.01069% | 0.00932% | 0.00932% | 0.01069% | 0.008665% | 0.006586% | 0.008665% | 0.004991% | 0.006842% | 0.005649% | 0.005649%
5186 | 0.005716% | 0.01002% | 0.005369% | 0.006426% | 0.008716% | 0.01226% | 0.008209% | 0.009965% | 0.009335% | 0.009965% | 0.008716% | 0.006426% | 0.008716% | 0.004636% | 0.006844% | 0.006426% | 0.008716% | 0.01226% | 0.008209% | 0.009965% | 0.009335% | 0.009335% | 0.009965% | 0.008716% | 0.006426% | 0.008716% | 0.004636% | 0.006844% | 0.005716% | 0.005716%
5187 | 0.005446% | 0.009917% | 0.005152% | 0.006359% | 0.008586% | 0.01222% | 0.008215% | 0.009602% | 0.009067% | 0.009602% | 0.008586% | 0.006359% | 0.008586% | 0.004622% | 0.006845% | 0.006359% | 0.008586% | 0.01222% | 0.008215% | 0.009602% | 0.009067% | 0.009067% | 0.009602% | 0.008586% | 0.006359% | 0.008586% | 0.004622% | 0.006845% | 0.005446% | 0.005446%
5188 | 0.005482% | 0.009863% | 0.005202% | 0.00637% | 0.008669% | 0.01224% | 0.008305% | 0.00986% | 0.009174% | 0.00986% | 0.008669% | 0.00637% | 0.008669% | 0.005049% | 0.006845% | 0.00637% | 0.008669% | 0.01224% | 0.008305% | 0.00986% | 0.009174% | 0.009174% | 0.00986% | 0.008669% | 0.00637% | 0.008669% | 0.005049% | 0.006845% | 0.005482% | 0.005482%
5189 | 0.005269% | 0.009774% | 0.004963% | 0.00727% | 0.008661% | 0.01218% | 0.008144% | 0.01046% | 0.009191% | 0.01046% | 0.008661% | 0.00727% | 0.008661% | 0.005817% | 0.006504% | 0.00727% | 0.008661% | 0.01218% | 0.008144% | 0.01046% | 0.009191% | 0.009191% | 0.01046% | 0.008661% | 0.00727% | 0.008661% | 0.005817% | 0.006504% | 0.005269% | 0.005269%
5190 | 0.003797% | 0.009647% | 0.003479% | 0.006649% | 0.00813% | 0.01142% | 0.0065% | 0.01074% | 0.009133% | 0.01074% | 0.00813% | 0.006649% | 0.00813% | 0.00618% | 0.004264% | 0.006649% | 0.00813% | 0.01142% | 0.0065% | 0.01074% | 0.009133% | 0.009133% | 0.01074% | 0.00813% | 0.006649% | 0.00813% | 0.00618% | 0.004264% | 0.003797% | 0.003797%
5191 | 0.006668% | 0.01029% | 0.005273% | 0.007808% | 0.0089% | 0.01143% | 0.007006% | 0.01425% | 0.00991% | 0.01425% | 0.0089% | 0.007808% | 0.0089% | 0.008322% | 0.00428% | 0.007808% | 0.0089% | 0.01143% | 0.007006% | 0.01425% | 0.00991% | 0.00991% | 0.01425% | 0.0089% | 0.007808% | 0.0089% | 0.008322% | 0.00428% | 0.006668% | 0.006668%
5192 | 0.00686% | 0.01096% | 0.00537% | 0.00992% | 0.009923% | 0.01208% | 0.007826% | 0.0161% | 0.01078% | 0.0161% | 0.009923% | 0.00992% | 0.009923% | 0.01133% | 0.004327% | 0.00992% | 0.009923% | 0.01208% | 0.007826% | 0.0161% | 0.01078% | 0.01078% | 0.0161% | 0.009923% | 0.00992% | 0.009923% | 0.01133% | 0.004327% | 0.00686% | 0.00686%
5193 | 0.007008% | 0.01195% | 0.006013% | 0.01255% | 0.01022% | 0.01321% | 0.008129% | 0.01758% | 0.01064% | 0.01758% | 0.01022% | 0.01255% | 0.01022% | 0.01446% | 0.004367% | 0.01255% | 0.01022% | 0.01321% | 0.008129% | 0.01758% | 0.01064% | 0.01064% | 0.01758% | 0.01022% | 0.01255% | 0.01022% | 0.01446% | 0.004367% | 0.007008% | 0.007008%
5194 | 0.007669% | 0.01291% | 0.006594% | 0.0152% | 0.01015% | 0.01442% | 0.008221% | 0.01834% | 0.01023% | 0.01834% | 0.01015% | 0.0152% | 0.01015% | 0.01712% | 0.004407% | 0.0152% | 0.01015% | 0.01442% | 0.008221% | 0.01834% | 0.01023% | 0.01023% | 0.01834% | 0.01015% | 0.0152% | 0.01015% | 0.01712% | 0.004407% | 0.007669% | 0.007669%
5195 | 0.008277% | 0.0141% | 0.007277% | 0.01764% | 0.01036% | 0.01496% | 0.008319% | 0.01908% | 0.01043% | 0.01908% | 0.01036% | 0.01764% | 0.01036% | 0.01895% | 0.004436% | 0.01764% | 0.01036% | 0.01496% | 0.008319% | 0.01908% | 0.01043% | 0.01043% | 0.01908% | 0.01036% | 0.01764% | 0.01036% | 0.01895% | 0.004436% | 0.008277% | 0.008277%
5196 | 0.008662% | 0.01464% | 0.007864% | 0.01938% | 0.01059% | 0.01479% | 0.008545% | 0.01926% | 0.01062% | 0.01926% | 0.01059% | 0.01938% | 0.01059% | 0.01994% | 0.004453% | 0.01938% | 0.01059% | 0.01479% | 0.008545% | 0.01926% | 0.01062% | 0.01062% | 0.01926% | 0.01059% | 0.01938% | 0.01059% | 0.01994% | 0.004453% | 0.008662% | 0.008662%
5197 | 0.009368% | 0.01462% | 0.008435% | 0.02008% | 0.01068% | 0.01365% | 0.008816% | 0.01931% | 0.01059% | 0.01931% | 0.01068% | 0.02008% | 0.01068% | 0.02053% | 0.004487% | 0.02008% | 0.01068% | 0.01365% | 0.008816% | 0.01931% | 0.01059% | 0.01059% | 0.01931% | 0.01068% | 0.02008% | 0.01068% | 0.02053% | 0.004487% | 0.009368% | 0.009368%
5198 | 0.00942% | 0.01396% | 0.008481% | 0.01985% | 0.01063% | 0.01251% | 0.008997% | 0.01895% | 0.01035% | 0.01895% | 0.01063% | 0.01985% | 0.01063% | 0.02072% | 0.004516% | 0.01985% | 0.01063% | 0.01251% | 0.008997% | 0.01895% | 0.01035% | 0.01035% | 0.01895% | 0.01063% | 0.01985% | 0.01063% | 0.02072% | 0.004516% | 0.00942% | 0.00942%
5199 | 0.009042% | 0.01286% | 0.008414% | 0.01889% | 0.01022% | 0.01179% | 0.008857% | 0.01841% | 0.00982% | 0.01841% | 0.01022% | 0.01889% | 0.01022% | 0.02022% | 0.004523% | 0.01889% | 0.01022% | 0.01179% | 0.008857% | 0.01841% | 0.00982% | 0.00982% | 0.01841% | 0.01022% | 0.01889% | 0.01022% | 0.02022% | 0.004523% | 0.009042% | 0.009042%
5200 | 0.008991% | 0.01185% | 0.008096% | 0.01762% | 0.009689% | 0.01142% | 0.008486% | 0.01623% | 0.009366% | 0.01623% | 0.009689% | 0.01762% | 0.009689% | 0.01942% | 0.004514% | 0.01762% | 0.009689% | 0.01142% | 0.008486% | 0.01623% | 0.009366% | 0.009366% | 0.01623% | 0.009689% | 0.01762% | 0.009689% | 0.01942% | 0.004514% | 0.008991% | 0.008991%
5201 | 0.008364% | 0.01099% | 0.007385% | 0.01608% | 0.009169% | 0.01129% | 0.007894% | 0.01531% | 0.009033% | 0.01531% | 0.009169% | 0.01608% | 0.009169% | 0.01815% | 0.00445% | 0.01608% | 0.009169% | 0.01129% | 0.007894% | 0.01531% | 0.009033% | 0.009033% | 0.01531% | 0.009169% | 0.01608% | 0.009169% | 0.01815% | 0.00445% | 0.008364% | 0.008364%
5202 | 0.004048% | 0.01038% | 0.003539% | 0.01416% | 0.0085% | 0.01164% | 0.007241% | 0.01463% | 0.008718% | 0.01463% | 0.0085% | 0.01416% | 0.0085% | 0.01618% | 0.004377% | 0.01416% | 0.0085% | 0.01164% | 0.007241% | 0.01463% | 0.008718% | 0.008718% | 0.01463% | 0.0085% | 0.01416% | 0.0085% | 0.01618% | 0.004377% | 0.004048% | 0.004048%
5203 | 0.004056% | 0.01004% | 0.003463% | 0.01208% | 0.007759% | 0.01201% | 0.006493% | 0.01395% | 0.00837% | 0.01395% | 0.007759% | 0.01208% | 0.007759% | 0.01385% | 0.004281% | 0.01208% | 0.007759% | 0.01201% | 0.006493% | 0.01395% | 0.00837% | 0.00837% | 0.01395% | 0.007759% | 0.01208% | 0.007759% | 0.01385% | 0.004281% | 0.004056% | 0.004056%
5204 | 0.005713% | 0.01004% | 0.005123% | 0.0114% | 0.008293% | 0.01276% | 0.007997% | 0.0137% | 0.008495% | 0.0137% | 0.008293% | 0.0114% | 0.008293% | 0.01282% | 0.006683% | 0.0114% | 0.008293% | 0.01276% | 0.007997% | 0.0137% | 0.008495% | 0.008495% | 0.0137% | 0.008293% | 0.0114% | 0.008293% | 0.01282% | 0.006683% | 0.005713% | 0.005713%
5205 | 0.005894% | 0.009896% | 0.005315% | 0.01008% | 0.008219% | 0.01265% | 0.007984% | 0.01325% | 0.008481% | 0.01325% | 0.008219% | 0.01008% | 0.008219% | 0.01068% | 0.006876% | 0.01008% | 0.008219% | 0.01265% | 0.007984% | 0.01325% | 0.008481% | 0.008481% | 0.01325% | 0.008219% | 0.01008% | 0.008219% | 0.01068% | 0.006876% | 0.005894% | 0.005894%
5206 | 0.005798% | 0.009801% | 0.005434% | 0.008896% | 0.008254% | 0.01256% | 0.007985% | 0.01288% | 0.008587% | 0.01288% | 0.008254% | 0.008896% | 0.008254% | 0.008613% | 0.006875% | 0.008896% | 0.008254% | 0.01256% | 0.007985% | 0.01288% | 0.008587% | 0.008587% | 0.01288% | 0.008254% | 0.008896% | 0.008254% | 0.008613% | 0.006875% | 0.005798% | 0.005798%
5207 | 0.005852% | 0.009679% | 0.005452% | 0.007951% | 0.008259% | 0.01233% | 0.008004% | 0.01184% | 0.00864% | 0.01184% | 0.008259% | 0.007951% | 0.008259% | 0.006756% | 0.006877% | 0.007951% | 0.008259% | 0.01233% | 0.008004% | 0.01184% | 0.00864% | 0.00864% | 0.01184% | 0.008259% | 0.007951% | 0.008259% | 0.006756% | 0.006877% | 0.005852% | 0.005852%
5208 | 0.005738% | 0.01022% | 0.00537% | 0.006969% | 0.008771% | 0.0123% | 0.008471% | 0.01046% | 0.009005% | 0.01046% | 0.008771% | 0.006969% | 0.008771% | 0.005549% | 0.006841% | 0.006969% | 0.008771% | 0.0123% | 0.008471% | 0.01046% | 0.009005% | 0.009005% | 0.01046% | 0.008771% | 0.006969% | 0.008771% | 0.005549% | 0.006841% | 0.005738% | 0.005738%
5209 | 0.005755% | 0.009754% | 0.005501% | 0.006053% | 0.009132% | 0.01079% | 0.009513% | 0.008897% | 0.009362% | 0.008897% | 0.009132% | 0.006053% | 0.009132% | 0.004774% | 0.006873% | 0.006053% | 0.009132% | 0.01079% | 0.009513% | 0.008897% | 0.009362% | 0.009362% | 0.008897% | 0.009132% | 0.006053% | 0.009132% | 0.004774% | 0.006873% | 0.005755% | 0.005755%
5210 | 0.005762% | 0.009657% | 0.005401% | 0.0059% | 0.009052% | 0.01082% | 0.009281% | 0.007681% | 0.009668% | 0.007681% | 0.009052% | 0.0059% | 0.009052% | 0.004735% | 0.006888% | 0.0059% | 0.009052% | 0.01082% | 0.009281% | 0.007681% | 0.009668% | 0.009668% | 0.007681% | 0.009052% | 0.0059% | 0.009052% | 0.004735% | 0.006888% | 0.005762% | 0.005762%
5211 | 0.005884% | 0.009535% | 0.005383% | 0.005838% | 0.009139% | 0.01085% | 0.009151% | 0.006625% | 0.01041% | 0.006625% | 0.009139% | 0.005838% | 0.009139% | 0.004879% | 0.007123% | 0.005838% | 0.009139% | 0.01085% | 0.009151% | 0.006625% | 0.01041% | 0.01041% | 0.006625% | 0.009139% | 0.005838% | 0.009139% | 0.004879% | 0.007123% | 0.005884% | 0.005884%
5212 | 0.006227% | 0.009441% | 0.005367% | 0.005957% | 0.009823% | 0.0109% | 0.009489% | 0.00639% | 0.0111% | 0.00639% | 0.009823% | 0.005957% | 0.009823% | 0.005245% | 0.007801% | 0.005957% | 0.009823% | 0.0109% | 0.009489% | 0.00639% | 0.0111% | 0.0111% | 0.00639% | 0.009823% | 0.005957% | 0.009823% | 0.005245% | 0.007801% | 0.006227% | 0.006227%
5213 | 0.006808% | 0.009819% | 0.00541% | 0.006733% | 0.01089% | 0.01057% | 0.01024% | 0.007388% | 0.01203% | 0.007388% | 0.01089% | 0.006733% | 0.01089% | 0.005585% | 0.00895% | 0.006733% | 0.01089% | 0.01057% | 0.01024% | 0.007388% | 0.01203% | 0.01203% | 0.007388% | 0.01089% | 0.006733% | 0.01089% | 0.005585% | 0.00895% | 0.006808% | 0.006808%
5214 | 0.006834% | 0.009875% | 0.005961% | 0.006591% | 0.01251% | 0.009966% | 0.01036% | 0.008878% | 0.0139% | 0.008878% | 0.01251% | 0.006591% | 0.01251% | 0.005986% | 0.009132% | 0.006591% | 0.01251% | 0.009966% | 0.01036% | 0.008878% | 0.0139% | 0.0139% | 0.008878% | 0.01251% | 0.006591% | 0.01251% | 0.005986% | 0.009132% | 0.006834% | 0.006834%
5215 | 0.0114% | 0.01137% | 0.007926% | 0.008664% | 0.01507% | 0.01028% | 0.01281% | 0.0124% | 0.0155% | 0.0124% | 0.01507% | 0.008664% | 0.01507% | 0.00885% | 0.01219% | 0.008664% | 0.01507% | 0.01028% | 0.01281% | 0.0124% | 0.0155% | 0.0155% | 0.0124% | 0.01507% | 0.008664% | 0.01507% | 0.00885% | 0.01219% | 0.0114% | 0.0114%
5216 | 0.01323% | 0.01471% | 0.01302% | 0.01186% | 0.01747% | 0.01092% | 0.01544% | 0.01474% | 0.01694% | 0.01474% | 0.01747% | 0.01186% | 0.01747% | 0.01286% | 0.01513% | 0.01186% | 0.01747% | 0.01092% | 0.01544% | 0.01474% | 0.01694% | 0.01694% | 0.01474% | 0.01747% | 0.01186% | 0.01747% | 0.01286% | 0.01513% | 0.01323% | 0.01323%
5217 | 0.01556% | 0.01852% | 0.01534% | 0.01452% | 0.01948% | 0.01206% | 0.01787% | 0.01525% | 0.0181% | 0.01525% | 0.01948% | 0.01452% | 0.01948% | 0.01555% | 0.01743% | 0.01452% | 0.01948% | 0.01206% | 0.01787% | 0.01525% | 0.0181% | 0.0181% | 0.01525% | 0.01948% | 0.01452% | 0.01948% | 0.01555% | 0.01743% | 0.01556% | 0.01556%
5218 | 0.01759% | 0.0212% | 0.01688% | 0.01647% | 0.02047% | 0.01302% | 0.01969% | 0.01565% | 0.01845% | 0.01565% | 0.02047% | 0.01647% | 0.02047% | 0.01716% | 0.01905% | 0.01647% | 0.02047% | 0.01302% | 0.01969% | 0.01565% | 0.01845% | 0.01845% | 0.01565% | 0.02047% | 0.01647% | 0.02047% | 0.01716% | 0.01905% | 0.01759% | 0.01759%
5219 | 0.0194% | 0.02225% | 0.01822% | 0.01806% | 0.02079% | 0.01311% | 0.02068% | 0.01569% | 0.01859% | 0.01569% | 0.02079% | 0.01806% | 0.02079% | 0.01841% | 0.02009% | 0.01806% | 0.02079% | 0.01311% | 0.02068% | 0.01569% | 0.01859% | 0.01859% | 0.01569% | 0.02079% | 0.01806% | 0.02079% | 0.01841% | 0.02009% | 0.0194% | 0.0194%
5220 | 0.02105% | 0.02196% | 0.01965% | 0.01932% | 0.02064% | 0.01254% | 0.02108% | 0.01513% | 0.01853% | 0.01513% | 0.02064% | 0.01932% | 0.02064% | 0.01941% | 0.02054% | 0.01932% | 0.02064% | 0.01254% | 0.02108% | 0.01513% | 0.01853% | 0.01853% | 0.01513% | 0.02064% | 0.01932% | 0.02064% | 0.01941% | 0.02054% | 0.02105% | 0.02105%
5221 | 0.02173% | 0.02118% | 0.02063% | 0.01999% | 0.01982% | 0.01152% | 0.02089% | 0.01459% | 0.0181% | 0.01459% | 0.01982% | 0.01999% | 0.01982% | 0.01998% | 0.02055% | 0.01999% | 0.01982% | 0.01152% | 0.02089% | 0.01459% | 0.0181% | 0.0181% | 0.01459% | 0.01982% | 0.01999% | 0.01982% | 0.01998% | 0.02055% | 0.02173% | 0.02173%
5222 | 0.02111% | 0.0185% | 0.02088% | 0.02001% | 0.01847% | 0.01057% | 0.01986% | 0.01424% | 0.01711% | 0.01424% | 0.01847% | 0.02001% | 0.01847% | 0.01999% | 0.02023% | 0.02001% | 0.01847% | 0.01057% | 0.01986% | 0.01424% | 0.01711% | 0.01711% | 0.01424% | 0.01847% | 0.02001% | 0.01847% | 0.01999% | 0.02023% | 0.02111% | 0.02111%
5223 | 0.01918% | 0.01556% | 0.01998% | 0.01952% | 0.01711% | 0.01012% | 0.01811% | 0.01451% | 0.01605% | 0.01451% | 0.01711% | 0.01952% | 0.01711% | 0.01938% | 0.01911% | 0.01952% | 0.01711% | 0.01012% | 0.01811% | 0.01451% | 0.01605% | 0.01605% | 0.01451% | 0.01711% | 0.01952% | 0.01711% | 0.01938% | 0.01911% | 0.01918% | 0.01918%
5224 | 0.01622% | 0.01402% | 0.01898% | 0.01885% | 0.01594% | 0.009972% | 0.01622% | 0.0131% | 0.01519% | 0.0131% | 0.01594% | 0.01885% | 0.01594% | 0.01818% | 0.0169% | 0.01885% | 0.01594% | 0.009972% | 0.01622% | 0.0131% | 0.01519% | 0.01519% | 0.0131% | 0.01594% | 0.01885% | 0.01594% | 0.01818% | 0.0169% | 0.01622% | 0.01622%
5225 | 0.01345% | 0.01209% | 0.01812% | 0.01791% | 0.0144% | 0.009849% | 0.0145% | 0.01297% | 0.01416% | 0.01297% | 0.0144% | 0.01791% | 0.0144% | 0.01669% | 0.01404% | 0.01791% | 0.0144% | 0.009849% | 0.0145% | 0.01297% | 0.01416% | 0.01416% | 0.01297% | 0.0144% | 0.01791% | 0.0144% | 0.01669% | 0.01404% | 0.01345% | 0.01345%
5226 | 0.007122% | 0.01122% | 0.01245% | 0.01667% | 0.01244% | 0.01016% | 0.01299% | 0.01276% | 0.01268% | 0.01276% | 0.01244% | 0.01667% | 0.01244% | 0.01505% | 0.01111% | 0.01667% | 0.01244% | 0.01016% | 0.01299% | 0.01276% | 0.01268% | 0.01268% | 0.01276% | 0.01244% | 0.01667% | 0.01244% | 0.01505% | 0.01111% | 0.007122% | 0.007122%
5227 | 0.005939% | 0.01061% | 0.01197% | 0.015% | 0.0107% | 0.01056% | 0.01152% | 0.01248% | 0.01123% | 0.01248% | 0.0107% | 0.015% | 0.0107% | 0.01355% | 0.009008% | 0.015% | 0.0107% | 0.01056% | 0.01152% | 0.01248% | 0.01123% | 0.01123% | 0.01248% | 0.0107% | 0.015% | 0.0107% | 0.01355% | 0.009008% | 0.005939% | 0.005939%
5228 | 0.006636% | 0.0104% | 0.01218% | 0.01433% | 0.01033% | 0.01122% | 0.01181% | 0.01257% | 0.0103% | 0.01257% | 0.01033% | 0.01433% | 0.01033% | 0.01332% | 0.009906% | 0.01433% | 0.01033% | 0.01122% | 0.01181% | 0.01257% | 0.0103% | 0.0103% | 0.01257% | 0.01033% | 0.01433% | 0.01033% | 0.01332% | 0.009906% | 0.006636% | 0.006636%
5229 | 0.006316% | 0.01013% | 0.005988% | 0.01221% | 0.00967% | 0.01093% | 0.01073% | 0.01265% | 0.009691% | 0.01265% | 0.00967% | 0.01221% | 0.00967% | 0.01104% | 0.009121% | 0.01221% | 0.00967% | 0.01093% | 0.01073% | 0.01265% | 0.009691% | 0.009691% | 0.01265% | 0.00967% | 0.01221% | 0.00967% | 0.01104% | 0.009121% | 0.006316% | 0.006316%
5230 | 0.00578% | 0.01004% | 0.005546% | 0.009515% | 0.009318% | 0.01085% | 0.009783% | 0.01273% | 0.009449% | 0.01273% | 0.009318% | 0.009515% | 0.009318% | 0.007558% | 0.008343% | 0.009515% | 0.009318% | 0.01085% | 0.009783% | 0.01273% | 0.009449% | 0.009449% | 0.01273% | 0.009318% | 0.009515% | 0.009318% | 0.007558% | 0.008343% | 0.00578% | 0.00578%
5231 | 0.005598% | 0.009957% | 0.00542% | 0.007736% | 0.009142% | 0.0108% | 0.009227% | 0.0126% | 0.00931% | 0.0126% | 0.009142% | 0.007736% | 0.009142% | 0.005361% | 0.007742% | 0.007736% | 0.009142% | 0.0108% | 0.009227% | 0.0126% | 0.00931% | 0.00931% | 0.0126% | 0.009142% | 0.007736% | 0.009142% | 0.005361% | 0.007742% | 0.005598% | 0.005598%
5232 | 0.005573% | 0.009753% | 0.00538% | 0.00675% | 0.008821% | 0.01113% | 0.008736% | 0.01029% | 0.00907% | 0.01029% | 0.008821% | 0.00675% | 0.008821% | 0.004934% | 0.007071% | 0.00675% | 0.008821% | 0.01113% | 0.008736% | 0.01029% | 0.00907% | 0.00907% | 0.01029% | 0.008821% | 0.00675% | 0.008821% | 0.004934% | 0.007071% | 0.005573% | 0.005573%
5233 | 0.005585% | 0.009774% | 0.005467% | 0.006013% | 0.008892% | 0.01083% | 0.008822% | 0.008722% | 0.009153% | 0.008722% | 0.008892% | 0.006013% | 0.008892% | 0.004714% | 0.00687% | 0.006013% | 0.008892% | 0.01083% | 0.008822% | 0.008722% | 0.009153% | 0.009153% | 0.008722% | 0.008892% | 0.006013% | 0.008892% | 0.004714% | 0.00687% | 0.005585% | 0.005585%
5234 | 0.005625% | 0.009672% | 0.005396% | 0.005851% | 0.00886% | 0.01087% | 0.008772% | 0.00756% | 0.009482% | 0.00756% | 0.00886% | 0.005851% | 0.00886% | 0.004684% | 0.006888% | 0.005851% | 0.00886% | 0.01087% | 0.008772% | 0.00756% | 0.009482% | 0.009482% | 0.00756% | 0.00886% | 0.005851% | 0.00886% | 0.004684% | 0.006888% | 0.005625% | 0.005625%
5235 | 0.005785% | 0.009532% | 0.005397% | 0.005813% | 0.008997% | 0.01091% | 0.008792% | 0.006599% | 0.01015% | 0.006599% | 0.008997% | 0.005813% | 0.008997% | 0.004842% | 0.007123% | 0.005813% | 0.008997% | 0.01091% | 0.008792% | 0.006599% | 0.01015% | 0.01015% | 0.006599% | 0.008997% | 0.005813% | 0.008997% | 0.004842% | 0.007123% | 0.005785% | 0.005785%
5236 | 0.006203% | 0.009468% | 0.005412% | 0.005947% | 0.009697% | 0.01097% | 0.009145% | 0.006481% | 0.01098% | 0.006481% | 0.009697% | 0.005947% | 0.009697% | 0.005221% | 0.0078% | 0.005947% | 0.009697% | 0.01097% | 0.009145% | 0.006481% | 0.01098% | 0.01098% | 0.006481% | 0.009697% | 0.005947% | 0.009697% | 0.005221% | 0.0078% | 0.006203% | 0.006203%
5237 | 0.00678% | 0.009957% | 0.005417% | 0.006815% | 0.01087% | 0.01067% | 0.009882% | 0.007507% | 0.01195% | 0.007507% | 0.01087% | 0.006815% | 0.01087% | 0.005619% | 0.008997% | 0.006815% | 0.01087% | 0.01067% | 0.009882% | 0.007507% | 0.01195% | 0.01195% | 0.007507% | 0.01087% | 0.006815% | 0.01087% | 0.005619% | 0.008997% | 0.00678% | 0.00678%
5238 | 0.0068% | 0.00999% | 0.005922% | 0.00662% | 0.01231% | 0.01004% | 0.009865% | 0.008994% | 0.01382% | 0.008994% | 0.01231% | 0.00662% | 0.01231% | 0.005984% | 0.009128% | 0.00662% | 0.01231% | 0.01004% | 0.009865% | 0.008994% | 0.01382% | 0.01382% | 0.008994% | 0.01231% | 0.00662% | 0.01231% | 0.005984% | 0.009128% | 0.0068% | 0.0068%
5239 | 0.0111% | 0.0116% | 0.007885% | 0.008766% | 0.01494% | 0.01032% | 0.01233% | 0.01286% | 0.01561% | 0.01286% | 0.01494% | 0.008766% | 0.01494% | 0.008886% | 0.01219% | 0.008766% | 0.01494% | 0.01032% | 0.01233% | 0.01286% | 0.01561% | 0.01561% | 0.01286% | 0.01494% | 0.008766% | 0.01494% | 0.008886% | 0.01219% | 0.0111% | 0.0111%
5240 | 0.01312% | 0.01493% | 0.01308% | 0.01208% | 0.01767% | 0.01091% | 0.01508% | 0.01534% | 0.01738% | 0.01534% | 0.01767% | 0.01208% | 0.01767% | 0.01294% | 0.01514% | 0.01208% | 0.01767% | 0.01091% | 0.01508% | 0.01534% | 0.01738% | 0.01738% | 0.01534% | 0.01767% | 0.01208% | 0.01767% | 0.01294% | 0.01514% | 0.01312% | 0.01312%
5241 | 0.01599% | 0.01875% | 0.01565% | 0.015% | 0.02% | 0.01212% | 0.01768% | 0.01619% | 0.01891% | 0.01619% | 0.02% | 0.015% | 0.02% | 0.01577% | 0.01749% | 0.015% | 0.02% | 0.01212% | 0.01768% | 0.01619% | 0.01891% | 0.01891% | 0.01619% | 0.02% | 0.015% | 0.02% | 0.01577% | 0.01749% | 0.01599% | 0.01599%
5242 | 0.01911% | 0.02156% | 0.01791% | 0.01742% | 0.02135% | 0.01382% | 0.01982% | 0.01693% | 0.01948% | 0.01693% | 0.02135% | 0.01742% | 0.02135% | 0.01782% | 0.01916% | 0.01742% | 0.02135% | 0.01382% | 0.01982% | 0.01693% | 0.01948% | 0.01948% | 0.01693% | 0.02135% | 0.01742% | 0.02135% | 0.01782% | 0.01916% | 0.01911% | 0.01911%
5243 | 0.02111% | 0.02245% | 0.01952% | 0.01916% | 0.02169% | 0.01426% | 0.021% | 0.01676% | 0.01939% | 0.01676% | 0.02169% | 0.01916% | 0.02169% | 0.01935% | 0.02023% | 0.01916% | 0.02169% | 0.01426% | 0.021% | 0.01676% | 0.01939% | 0.01939% | 0.01676% | 0.02169% | 0.01916% | 0.02169% | 0.01935% | 0.02023% | 0.02111% | 0.02111%
5244 | 0.02213% | 0.02188% | 0.02051% | 0.02009% | 0.02121% | 0.01392% | 0.02135% | 0.01579% | 0.01883% | 0.01579% | 0.02121% | 0.02009% | 0.02121% | 0.02026% | 0.02067% | 0.02009% | 0.02121% | 0.01392% | 0.02135% | 0.01579% | 0.01883% | 0.01883% | 0.01579% | 0.02121% | 0.02009% | 0.02121% | 0.02026% | 0.02067% | 0.02213% | 0.02213%
5245 | 0.02243% | 0.02109% | 0.02117% | 0.02056% | 0.02018% | 0.01282% | 0.02107% | 0.01504% | 0.01825% | 0.01504% | 0.02018% | 0.02056% | 0.02018% | 0.02075% | 0.02066% | 0.02056% | 0.02018% | 0.01282% | 0.02107% | 0.01504% | 0.01825% | 0.01825% | 0.01504% | 0.02018% | 0.02056% | 0.02018% | 0.02075% | 0.02066% | 0.02243% | 0.02243%
5246 | 0.02171% | 0.01852% | 0.02152% | 0.02062% | 0.0188% | 0.01181% | 0.02014% | 0.01461% | 0.01721% | 0.01461% | 0.0188% | 0.02062% | 0.0188% | 0.02083% | 0.02033% | 0.02062% | 0.0188% | 0.01181% | 0.02014% | 0.01461% | 0.01721% | 0.01721% | 0.01461% | 0.0188% | 0.02062% | 0.0188% | 0.02083% | 0.02033% | 0.02171% | 0.02171%
5247 | 0.0202% | 0.01565% | 0.02093% | 0.02029% | 0.01762% | 0.01106% | 0.01858% | 0.01499% | 0.01634% | 0.01499% | 0.01762% | 0.02029% | 0.01762% | 0.02032% | 0.01925% | 0.02029% | 0.01762% | 0.01106% | 0.01858% | 0.01499% | 0.01634% | 0.01634% | 0.01499% | 0.01762% | 0.02029% | 0.01762% | 0.02032% | 0.01925% | 0.0202% | 0.0202%
5248 | 0.01764% | 0.01417% | 0.02028% | 0.01975% | 0.01669% | 0.01093% | 0.01688% | 0.01373% | 0.01574% | 0.01373% | 0.01669% | 0.01975% | 0.01669% | 0.01917% | 0.01707% | 0.01975% | 0.01669% | 0.01093% | 0.01688% | 0.01373% | 0.01574% | 0.01574% | 0.01373% | 0.01669% | 0.01975% | 0.01669% | 0.01917% | 0.01707% | 0.01764% | 0.01764%
5249 | 0.01455% | 0.01221% | 0.01911% | 0.0187% | 0.01505% | 0.01089% | 0.01508% | 0.01356% | 0.01465% | 0.01356% | 0.01505% | 0.0187% | 0.01505% | 0.01755% | 0.01416% | 0.0187% | 0.01505% | 0.01089% | 0.01508% | 0.01356% | 0.01465% | 0.01465% | 0.01356% | 0.01505% | 0.0187% | 0.01505% | 0.01755% | 0.01416% | 0.01455% | 0.01455%
5250 | 0.007183% | 0.0113% | 0.01266% | 0.01725% | 0.01292% | 0.0112% | 0.0134% | 0.01323% | 0.01311% | 0.01323% | 0.01292% | 0.01725% | 0.01292% | 0.01566% | 0.01119% | 0.01725% | 0.01292% | 0.0112% | 0.0134% | 0.01323% | 0.01311% | 0.01311% | 0.01323% | 0.01292% | 0.01725% | 0.01292% | 0.01566% | 0.01119% | 0.007183% | 0.007183%
5251 | 0.006009% | 0.01076% | 0.01217% | 0.01547% | 0.0109% | 0.01118% | 0.01174% | 0.01279% | 0.01145% | 0.01279% | 0.0109% | 0.01547% | 0.0109% | 0.014% | 0.009079% | 0.01547% | 0.0109% | 0.01118% | 0.01174% | 0.01279% | 0.01145% | 0.01145% | 0.01279% | 0.0109% | 0.01547% | 0.0109% | 0.014% | 0.009079% | 0.006009% | 0.006009%
5252 | 0.006697% | 0.01068% | 0.01239% | 0.0147% | 0.01054% | 0.01171% | 0.01202% | 0.01296% | 0.01051% | 0.01296% | 0.01054% | 0.0147% | 0.01054% | 0.01365% | 0.009922% | 0.0147% | 0.01054% | 0.01171% | 0.01202% | 0.01296% | 0.01051% | 0.01051% | 0.01296% | 0.01054% | 0.0147% | 0.01054% | 0.01365% | 0.009922% | 0.006697% | 0.006697%
5253 | 0.00638% | 0.01044% | 0.006045% | 0.01252% | 0.009919% | 0.01145% | 0.01096% | 0.0131% | 0.009942% | 0.0131% | 0.009919% | 0.01252% | 0.009919% | 0.01127% | 0.009128% | 0.01252% | 0.009919% | 0.01145% | 0.01096% | 0.0131% | 0.009942% | 0.009942% | 0.0131% | 0.009919% | 0.01252% | 0.009919% | 0.01127% | 0.009128% | 0.00638% | 0.00638%
5254 | 0.005837% | 0.0103% | 0.005583% | 0.009732% | 0.009571% | 0.01125% | 0.009985% | 0.01323% | 0.009679% | 0.01323% | 0.009571% | 0.009732% | 0.009571% | 0.007689% | 0.008346% | 0.009732% | 0.009571% | 0.01125% | 0.009985% | 0.01323% | 0.009679% | 0.009679% | 0.01323% | 0.009571% | 0.009732% | 0.009571% | 0.007689% | 0.008346% | 0.005837% | 0.005837%
5255 | 0.005603% | 0.01016% | 0.005456% | 0.00787% | 0.009386% | 0.01105% | 0.00939% | 0.01307% | 0.009526% | 0.01307% | 0.009386% | 0.00787% | 0.009386% | 0.005436% | 0.007742% | 0.00787% | 0.009386% | 0.01105% | 0.00939% | 0.01307% | 0.009526% | 0.009526% | 0.01307% | 0.009386% | 0.00787% | 0.009386% | 0.005436% | 0.007742% | 0.005603% | 0.005603%
5256 | 0.005596% | 0.01002% | 0.005416% | 0.006743% | 0.009151% | 0.01089% | 0.009041% | 0.01039% | 0.009348% | 0.01039% | 0.009151% | 0.006743% | 0.009151% | 0.004869% | 0.007102% | 0.006743% | 0.009151% | 0.01089% | 0.009041% | 0.01039% | 0.009348% | 0.009348% | 0.01039% | 0.009151% | 0.006743% | 0.009151% | 0.004869% | 0.007102% | 0.005596% | 0.005596%
5257 | 0.00558% | 0.009957% | 0.005487% | 0.006052% | 0.009047% | 0.01089% | 0.008906% | 0.008926% | 0.009317% | 0.008926% | 0.009047% | 0.006052% | 0.009047% | 0.004761% | 0.00687% | 0.006052% | 0.009047% | 0.01089% | 0.008906% | 0.008926% | 0.009317% | 0.009317% | 0.008926% | 0.009047% | 0.006052% | 0.009047% | 0.004761% | 0.00687% | 0.00558% | 0.00558%
5258 | 0.005618% | 0.009938% | 0.005443% | 0.005903% | 0.009017% | 0.01092% | 0.008866% | 0.00775% | 0.009638% | 0.00775% | 0.009017% | 0.005903% | 0.009017% | 0.004738% | 0.006887% | 0.005903% | 0.009017% | 0.01092% | 0.008866% | 0.00775% | 0.009638% | 0.009638% | 0.00775% | 0.009017% | 0.005903% | 0.009017% | 0.004738% | 0.006887% | 0.005618% | 0.005618%
5259 | 0.005786% | 0.009835% | 0.005426% | 0.005877% | 0.009226% | 0.01098% | 0.008918% | 0.006841% | 0.01038% | 0.006841% | 0.009226% | 0.005877% | 0.009226% | 0.004906% | 0.007122% | 0.005877% | 0.009226% | 0.01098% | 0.008918% | 0.006841% | 0.01038% | 0.01038% | 0.006841% | 0.009226% | 0.005877% | 0.009226% | 0.004906% | 0.007122% | 0.005786% | 0.005786%
5260 | 0.006186% | 0.009736% | 0.005463% | 0.006014% | 0.009968% | 0.01104% | 0.0093% | 0.006721% | 0.01125% | 0.006721% | 0.009968% | 0.006014% | 0.009968% | 0.005306% | 0.007799% | 0.006014% | 0.009968% | 0.01104% | 0.0093% | 0.006721% | 0.01125% | 0.01125% | 0.006721% | 0.009968% | 0.006014% | 0.009968% | 0.005306% | 0.007799% | 0.006186% | 0.006186%
5261 | 0.006825% | 0.01019% | 0.0055% | 0.007025% | 0.01125% | 0.01076% | 0.01014% | 0.007816% | 0.01228% | 0.007816% | 0.01125% | 0.007025% | 0.01125% | 0.005775% | 0.009059% | 0.007025% | 0.01125% | 0.01076% | 0.01014% | 0.007816% | 0.01228% | 0.01228% | 0.007816% | 0.01125% | 0.007025% | 0.01125% | 0.005775% | 0.009059% | 0.006825% | 0.006825%
5262 | 0.006804% | 0.0102% | 0.005971% | 0.006791% | 0.01281% | 0.01009% | 0.01014% | 0.009375% | 0.01445% | 0.009375% | 0.01281% | 0.006791% | 0.01281% | 0.00608% | 0.009133% | 0.006791% | 0.01281% | 0.01009% | 0.01014% | 0.009375% | 0.01445% | 0.01445% | 0.009375% | 0.01281% | 0.006791% | 0.01281% | 0.00608% | 0.009133% | 0.006804% | 0.006804%
5263 | 0.01176% | 0.01192% | 0.008125% | 0.009042% | 0.01578% | 0.01045% | 0.0128% | 0.01382% | 0.01666% | 0.01382% | 0.01578% | 0.009042% | 0.01578% | 0.009028% | 0.01222% | 0.009042% | 0.01578% | 0.01045% | 0.0128% | 0.01382% | 0.01666% | 0.01666% | 0.01382% | 0.01578% | 0.009042% | 0.01578% | 0.009028% | 0.01222% | 0.01176% | 0.01176%
5264 | 0.01452% | 0.01541% | 0.01387% | 0.01259% | 0.01862% | 0.01155% | 0.01574% | 0.01644% | 0.01857% | 0.01644% | 0.01862% | 0.01259% | 0.01862% | 0.01328% | 0.01522% | 0.01259% | 0.01862% | 0.01155% | 0.01574% | 0.01644% | 0.01857% | 0.01857% | 0.01644% | 0.01862% | 0.01259% | 0.01862% | 0.01328% | 0.01522% | 0.01452% | 0.01452%
5265 | 0.01809% | 0.01943% | 0.01691% | 0.01588% | 0.02108% | 0.013% | 0.0185% | 0.01748% | 0.02027% | 0.01748% | 0.02108% | 0.01588% | 0.02108% | 0.01656% | 0.0176% | 0.01588% | 0.02108% | 0.013% | 0.0185% | 0.01748% | 0.02027% | 0.02027% | 0.01748% | 0.02108% | 0.01588% | 0.02108% | 0.01656% | 0.0176% | 0.01809% | 0.01809%
5266 | 0.02166% | 0.02237% | 0.01944% | 0.01856% | 0.0226% | 0.01457% | 0.0208% | 0.01834% | 0.02103% | 0.01834% | 0.0226% | 0.01856% | 0.0226% | 0.0189% | 0.0193% | 0.01856% | 0.0226% | 0.01457% | 0.0208% | 0.01834% | 0.02103% | 0.02103% | 0.01834% | 0.0226% | 0.01856% | 0.0226% | 0.0189% | 0.0193% | 0.02166% | 0.02166%
5267 | 0.02393% | 0.02346% | 0.02137% | 0.0205% | 0.02311% | 0.01526% | 0.0221% | 0.01833% | 0.02117% | 0.01833% | 0.02311% | 0.0205% | 0.02311% | 0.02061% | 0.02037% | 0.0205% | 0.02311% | 0.01526% | 0.0221% | 0.01833% | 0.02117% | 0.02117% | 0.01833% | 0.02311% | 0.0205% | 0.02311% | 0.02061% | 0.02037% | 0.02393% | 0.02393%
5268 | 0.02521% | 0.02279% | 0.02248% | 0.02152% | 0.02278% | 0.01502% | 0.02252% | 0.0175% | 0.02086% | 0.0175% | 0.02278% | 0.02152% | 0.02278% | 0.02158% | 0.02081% | 0.02152% | 0.02278% | 0.01502% | 0.02252% | 0.0175% | 0.02086% | 0.02086% | 0.0175% | 0.02278% | 0.02152% | 0.02278% | 0.02158% | 0.02081% | 0.02521% | 0.02521%
5269 | 0.02568% | 0.02184% | 0.02338% | 0.02207% | 0.02193% | 0.01382% | 0.02234% | 0.01688% | 0.02039% | 0.01688% | 0.02193% | 0.02207% | 0.02193% | 0.02211% | 0.02082% | 0.02207% | 0.02193% | 0.01382% | 0.02234% | 0.01688% | 0.02039% | 0.02039% | 0.01688% | 0.02193% | 0.02207% | 0.02193% | 0.02211% | 0.02082% | 0.02568% | 0.02568%
5270 | 0.0253% | 0.01922% | 0.02419% | 0.02234% | 0.02095% | 0.01312% | 0.02165% | 0.01673% | 0.01966% | 0.01673% | 0.02095% | 0.02234% | 0.02095% | 0.02237% | 0.02055% | 0.02234% | 0.02095% | 0.01312% | 0.02165% | 0.01673% | 0.01966% | 0.01966% | 0.01673% | 0.02095% | 0.02234% | 0.02095% | 0.02237% | 0.02055% | 0.0253% | 0.0253%
5271 | 0.02383% | 0.01625% | 0.02366% | 0.02199% | 0.01992% | 0.01256% | 0.02016% | 0.01718% | 0.01886% | 0.01718% | 0.01992% | 0.02199% | 0.01992% | 0.02184% | 0.01953% | 0.02199% | 0.01992% | 0.01256% | 0.02016% | 0.01718% | 0.01886% | 0.01886% | 0.01718% | 0.01992% | 0.02199% | 0.01992% | 0.02184% | 0.01953% | 0.02383% | 0.02383%
5272 | 0.02088% | 0.01476% | 0.02295% | 0.02132% | 0.01867% | 0.01222% | 0.01829% | 0.01566% | 0.01776% | 0.01566% | 0.01867% | 0.02132% | 0.01867% | 0.02048% | 0.01731% | 0.02132% | 0.01867% | 0.01222% | 0.01829% | 0.01566% | 0.01776% | 0.01776% | 0.01566% | 0.01867% | 0.02132% | 0.01867% | 0.02048% | 0.01731% | 0.02088% | 0.02088%
5273 | 0.0176% | 0.01287% | 0.02185% | 0.02016% | 0.01672% | 0.01199% | 0.01635% | 0.01533% | 0.01628% | 0.01533% | 0.01672% | 0.02016% | 0.01672% | 0.01869% | 0.01433% | 0.02016% | 0.01672% | 0.01199% | 0.01635% | 0.01533% | 0.01628% | 0.01628% | 0.01533% | 0.01672% | 0.02016% | 0.01672% | 0.01869% | 0.01433% | 0.0176% | 0.0176%
5274 | 0.007821% | 0.01189% | 0.01346% | 0.01851% | 0.01424% | 0.01195% | 0.0145% | 0.01486% | 0.01432% | 0.01486% | 0.01424% | 0.01851% | 0.01424% | 0.01661% | 0.01128% | 0.01851% | 0.01424% | 0.01195% | 0.0145% | 0.01486% | 0.01432% | 0.01432% | 0.01486% | 0.01424% | 0.01851% | 0.01424% | 0.01661% | 0.01128% | 0.007821% | 0.007821%
5275 | 0.006806% | 0.01124% | 0.01309% | 0.01661% | 0.01208% | 0.01178% | 0.01276% | 0.01455% | 0.01261% | 0.01455% | 0.01208% | 0.01661% | 0.01208% | 0.01479% | 0.009254% | 0.01661% | 0.01208% | 0.01178% | 0.01276% | 0.01455% | 0.01261% | 0.01261% | 0.01455% | 0.01208% | 0.01661% | 0.01208% | 0.01479% | 0.009254% | 0.006806% | 0.006806%
5276 | 0.00717% | 0.01105% | 0.01296% | 0.01558% | 0.01143% | 0.01208% | 0.0126% | 0.01465% | 0.01163% | 0.01465% | 0.01143% | 0.01558% | 0.01143% | 0.01417% | 0.01001% | 0.01558% | 0.01143% | 0.01208% | 0.0126% | 0.01465% | 0.01163% | 0.01163% | 0.01465% | 0.01143% | 0.01558% | 0.01143% | 0.01417% | 0.01001% | 0.00717% | 0.00717%
5277 | 0.006692% | 0.01079% | 0.00618% | 0.01322% | 0.0107% | 0.01136% | 0.01134% | 0.01463% | 0.01103% | 0.01463% | 0.0107% | 0.01322% | 0.0107% | 0.01171% | 0.009145% | 0.01322% | 0.0107% | 0.01136% | 0.01134% | 0.01463% | 0.01103% | 0.01103% | 0.01463% | 0.0107% | 0.01322% | 0.0107% | 0.01171% | 0.009145% | 0.006692% | 0.006692%
5278 | 0.005991% | 0.01062% | 0.005642% | 0.01024% | 0.0102% | 0.01105% | 0.01025% | 0.01437% | 0.01057% | 0.01437% | 0.0102% | 0.01024% | 0.0102% | 0.008046% | 0.008356% | 0.01024% | 0.0102% | 0.01105% | 0.01025% | 0.01437% | 0.01057% | 0.01057% | 0.01437% | 0.0102% | 0.01024% | 0.0102% | 0.008046% | 0.008356% | 0.005991% | 0.005991%
5279 | 0.005654% | 0.01045% | 0.005488% | 0.008205% | 0.009926% | 0.01078% | 0.009615% | 0.01399% | 0.01026% | 0.01399% | 0.009926% | 0.008205% | 0.009926% | 0.005623% | 0.007749% | 0.008205% | 0.009926% | 0.01078% | 0.009615% | 0.01399% | 0.01026% | 0.01026% | 0.01399% | 0.009926% | 0.008205% | 0.009926% | 0.005623% | 0.007749% | 0.005654% | 0.005654%
5280 | 0.005618% | 0.01023% | 0.005463% | 0.006934% | 0.009564% | 0.01078% | 0.009221% | 0.01082% | 0.009849% | 0.01082% | 0.009564% | 0.006934% | 0.009564% | 0.004949% | 0.007106% | 0.006934% | 0.009564% | 0.01078% | 0.009221% | 0.01082% | 0.009849% | 0.009849% | 0.01082% | 0.009564% | 0.006934% | 0.009564% | 0.004949% | 0.007106% | 0.005618% | 0.005618%
5281 | 0.00559% | 0.01014% | 0.005516% | 0.006122% | 0.009423% | 0.0108% | 0.009088% | 0.009318% | 0.009773% | 0.009318% | 0.009423% | 0.006122% | 0.009423% | 0.004742% | 0.006874% | 0.006122% | 0.009423% | 0.0108% | 0.009088% | 0.009318% | 0.009773% | 0.009773% | 0.009318% | 0.009423% | 0.006122% | 0.009423% | 0.004742% | 0.006874% | 0.00559% | 0.00559%
5282 | 0.005591% | 0.01006% | 0.005451% | 0.005951% | 0.009344% | 0.01089% | 0.009024% | 0.008047% | 0.009994% | 0.008047% | 0.009344% | 0.005951% | 0.009344% | 0.004701% | 0.006892% | 0.005951% | 0.009344% | 0.01089% | 0.009024% | 0.008047% | 0.009994% | 0.009994% | 0.008047% | 0.009344% | 0.005951% | 0.009344% | 0.004701% | 0.006892% | 0.005591% | 0.005591%
5283 | 0.005757% | 0.009854% | 0.005427% | 0.005912% | 0.0095% | 0.01101% | 0.009044% | 0.007094% | 0.01071% | 0.007094% | 0.0095% | 0.005912% | 0.0095% | 0.004837% | 0.007128% | 0.005912% | 0.0095% | 0.01101% | 0.009044% | 0.007094% | 0.01071% | 0.01071% | 0.007094% | 0.0095% | 0.005912% | 0.0095% | 0.004837% | 0.007128% | 0.005757% | 0.005757%
5284 | 0.006158% | 0.009723% | 0.005466% | 0.006035% | 0.01015% | 0.0112% | 0.009395% | 0.006891% | 0.01142% | 0.006891% | 0.01015% | 0.006035% | 0.01015% | 0.005209% | 0.007806% | 0.006035% | 0.01015% | 0.0112% | 0.009395% | 0.006891% | 0.01142% | 0.01142% | 0.006891% | 0.01015% | 0.006035% | 0.01015% | 0.005209% | 0.007806% | 0.006158% | 0.006158%
5285 | 0.006849% | 0.01018% | 0.005553% | 0.00715% | 0.01137% | 0.01109% | 0.0103% | 0.007878% | 0.01237% | 0.007878% | 0.01137% | 0.00715% | 0.01137% | 0.005734% | 0.009151% | 0.00715% | 0.01137% | 0.01109% | 0.0103% | 0.007878% | 0.01237% | 0.01237% | 0.007878% | 0.01137% | 0.00715% | 0.01137% | 0.005734% | 0.009151% | 0.006849% | 0.006849%
5286 | 0.006784% | 0.01015% | 0.005934% | 0.006885% | 0.01283% | 0.01039% | 0.01019% | 0.00938% | 0.01429% | 0.00938% | 0.01283% | 0.006885% | 0.01283% | 0.00606% | 0.009145% | 0.006885% | 0.01283% | 0.01039% | 0.01019% | 0.00938% | 0.01429% | 0.01429% | 0.00938% | 0.01283% | 0.006885% | 0.01283% | 0.00606% | 0.009145% | 0.006784% | 0.006784%
5287 | 0.01208% | 0.01168% | 0.008498% | 0.009034% | 0.01536% | 0.01054% | 0.01275% | 0.01337% | 0.01586% | 0.01337% | 0.01536% | 0.009034% | 0.01536% | 0.008986% | 0.01222% | 0.009034% | 0.01536% | 0.01054% | 0.01275% | 0.01337% | 0.01586% | 0.01586% | 0.01337% | 0.01536% | 0.009034% | 0.01536% | 0.008986% | 0.01222% | 0.01208% | 0.01208%
5288 | 0.01429% | 0.01511% | 0.01422% | 0.01251% | 0.01805% | 0.01123% | 0.01565% | 0.01574% | 0.01743% | 0.01574% | 0.01805% | 0.01251% | 0.01805% | 0.01317% | 0.01519% | 0.01251% | 0.01805% | 0.01123% | 0.01565% | 0.01574% | 0.01743% | 0.01743% | 0.01574% | 0.01805% | 0.01251% | 0.01805% | 0.01317% | 0.01519% | 0.01429% | 0.01429%
5289 | 0.01727% | 0.01911% | 0.01712% | 0.01559% | 0.02037% | 0.01253% | 0.01841% | 0.01633% | 0.01863% | 0.01633% | 0.02037% | 0.01559% | 0.02037% | 0.01618% | 0.01755% | 0.01559% | 0.02037% | 0.01253% | 0.01841% | 0.01633% | 0.01863% | 0.01863% | 0.01633% | 0.02037% | 0.01559% | 0.02037% | 0.01618% | 0.01755% | 0.01727% | 0.01727%
5290 | 0.02025% | 0.02198% | 0.01944% | 0.01805% | 0.02182% | 0.01423% | 0.02071% | 0.01693% | 0.01915% | 0.01693% | 0.02182% | 0.01805% | 0.02182% | 0.01824% | 0.01926% | 0.01805% | 0.02182% | 0.01423% | 0.02071% | 0.01693% | 0.01915% | 0.01915% | 0.01693% | 0.02182% | 0.01805% | 0.02182% | 0.01824% | 0.01926% | 0.02025% | 0.02025%
5291 | 0.02252% | 0.02304% | 0.02127% | 0.01988% | 0.0223% | 0.01531% | 0.02208% | 0.01684% | 0.01919% | 0.01684% | 0.0223% | 0.01988% | 0.0223% | 0.01985% | 0.02036% | 0.01988% | 0.0223% | 0.01531% | 0.02208% | 0.01684% | 0.01919% | 0.01919% | 0.01684% | 0.0223% | 0.01988% | 0.0223% | 0.01985% | 0.02036% | 0.02252% | 0.02252%
5292 | 0.02428% | 0.0227% | 0.02269% | 0.02111% | 0.02219% | 0.01526% | 0.02268% | 0.01627% | 0.01912% | 0.01627% | 0.02219% | 0.02111% | 0.02219% | 0.02099% | 0.02082% | 0.02111% | 0.02219% | 0.01526% | 0.02268% | 0.01627% | 0.01912% | 0.01912% | 0.01627% | 0.02219% | 0.02111% | 0.02219% | 0.02099% | 0.02082% | 0.02428% | 0.02428%
5293 | 0.02486% | 0.02197% | 0.02378% | 0.02179% | 0.02139% | 0.01453% | 0.02268% | 0.01564% | 0.01862% | 0.01564% | 0.02139% | 0.02179% | 0.02139% | 0.02176% | 0.02085% | 0.02179% | 0.02139% | 0.01453% | 0.02268% | 0.01564% | 0.01862% | 0.01862% | 0.01564% | 0.02139% | 0.02179% | 0.02139% | 0.02176% | 0.02085% | 0.02486% | 0.02486%
5294 | 0.02388% | 0.01918% | 0.02413% | 0.02179% | 0.01991% | 0.01352% | 0.02182% | 0.01499% | 0.01725% | 0.01499% | 0.01991% | 0.02179% | 0.01991% | 0.02201% | 0.02054% | 0.02179% | 0.01991% | 0.01352% | 0.02182% | 0.01499% | 0.01725% | 0.01725% | 0.01499% | 0.01991% | 0.02179% | 0.01991% | 0.02201% | 0.02054% | 0.02388% | 0.02388%
5295 | 0.02212% | 0.01624% | 0.02327% | 0.02132% | 0.01855% | 0.0127% | 0.02012% | 0.0152% | 0.0162% | 0.0152% | 0.01855% | 0.02132% | 0.01855% | 0.02154% | 0.01946% | 0.02132% | 0.01855% | 0.0127% | 0.02012% | 0.0152% | 0.0162% | 0.0162% | 0.0152% | 0.01855% | 0.02132% | 0.01855% | 0.02154% | 0.01946% | 0.02212% | 0.02212%
5296 | 0.01922% | 0.01469% | 0.0224% | 0.0207% | 0.01749% | 0.01229% | 0.01818% | 0.0139% | 0.0155% | 0.0139% | 0.01749% | 0.0207% | 0.01749% | 0.02029% | 0.01725% | 0.0207% | 0.01749% | 0.01229% | 0.01818% | 0.0139% | 0.0155% | 0.0155% | 0.0139% | 0.01749% | 0.0207% | 0.01749% | 0.02029% | 0.01725% | 0.01922% | 0.01922%
5297 | 0.01614% | 0.01274% | 0.02127% | 0.0196% | 0.01584% | 0.01194% | 0.01628% | 0.01376% | 0.01449% | 0.01376% | 0.01584% | 0.0196% | 0.01584% | 0.01862% | 0.01434% | 0.0196% | 0.01584% | 0.01194% | 0.01628% | 0.01376% | 0.01449% | 0.01449% | 0.01376% | 0.01584% | 0.0196% | 0.01584% | 0.01862% | 0.01434% | 0.01614% | 0.01614%
5298 | 0.00765% | 0.01182% | 0.01332% | 0.01815% | 0.01358% | 0.01186% | 0.01442% | 0.01357% | 0.01305% | 0.01357% | 0.01358% | 0.01815% | 0.01358% | 0.01665% | 0.0113% | 0.01815% | 0.01358% | 0.01186% | 0.01442% | 0.01357% | 0.01305% | 0.01305% | 0.01357% | 0.01358% | 0.01815% | 0.01358% | 0.01665% | 0.0113% | 0.00765% | 0.00765%
5299 | 0.006721% | 0.01118% | 0.01299% | 0.01636% | 0.01155% | 0.01171% | 0.01266% | 0.01329% | 0.01162% | 0.01329% | 0.01155% | 0.01636% | 0.01155% | 0.01492% | 0.009338% | 0.01636% | 0.01155% | 0.01171% | 0.01266% | 0.01329% | 0.01162% | 0.01162% | 0.01329% | 0.01155% | 0.01636% | 0.01155% | 0.01492% | 0.009338% | 0.006721% | 0.006721%
5300 | 0.007005% | 0.01097% | 0.01281% | 0.01531% | 0.01091% | 0.0119% | 0.01252% | 0.01327% | 0.01065% | 0.01327% | 0.01091% | 0.01531% | 0.01091% | 0.01428% | 0.01% | 0.01531% | 0.01091% | 0.0119% | 0.01252% | 0.01327% | 0.01065% | 0.01065% | 0.01327% | 0.01091% | 0.01531% | 0.01091% | 0.01428% | 0.01% | 0.007005% | 0.007005%
5301 | 0.00648% | 0.01072% | 0.006077% | 0.0129% | 0.01012% | 0.01127% | 0.01124% | 0.01324% | 0.01003% | 0.01324% | 0.01012% | 0.0129% | 0.01012% | 0.01166% | 0.009135% | 0.0129% | 0.01012% | 0.01127% | 0.01124% | 0.01324% | 0.01003% | 0.01003% | 0.01324% | 0.01012% | 0.0129% | 0.01012% | 0.01166% | 0.009135% | 0.00648% | 0.00648%
5302 | 0.005831% | 0.01055% | 0.005574% | 0.009934% | 0.009652% | 0.01099% | 0.01017% | 0.01309% | 0.009644% | 0.01309% | 0.009652% | 0.009934% | 0.009652% | 0.007882% | 0.008348% | 0.009934% | 0.009652% | 0.01099% | 0.01017% | 0.01309% | 0.009644% | 0.009644% | 0.01309% | 0.009652% | 0.009934% | 0.009652% | 0.007882% | 0.008348% | 0.005831% | 0.005831%
5303 | 0.005551% | 0.01035% | 0.005474% | 0.00794% | 0.009368% | 0.01076% | 0.009515% | 0.01276% | 0.009383% | 0.01276% | 0.009368% | 0.00794% | 0.009368% | 0.005428% | 0.007739% | 0.00794% | 0.009368% | 0.01076% | 0.009515% | 0.01276% | 0.009383% | 0.009383% | 0.01276% | 0.009368% | 0.00794% | 0.009368% | 0.005428% | 0.007739% | 0.005551% | 0.005551%
5304 | 0.005558% | 0.0102% | 0.005411% | 0.006822% | 0.009299% | 0.01069% | 0.009187% | 0.0105% | 0.009442% | 0.0105% | 0.009299% | 0.006822% | 0.009299% | 0.004818% | 0.007099% | 0.006822% | 0.009299% | 0.01069% | 0.009187% | 0.0105% | 0.009442% | 0.009442% | 0.0105% | 0.009299% | 0.006822% | 0.009299% | 0.004818% | 0.007099% | 0.005558% | 0.005558%
5305 | 0.005519% | 0.01012% | 0.005443% | 0.006066% | 0.00902% | 0.01067% | 0.008996% | 0.008834% | 0.009194% | 0.008834% | 0.00902% | 0.006066% | 0.00902% | 0.004738% | 0.006863% | 0.006066% | 0.00902% | 0.01067% | 0.008996% | 0.008834% | 0.009194% | 0.009194% | 0.008834% | 0.00902% | 0.006066% | 0.00902% | 0.004738% | 0.006863% | 0.005519% | 0.005519%
5306 | 0.005568% | 0.01006% | 0.005416% | 0.005909% | 0.008962% | 0.01069% | 0.008946% | 0.007601% | 0.009466% | 0.007601% | 0.008962% | 0.005909% | 0.008962% | 0.004702% | 0.006881% | 0.005909% | 0.008962% | 0.01069% | 0.008946% | 0.007601% | 0.009466% | 0.009466% | 0.007601% | 0.008962% | 0.005909% | 0.008962% | 0.004702% | 0.006881% | 0.005568% | 0.005568%
5307 | 0.005743% | 0.00994% | 0.005414% | 0.005889% | 0.009161% | 0.01074% | 0.008998% | 0.006749% | 0.01017% | 0.006749% | 0.009161% | 0.005889% | 0.009161% | 0.004868% | 0.007118% | 0.005889% | 0.009161% | 0.01074% | 0.008998% | 0.006749% | 0.01017% | 0.01017% | 0.006749% | 0.009161% | 0.005889% | 0.009161% | 0.004868% | 0.007118% | 0.005743% | 0.005743%
5308 | 0.006137% | 0.00991% | 0.005472% | 0.006027% | 0.009899% | 0.0108% | 0.009387% | 0.006671% | 0.01105% | 0.006671% | 0.009899% | 0.006027% | 0.009899% | 0.005277% | 0.007795% | 0.006027% | 0.009899% | 0.0108% | 0.009387% | 0.006671% | 0.01105% | 0.01105% | 0.006671% | 0.009899% | 0.006027% | 0.009899% | 0.005277% | 0.007795% | 0.006137% | 0.006137%
5309 | 0.006841% | 0.01018% | 0.005568% | 0.007122% | 0.01123% | 0.0106% | 0.0104% | 0.007804% | 0.01217% | 0.007804% | 0.01123% | 0.007122% | 0.01123% | 0.005897% | 0.0092% | 0.007122% | 0.01123% | 0.0106% | 0.0104% | 0.007804% | 0.01217% | 0.01217% | 0.007804% | 0.01123% | 0.007122% | 0.01123% | 0.005897% | 0.0092% | 0.006841% | 0.006841%
5310 | 0.00675% | 0.01033% | 0.005918% | 0.006853% | 0.01266% | 0.009865% | 0.01024% | 0.009278% | 0.01416% | 0.009278% | 0.01266% | 0.006853% | 0.01266% | 0.006145% | 0.009136% | 0.006853% | 0.01266% | 0.009865% | 0.01024% | 0.009278% | 0.01416% | 0.01416% | 0.009278% | 0.01266% | 0.006853% | 0.01266% | 0.006145% | 0.009136% | 0.00675% | 0.00675%
5311 | 0.01194% | 0.01191% | 0.008265% | 0.008967% | 0.01519% | 0.01021% | 0.01277% | 0.01315% | 0.0158% | 0.01315% | 0.01519% | 0.008967% | 0.01519% | 0.009099% | 0.0122% | 0.008967% | 0.01519% | 0.01021% | 0.01277% | 0.01315% | 0.0158% | 0.0158% | 0.01315% | 0.01519% | 0.008967% | 0.01519% | 0.009099% | 0.0122% | 0.01194% | 0.01194%
5312 | 0.01395% | 0.01524% | 0.01387% | 0.01238% | 0.01785% | 0.01095% | 0.01559% | 0.01535% | 0.01722% | 0.01535% | 0.01785% | 0.01238% | 0.01785% | 0.01328% | 0.01516% | 0.01238% | 0.01785% | 0.01095% | 0.01559% | 0.01535% | 0.01722% | 0.01722% | 0.01535% | 0.01785% | 0.01238% | 0.01785% | 0.01328% | 0.01516% | 0.01395% | 0.01395%
5313 | 0.01714% | 0.01923% | 0.01697% | 0.01557% | 0.02025% | 0.01271% | 0.01844% | 0.01605% | 0.01842% | 0.01605% | 0.02025% | 0.01557% | 0.02025% | 0.01646% | 0.01752% | 0.01557% | 0.02025% | 0.01271% | 0.01844% | 0.01605% | 0.01842% | 0.01842% | 0.01605% | 0.02025% | 0.01557% | 0.02025% | 0.01646% | 0.01752% | 0.01714% | 0.01714%
5314 | 0.02049% | 0.02222% | 0.01953% | 0.01823% | 0.02172% | 0.01446% | 0.02091% | 0.01671% | 0.019% | 0.01671% | 0.02172% | 0.01823% | 0.02172% | 0.01889% | 0.01923% | 0.01823% | 0.02172% | 0.01446% | 0.02091% | 0.01671% | 0.019% | 0.019% | 0.01671% | 0.02172% | 0.01823% | 0.02172% | 0.01889% | 0.01923% | 0.02049% | 0.02049%
5315 | 0.02266% | 0.02327% | 0.02129% | 0.02001% | 0.02199% | 0.01535% | 0.02214% | 0.01649% | 0.0189% | 0.01649% | 0.02199% | 0.02001% | 0.02199% | 0.02054% | 0.0203% | 0.02001% | 0.02199% | 0.01535% | 0.02214% | 0.01649% | 0.0189% | 0.0189% | 0.01649% | 0.02199% | 0.02001% | 0.02199% | 0.02054% | 0.0203% | 0.02266% | 0.02266%
5316 | 0.02427% | 0.02296% | 0.02267% | 0.02129% | 0.02183% | 0.01511% | 0.02276% | 0.01579% | 0.01865% | 0.01579% | 0.02183% | 0.02129% | 0.02183% | 0.02173% | 0.02076% | 0.02129% | 0.02183% | 0.01511% | 0.02276% | 0.01579% | 0.01865% | 0.01865% | 0.01579% | 0.02183% | 0.02129% | 0.02183% | 0.02173% | 0.02076% | 0.02427% | 0.02427%
5317 | 0.02493% | 0.02219% | 0.02387% | 0.02201% | 0.02102% | 0.01405% | 0.02271% | 0.01518% | 0.01822% | 0.01518% | 0.02102% | 0.02201% | 0.02102% | 0.02237% | 0.0208% | 0.02201% | 0.02102% | 0.01405% | 0.02271% | 0.01518% | 0.01822% | 0.01822% | 0.01518% | 0.02102% | 0.02201% | 0.02102% | 0.02237% | 0.0208% | 0.02493% | 0.02493%
5318 | 0.02456% | 0.01942% | 0.02452% | 0.02212% | 0.01981% | 0.01311% | 0.0218% | 0.01498% | 0.01739% | 0.01498% | 0.01981% | 0.02212% | 0.01981% | 0.02251% | 0.0205% | 0.02212% | 0.01981% | 0.01311% | 0.0218% | 0.01498% | 0.01739% | 0.01739% | 0.01498% | 0.01981% | 0.02212% | 0.01981% | 0.02251% | 0.0205% | 0.02456% | 0.02456%
5319 | 0.02224% | 0.01614% | 0.02294% | 0.02123% | 0.01815% | 0.01199% | 0.01953% | 0.01527% | 0.01633% | 0.01527% | 0.01815% | 0.02123% | 0.01815% | 0.02141% | 0.01932% | 0.02123% | 0.01815% | 0.01199% | 0.01953% | 0.01527% | 0.01633% | 0.01633% | 0.01527% | 0.01815% | 0.02123% | 0.01815% | 0.02141% | 0.01932% | 0.02224% | 0.02224%
5320 | 0.01853% | 0.0144% | 0.02159% | 0.02015% | 0.01652% | 0.01132% | 0.01718% | 0.01352% | 0.01513% | 0.01352% | 0.01652% | 0.02015% | 0.01652% | 0.01964% | 0.01706% | 0.02015% | 0.01652% | 0.01132% | 0.01718% | 0.01352% | 0.01513% | 0.01513% | 0.01352% | 0.01652% | 0.02015% | 0.01652% | 0.01964% | 0.01706% | 0.01853% | 0.01853%
5321 | 0.01517% | 0.0124% | 0.02032% | 0.01898% | 0.01481% | 0.01102% | 0.0153% | 0.01326% | 0.01397% | 0.01326% | 0.01481% | 0.01898% | 0.01481% | 0.01784% | 0.01416% | 0.01898% | 0.01481% | 0.01102% | 0.0153% | 0.01326% | 0.01397% | 0.01397% | 0.01326% | 0.01481% | 0.01898% | 0.01481% | 0.01784% | 0.01416% | 0.01517% | 0.01517%
5322 | 0.007437% | 0.01149% | 0.01299% | 0.01755% | 0.01283% | 0.01122% | 0.01373% | 0.01304% | 0.01255% | 0.01304% | 0.01283% | 0.01755% | 0.01283% | 0.01597% | 0.01118% | 0.01755% | 0.01283% | 0.01122% | 0.01373% | 0.01304% | 0.01255% | 0.01255% | 0.01304% | 0.01283% | 0.01755% | 0.01283% | 0.01597% | 0.01118% | 0.007437% | 0.007437%
5323 | 0.006607% | 0.01093% | 0.01275% | 0.01591% | 0.01109% | 0.01146% | 0.01225% | 0.01273% | 0.01121% | 0.01273% | 0.01109% | 0.01591% | 0.01109% | 0.01436% | 0.009337% | 0.01591% | 0.01109% | 0.01146% | 0.01225% | 0.01273% | 0.01121% | 0.01121% | 0.01273% | 0.01109% | 0.01591% | 0.01109% | 0.01436% | 0.009337% | 0.006607% | 0.006607%
5324 | 0.006904% | 0.01076% | 0.0127% | 0.01497% | 0.01056% | 0.01173% | 0.01225% | 0.01272% | 0.01027% | 0.01272% | 0.01056% | 0.01497% | 0.01056% | 0.01382% | 0.009994% | 0.01497% | 0.01056% | 0.01173% | 0.01225% | 0.01272% | 0.01027% | 0.01027% | 0.01272% | 0.01056% | 0.01497% | 0.01056% | 0.01382% | 0.009994% | 0.006904% | 0.006904%
5325 | 0.006508% | 0.01053% | 0.006101% | 0.01271% | 0.009876% | 0.01126% | 0.01109% | 0.01276% | 0.009615% | 0.01276% | 0.009876% | 0.01271% | 0.009876% | 0.01135% | 0.009134% | 0.01271% | 0.009876% | 0.01126% | 0.01109% | 0.01276% | 0.009615% | 0.009615% | 0.01276% | 0.009876% | 0.01271% | 0.009876% | 0.01135% | 0.009134% | 0.006508% | 0.006508%
5326 | 0.005946% | 0.01037% | 0.005638% | 0.009871% | 0.009481% | 0.01114% | 0.01008% | 0.01275% | 0.009305% | 0.01275% | 0.009481% | 0.009871% | 0.009481% | 0.007734% | 0.008351% | 0.009871% | 0.009481% | 0.01114% | 0.01008% | 0.01275% | 0.009305% | 0.009305% | 0.01275% | 0.009481% | 0.009871% | 0.009481% | 0.007734% | 0.008351% | 0.005946% | 0.005946%
5327 | 0.005607% | 0.01025% | 0.005445% | 0.007961% | 0.009231% | 0.01106% | 0.009429% | 0.01248% | 0.00913% | 0.01248% | 0.009231% | 0.007961% | 0.009231% | 0.005416% | 0.007741% | 0.007961% | 0.009231% | 0.01106% | 0.009429% | 0.01248% | 0.00913% | 0.00913% | 0.01248% | 0.009231% | 0.007961% | 0.009231% | 0.005416% | 0.007741% | 0.005607% | 0.005607%
5328 | 0.005609% | 0.01013% | 0.005472% | 0.0068% | 0.009093% | 0.01087% | 0.009108% | 0.01012% | 0.009053% | 0.01012% | 0.009093% | 0.0068% | 0.009093% | 0.004822% | 0.007097% | 0.0068% | 0.009093% | 0.01087% | 0.009108% | 0.01012% | 0.009053% | 0.009053% | 0.01012% | 0.009093% | 0.0068% | 0.009093% | 0.004822% | 0.007097% | 0.005609% | 0.005609%
5329 | 0.005742% | 0.0119% | 0.005576% | 0.005951% | 0.009446% | 0.01225% | 0.009121% | 0.008534% | 0.009023% | 0.008534% | 0.009446% | 0.005951% | 0.009446% | 0.004956% | 0.006839% | 0.005951% | 0.009446% | 0.01225% | 0.009121% | 0.008534% | 0.009023% | 0.009023% | 0.008534% | 0.009446% | 0.005951% | 0.009446% | 0.004956% | 0.006839% | 0.005742% | 0.005742%
5330 | 0.005703% | 0.01195% | 0.005582% | 0.005847% | 0.009249% | 0.01221% | 0.009015% | 0.007762% | 0.009131% | 0.007762% | 0.009249% | 0.005847% | 0.009249% | 0.004462% | 0.006842% | 0.005847% | 0.009249% | 0.01221% | 0.009015% | 0.007762% | 0.009131% | 0.009131% | 0.007762% | 0.009249% | 0.005847% | 0.009249% | 0.004462% | 0.006842% | 0.005703% | 0.005703%
5331 | 0.005445% | 0.01193% | 0.005343% | 0.005845% | 0.009399% | 0.0122% | 0.008886% | 0.007445% | 0.009639% | 0.007445% | 0.009399% | 0.005845% | 0.009399% | 0.004469% | 0.006847% | 0.005845% | 0.009399% | 0.0122% | 0.008886% | 0.007445% | 0.009639% | 0.009639% | 0.007445% | 0.009399% | 0.005845% | 0.009399% | 0.004469% | 0.006847% | 0.005445% | 0.005445%
5332 | 0.005398% | 0.01191% | 0.005396% | 0.005946% | 0.009705% | 0.0122% | 0.00878% | 0.007535% | 0.00983% | 0.007535% | 0.009705% | 0.005946% | 0.009705% | 0.00477% | 0.006848% | 0.005946% | 0.009705% | 0.0122% | 0.00878% | 0.007535% | 0.00983% | 0.00983% | 0.007535% | 0.009705% | 0.005946% | 0.009705% | 0.00477% | 0.006848% | 0.005398% | 0.005398%
5333 | 0.00536% | 0.01215% | 0.005287% | 0.006619% | 0.00963% | 0.01198% | 0.008711% | 0.008215% | 0.009874% | 0.008215% | 0.00963% | 0.006619% | 0.00963% | 0.005266% | 0.006843% | 0.006619% | 0.00963% | 0.01198% | 0.008711% | 0.008215% | 0.009874% | 0.009874% | 0.008215% | 0.00963% | 0.006619% | 0.00963% | 0.005266% | 0.006843% | 0.00536% | 0.00536%
5334 | 0.003845% | 0.01189% | 0.00362% | 0.006218% | 0.009182% | 0.01121% | 0.006926% | 0.009353% | 0.01041% | 0.009353% | 0.009182% | 0.006218% | 0.009182% | 0.005278% | 0.00437% | 0.006218% | 0.009182% | 0.01121% | 0.006926% | 0.009353% | 0.01041% | 0.01041% | 0.009353% | 0.009182% | 0.006218% | 0.009182% | 0.005278% | 0.00437% | 0.003845% | 0.003845%
5335 | 0.006063% | 0.01219% | 0.005389% | 0.008196% | 0.01005% | 0.01137% | 0.007218% | 0.01219% | 0.01124% | 0.01219% | 0.01005% | 0.008196% | 0.01005% | 0.008058% | 0.004248% | 0.008196% | 0.01005% | 0.01137% | 0.007218% | 0.01219% | 0.01124% | 0.01124% | 0.01219% | 0.01005% | 0.008196% | 0.01005% | 0.008058% | 0.004248% | 0.006063% | 0.006063%
5336 | 0.005317% | 0.01301% | 0.004795% | 0.0113% | 0.01126% | 0.01188% | 0.007946% | 0.01436% | 0.0119% | 0.01436% | 0.01126% | 0.0113% | 0.01126% | 0.01197% | 0.004265% | 0.0113% | 0.01126% | 0.01188% | 0.007946% | 0.01436% | 0.0119% | 0.0119% | 0.01436% | 0.01126% | 0.0113% | 0.01126% | 0.01197% | 0.004265% | 0.005317% | 0.005317%
5337 | 0.005573% | 0.01431% | 0.005139% | 0.01417% | 0.01276% | 0.01287% | 0.00904% | 0.01558% | 0.01272% | 0.01558% | 0.01276% | 0.01417% | 0.01276% | 0.01492% | 0.00432% | 0.01417% | 0.01276% | 0.01287% | 0.00904% | 0.01558% | 0.01272% | 0.01272% | 0.01558% | 0.01276% | 0.01417% | 0.01276% | 0.01492% | 0.00432% | 0.005573% | 0.005573%
5338 | 0.006552% | 0.01596% | 0.006195% | 0.01668% | 0.01397% | 0.01379% | 0.01045% | 0.01719% | 0.01341% | 0.01719% | 0.01397% | 0.01668% | 0.01397% | 0.01717% | 0.004391% | 0.01668% | 0.01397% | 0.01379% | 0.01045% | 0.01719% | 0.01341% | 0.01341% | 0.01719% | 0.01397% | 0.01668% | 0.01397% | 0.01717% | 0.004391% | 0.006552% | 0.006552%
5339 | 0.007296% | 0.01711% | 0.006883% | 0.01849% | 0.01422% | 0.01376% | 0.01155% | 0.01797% | 0.01358% | 0.01797% | 0.01422% | 0.01849% | 0.01422% | 0.01865% | 0.004417% | 0.01849% | 0.01422% | 0.01376% | 0.01155% | 0.01797% | 0.01358% | 0.01358% | 0.01797% | 0.01422% | 0.01849% | 0.01422% | 0.01865% | 0.004417% | 0.007296% | 0.007296%
5340 | 0.008022% | 0.01708% | 0.007451% | 0.01958% | 0.01432% | 0.01334% | 0.01224% | 0.01796% | 0.01362% | 0.01796% | 0.01432% | 0.01958% | 0.01432% | 0.01957% | 0.004435% | 0.01958% | 0.01432% | 0.01334% | 0.01224% | 0.01796% | 0.01362% | 0.01362% | 0.01796% | 0.01432% | 0.01958% | 0.01432% | 0.01957% | 0.004435% | 0.008022% | 0.008022%
5341 | 0.008646% | 0.01641% | 0.007872% | 0.0202% | 0.01461% | 0.0126% | 0.01229% | 0.01806% | 0.01382% | 0.01806% | 0.01461% | 0.0202% | 0.01461% | 0.02023% | 0.004457% | 0.0202% | 0.01461% | 0.0126% | 0.01229% | 0.01806% | 0.01382% | 0.01382% | 0.01806% | 0.01461% | 0.0202% | 0.01461% | 0.02023% | 0.004457% | 0.008646% | 0.008646%
5342 | 0.009021% | 0.01541% | 0.008375% | 0.02029% | 0.01491% | 0.01154% | 0.01208% | 0.01796% | 0.01411% | 0.01796% | 0.01491% | 0.02029% | 0.01491% | 0.02071% | 0.004504% | 0.02029% | 0.01491% | 0.01154% | 0.01208% | 0.01796% | 0.01411% | 0.01411% | 0.01796% | 0.01491% | 0.02029% | 0.01491% | 0.02071% | 0.004504% | 0.009021% | 0.009021%
5343 | 0.009341% | 0.01449% | 0.008825% | 0.02008% | 0.01517% | 0.01071% | 0.01167% | 0.01823% | 0.01446% | 0.01823% | 0.01517% | 0.02008% | 0.01517% | 0.02108% | 0.004579% | 0.02008% | 0.01517% | 0.01071% | 0.01167% | 0.01823% | 0.01446% | 0.01446% | 0.01823% | 0.01517% | 0.02008% | 0.01517% | 0.02108% | 0.004579% | 0.009341% | 0.009341%
5344 | 0.009691% | 0.01384% | 0.009145% | 0.01977% | 0.01525% | 0.01053% | 0.01113% | 0.01685% | 0.01456% | 0.01685% | 0.01525% | 0.01977% | 0.01525% | 0.02121% | 0.004641% | 0.01977% | 0.01525% | 0.01053% | 0.01113% | 0.01685% | 0.01456% | 0.01456% | 0.01685% | 0.01525% | 0.01977% | 0.01525% | 0.02121% | 0.004641% | 0.009691% | 0.009691%
5345 | 0.009321% | 0.013% | 0.008872% | 0.01884% | 0.01481% | 0.01065% | 0.01032% | 0.01634% | 0.01425% | 0.01634% | 0.01481% | 0.01884% | 0.01481% | 0.02071% | 0.00463% | 0.01884% | 0.01481% | 0.01065% | 0.01032% | 0.01634% | 0.01425% | 0.01425% | 0.01634% | 0.01481% | 0.01884% | 0.01481% | 0.02071% | 0.00463% | 0.009321% | 0.009321%
5346 | 0.004981% | 0.01251% | 0.004401% | 0.01735% | 0.01373% | 0.01117% | 0.009216% | 0.01565% | 0.01337% | 0.01565% | 0.01373% | 0.01735% | 0.01373% | 0.01957% | 0.004517% | 0.01735% | 0.01373% | 0.01117% | 0.009216% | 0.01565% | 0.01337% | 0.01337% | 0.01565% | 0.01373% | 0.01735% | 0.01373% | 0.01957% | 0.004517% | 0.004981% | 0.004981%
5347 | 0.00538% | 0.01226% | 0.004855% | 0.01567% | 0.01229% | 0.01178% | 0.008478% | 0.01479% | 0.01237% | 0.01479% | 0.01229% | 0.01567% | 0.01229% | 0.01808% | 0.004788% | 0.01567% | 0.01229% | 0.01178% | 0.008478% | 0.01479% | 0.01237% | 0.01237% | 0.01479% | 0.01229% | 0.01567% | 0.01229% | 0.01808% | 0.004788% | 0.00538% | 0.00538%
5348 | 0.006616% | 0.01217% | 0.006082% | 0.01453% | 0.01174% | 0.01251% | 0.00945% | 0.01414% | 0.01173% | 0.01414% | 0.01174% | 0.01453% | 0.01174% | 0.01717% | 0.00678% | 0.01453% | 0.01174% | 0.01251% | 0.00945% | 0.01414% | 0.01173% | 0.01173% | 0.01414% | 0.01174% | 0.01453% | 0.01174% | 0.01717% | 0.00678% | 0.006616% | 0.006616%
5349 | 0.006661% | 0.01201% | 0.006107% | 0.01218% | 0.01068% | 0.01226% | 0.009235% | 0.01349% | 0.01094% | 0.01349% | 0.01068% | 0.01218% | 0.01068% | 0.01415% | 0.006877% | 0.01218% | 0.01068% | 0.01226% | 0.009235% | 0.01349% | 0.01094% | 0.01094% | 0.01349% | 0.01068% | 0.01218% | 0.01068% | 0.01415% | 0.006877% | 0.006661% | 0.006661%
5350 | 0.006432% | 0.01193% | 0.006075% | 0.009313% | 0.01002% | 0.01224% | 0.00913% | 0.01276% | 0.0102% | 0.01276% | 0.01002% | 0.009313% | 0.01002% | 0.009773% | 0.006877% | 0.009313% | 0.01002% | 0.01224% | 0.00913% | 0.01276% | 0.0102% | 0.0102% | 0.01276% | 0.01002% | 0.009313% | 0.01002% | 0.009773% | 0.006877% | 0.006432% | 0.006432%
5351 | 0.006293% | 0.01184% | 0.006088% | 0.007376% | 0.009553% | 0.01215% | 0.009095% | 0.01136% | 0.009679% | 0.01136% | 0.009553% | 0.007376% | 0.009553% | 0.006767% | 0.006879% | 0.007376% | 0.009553% | 0.01215% | 0.009095% | 0.01136% | 0.009679% | 0.009679% | 0.01136% | 0.009553% | 0.007376% | 0.009553% | 0.006767% | 0.006879% | 0.006293% | 0.006293%
5352 | 0.005866% | 0.01116% | 0.00561% | 0.006575% | 0.009185% | 0.01177% | 0.009029% | 0.00965% | 0.009195% | 0.00965% | 0.009185% | 0.006575% | 0.009185% | 0.005341% | 0.006872% | 0.006575% | 0.009185% | 0.01177% | 0.009029% | 0.00965% | 0.009195% | 0.009195% | 0.00965% | 0.009185% | 0.006575% | 0.009185% | 0.005341% | 0.006872% | 0.005866% | 0.005866%
5353 | 0.005368% | 0.009481% | 0.005312% | 0.006257% | 0.007927% | 0.01196% | 0.007671% | 0.009608% | 0.008279% | 0.009608% | 0.007927% | 0.006257% | 0.007927% | 0.004766% | 0.006837% | 0.006257% | 0.007927% | 0.01196% | 0.007671% | 0.009608% | 0.008279% | 0.008279% | 0.009608% | 0.007927% | 0.006257% | 0.007927% | 0.004766% | 0.006837% | 0.005368% | 0.005368%
5354 | 0.005456% | 0.00936% | 0.005386% | 0.006136% | 0.007979% | 0.01193% | 0.00771% | 0.00885% | 0.008282% | 0.00885% | 0.007979% | 0.006136% | 0.007979% | 0.004432% | 0.006842% | 0.006136% | 0.007979% | 0.01193% | 0.00771% | 0.00885% | 0.008282% | 0.008282% | 0.00885% | 0.007979% | 0.006136% | 0.007979% | 0.004432% | 0.006842% | 0.005456% | 0.005456%
5355 | 0.00518% | 0.009241% | 0.005129% | 0.006068% | 0.007838% | 0.01193% | 0.007717% | 0.008393% | 0.007966% | 0.008393% | 0.007838% | 0.006068% | 0.007838% | 0.004391% | 0.006845% | 0.006068% | 0.007838% | 0.01193% | 0.007717% | 0.008393% | 0.007966% | 0.007966% | 0.008393% | 0.007838% | 0.006068% | 0.007838% | 0.004391% | 0.006845% | 0.00518% | 0.00518%
5356 | 0.00522% | 0.009153% | 0.005198% | 0.006075% | 0.007896% | 0.01196% | 0.007801% | 0.00852% | 0.008017% | 0.00852% | 0.007896% | 0.006075% | 0.007896% | 0.004749% | 0.006851% | 0.006075% | 0.007896% | 0.01196% | 0.007801% | 0.00852% | 0.008017% | 0.008017% | 0.00852% | 0.007896% | 0.006075% | 0.007896% | 0.004749% | 0.006851% | 0.00522% | 0.00522%
5357 | 0.005247% | 0.00907% | 0.005269% | 0.006793% | 0.008037% | 0.01202% | 0.007949% | 0.009094% | 0.008089% | 0.009094% | 0.008037% | 0.006793% | 0.008037% | 0.005627% | 0.006854% | 0.006793% | 0.008037% | 0.01202% | 0.007949% | 0.009094% | 0.008089% | 0.008089% | 0.009094% | 0.008037% | 0.006793% | 0.008037% | 0.005627% | 0.006854% | 0.005247% | 0.005247%
5358 | 0.00358% | 0.008887% | 0.003456% | 0.0059% | 0.007093% | 0.01102% | 0.005993% | 0.009277% | 0.007652% | 0.009277% | 0.007093% | 0.0059% | 0.007093% | 0.00561% | 0.004393% | 0.0059% | 0.007093% | 0.01102% | 0.005993% | 0.009277% | 0.007652% | 0.007652% | 0.009277% | 0.007093% | 0.0059% | 0.007093% | 0.00561% | 0.004393% | 0.00358% | 0.00358%
5359 | 0.004561% | 0.009709% | 0.004423% | 0.006618% | 0.007368% | 0.01088% | 0.006185% | 0.01098% | 0.00791% | 0.01098% | 0.007368% | 0.006618% | 0.007368% | 0.007231% | 0.004255% | 0.006618% | 0.007368% | 0.01088% | 0.006185% | 0.01098% | 0.00791% | 0.00791% | 0.01098% | 0.007368% | 0.006618% | 0.007368% | 0.007231% | 0.004255% | 0.004561% | 0.004561%
5360 | 0.00541% | 0.01026% | 0.004465% | 0.008201% | 0.00821% | 0.01145% | 0.006846% | 0.0132% | 0.008789% | 0.0132% | 0.00821% | 0.008201% | 0.00821% | 0.00985% | 0.004267% | 0.008201% | 0.00821% | 0.01145% | 0.006846% | 0.0132% | 0.008789% | 0.008789% | 0.0132% | 0.00821% | 0.008201% | 0.00821% | 0.00985% | 0.004267% | 0.00541% | 0.00541%
5361 | 0.005437% | 0.01112% | 0.004882% | 0.01018% | 0.008553% | 0.01198% | 0.00703% | 0.01454% | 0.009096% | 0.01454% | 0.008553% | 0.01018% | 0.008553% | 0.01235% | 0.004306% | 0.01018% | 0.008553% | 0.01198% | 0.00703% | 0.01454% | 0.009096% | 0.009096% | 0.01454% | 0.008553% | 0.01018% | 0.008553% | 0.01235% | 0.004306% | 0.005437% | 0.005437%
5362 | 0.005807% | 0.01217% | 0.005329% | 0.01255% | 0.008622% | 0.0127% | 0.007089% | 0.01539% | 0.00902% | 0.01539% | 0.008622% | 0.01255% | 0.008622% | 0.01463% | 0.004353% | 0.01255% | 0.008622% | 0.0127% | 0.007089% | 0.01539% | 0.00902% | 0.00902% | 0.01539% | 0.008622% | 0.01255% | 0.008622% | 0.01463% | 0.004353% | 0.005807% | 0.005807%
5363 | 0.006302% | 0.01339% | 0.005995% | 0.01494% | 0.008672% | 0.01322% | 0.00716% | 0.01611% | 0.008952% | 0.01611% | 0.008672% | 0.01494% | 0.008672% | 0.01648% | 0.004395% | 0.01494% | 0.008672% | 0.01322% | 0.00716% | 0.01611% | 0.008952% | 0.008952% | 0.01611% | 0.008672% | 0.01494% | 0.008672% | 0.01648% | 0.004395% | 0.006302% | 0.006302%
5364 | 0.007005% | 0.01403% | 0.006706% | 0.01694% | 0.009009% | 0.013% | 0.007484% | 0.01663% | 0.009177% | 0.01663% | 0.009009% | 0.01694% | 0.009009% | 0.01784% | 0.004418% | 0.01694% | 0.009009% | 0.013% | 0.007484% | 0.01663% | 0.009177% | 0.009177% | 0.01663% | 0.009009% | 0.01694% | 0.009009% | 0.01784% | 0.004418% | 0.007005% | 0.007005%
5365 | 0.007486% | 0.01404% | 0.007238% | 0.01798% | 0.009251% | 0.01247% | 0.007748% | 0.01707% | 0.009346% | 0.01707% | 0.009251% | 0.01798% | 0.009251% | 0.01866% | 0.004448% | 0.01798% | 0.009251% | 0.01247% | 0.007748% | 0.01707% | 0.009346% | 0.009346% | 0.01707% | 0.009251% | 0.01798% | 0.009251% | 0.01866% | 0.004448% | 0.007486% | 0.007486%
5366 | 0.007768% | 0.01339% | 0.007515% | 0.0182% | 0.009505% | 0.01188% | 0.008024% | 0.01714% | 0.009528% | 0.01714% | 0.009505% | 0.0182% | 0.009505% | 0.01915% | 0.004503% | 0.0182% | 0.009505% | 0.01188% | 0.008024% | 0.01714% | 0.009528% | 0.009528% | 0.01714% | 0.009505% | 0.0182% | 0.009505% | 0.01915% | 0.004503% | 0.007768% | 0.007768%
5367 | 0.008098% | 0.01245% | 0.007716% | 0.01788% | 0.009739% | 0.01116% | 0.008171% | 0.01736% | 0.009771% | 0.01736% | 0.009739% | 0.01788% | 0.009739% | 0.01923% | 0.004546% | 0.01788% | 0.009739% | 0.01116% | 0.008171% | 0.01736% | 0.009771% | 0.009771% | 0.01736% | 0.009739% | 0.01788% | 0.009739% | 0.01923% | 0.004546% | 0.008098% | 0.008098%
5368 | 0.008035% | 0.01156% | 0.007576% | 0.01703% | 0.009674% | 0.01074% | 0.007982% | 0.01562% | 0.009897% | 0.01562% | 0.009674% | 0.01703% | 0.009674% | 0.01876% | 0.004542% | 0.01703% | 0.009674% | 0.01074% | 0.007982% | 0.01562% | 0.009897% | 0.009897% | 0.01562% | 0.009674% | 0.01703% | 0.009674% | 0.01876% | 0.004542% | 0.008035% | 0.008035%
5369 | 0.007491% | 0.01079% | 0.007076% | 0.01573% | 0.00926% | 0.0105% | 0.007484% | 0.01487% | 0.00973% | 0.01487% | 0.00926% | 0.01573% | 0.00926% | 0.01757% | 0.004494% | 0.01573% | 0.00926% | 0.0105% | 0.007484% | 0.01487% | 0.00973% | 0.00973% | 0.01487% | 0.00926% | 0.01573% | 0.00926% | 0.01757% | 0.004494% | 0.007491% | 0.007491%
5370 | 0.004113% | 0.01035% | 0.003519% | 0.01399% | 0.008571% | 0.01095% | 0.0068% | 0.01431% | 0.009361% | 0.01431% | 0.008571% | 0.01399% | 0.008571% | 0.01576% | 0.004382% | 0.01399% | 0.008571% | 0.01095% | 0.0068% | 0.01431% | 0.009361% | 0.009361% | 0.01431% | 0.008571% | 0.01399% | 0.008571% | 0.01576% | 0.004382% | 0.004113% | 0.004113%
5371 | 0.004352% | 0.01007% | 0.003786% | 0.01209% | 0.007879% | 0.01153% | 0.006429% | 0.01358% | 0.00873% | 0.01358% | 0.007879% | 0.01209% | 0.007879% | 0.01364% | 0.004719% | 0.01209% | 0.007879% | 0.01153% | 0.006429% | 0.01358% | 0.00873% | 0.00873% | 0.01358% | 0.007879% | 0.01209% | 0.007879% | 0.01364% | 0.004719% | 0.004352% | 0.004352%
5372 | 0.00565% | 0.009983% | 0.005145% | 0.01119% | 0.00801% | 0.0123% | 0.007647% | 0.01306% | 0.008372% | 0.01306% | 0.00801% | 0.01119% | 0.00801% | 0.01245% | 0.006826% | 0.01119% | 0.00801% | 0.0123% | 0.007647% | 0.01306% | 0.008372% | 0.008372% | 0.01306% | 0.00801% | 0.01119% | 0.00801% | 0.01245% | 0.006826% | 0.00565% | 0.00565%
5373 | 0.005718% | 0.009833% | 0.005257% | 0.009793% | 0.0079% | 0.01225% | 0.007575% | 0.01255% | 0.008261% | 0.01255% | 0.0079% | 0.009793% | 0.0079% | 0.01035% | 0.00687% | 0.009793% | 0.0079% | 0.01225% | 0.007575% | 0.01255% | 0.008261% | 0.008261% | 0.01255% | 0.0079% | 0.009793% | 0.0079% | 0.01035% | 0.00687% | 0.005718% | 0.005718%
5374 | 0.005626% | 0.009745% | 0.005377% | 0.008649% | 0.00789% | 0.01222% | 0.007603% | 0.01211% | 0.008223% | 0.01211% | 0.00789% | 0.008649% | 0.00789% | 0.008398% | 0.006872% | 0.008649% | 0.00789% | 0.01222% | 0.007603% | 0.01211% | 0.008223% | 0.008223% | 0.01211% | 0.00789% | 0.008649% | 0.00789% | 0.008398% | 0.006872% | 0.005626% | 0.005626%
5375 | 0.005629% | 0.009675% | 0.005406% | 0.00776% | 0.007964% | 0.01214% | 0.007676% | 0.0112% | 0.008332% | 0.0112% | 0.007964% | 0.00776% | 0.007964% | 0.00663% | 0.006875% | 0.00776% | 0.007964% | 0.01214% | 0.007676% | 0.0112% | 0.008332% | 0.008332% | 0.0112% | 0.007964% | 0.00776% | 0.007964% | 0.00663% | 0.006875% | 0.005629% | 0.005629%
5376 | 0.005564% | 0.01013% | 0.005391% | 0.006731% | 0.008378% | 0.01208% | 0.008113% | 0.01004% | 0.008611% | 0.01004% | 0.008378% | 0.006731% | 0.008378% | 0.005366% | 0.00684% | 0.006731% | 0.008378% | 0.01208% | 0.008113% | 0.01004% | 0.008611% | 0.008611% | 0.01004% | 0.008378% | 0.006731% | 0.008378% | 0.005366% | 0.00684% | 0.005564% | 0.005564%
5377 | 0.00562% | 0.009888% | 0.00548% | 0.005993% | 0.009029% | 0.01075% | 0.009196% | 0.00879% | 0.009246% | 0.00879% | 0.009029% | 0.005993% | 0.009029% | 0.004684% | 0.006873% | 0.005993% | 0.009029% | 0.01075% | 0.009196% | 0.00879% | 0.009246% | 0.009246% | 0.00879% | 0.009029% | 0.005993% | 0.009029% | 0.004684% | 0.006873% | 0.00562% | 0.00562%
5378 | 0.005664% | 0.00977% | 0.005368% | 0.005841% | 0.008959% | 0.01084% | 0.009014% | 0.007569% | 0.009472% | 0.007569% | 0.008959% | 0.005841% | 0.008959% | 0.00465% | 0.00689% | 0.005841% | 0.008959% | 0.01084% | 0.009014% | 0.007569% | 0.009472% | 0.009472% | 0.007569% | 0.008959% | 0.005841% | 0.008959% | 0.00465% | 0.00689% | 0.005664% | 0.005664%
5379 | 0.005832% | 0.009623% | 0.005375% | 0.0058% | 0.009085% | 0.01092% | 0.008995% | 0.006629% | 0.01014% | 0.006629% | 0.009085% | 0.0058% | 0.009085% | 0.004808% | 0.007125% | 0.0058% | 0.009085% | 0.01092% | 0.008995% | 0.006629% | 0.01014% | 0.01014% | 0.006629% | 0.009085% | 0.0058% | 0.009085% | 0.004808% | 0.007125% | 0.005832% | 0.005832%
5380 | 0.006265% | 0.009513% | 0.005426% | 0.005924% | 0.009791% | 0.01101% | 0.009381% | 0.006484% | 0.01087% | 0.006484% | 0.009791% | 0.005924% | 0.009791% | 0.005197% | 0.0078% | 0.005924% | 0.009791% | 0.01101% | 0.009381% | 0.006484% | 0.01087% | 0.01087% | 0.006484% | 0.009791% | 0.005924% | 0.009791% | 0.005197% | 0.0078% | 0.006265% | 0.006265%
5381 | 0.007016% | 0.009915% | 0.005589% | 0.006815% | 0.01088% | 0.01077% | 0.01043% | 0.007478% | 0.01186% | 0.007478% | 0.01088% | 0.006815% | 0.01088% | 0.005741% | 0.009214% | 0.006815% | 0.01088% | 0.01077% | 0.01043% | 0.007478% | 0.01186% | 0.01186% | 0.007478% | 0.01088% | 0.006815% | 0.01088% | 0.005741% | 0.009214% | 0.007016% | 0.007016%
5382 | 0.00699% | 0.009903% | 0.005964% | 0.006585% | 0.01256% | 0.01014% | 0.0103% | 0.009038% | 0.01385% | 0.009038% | 0.01256% | 0.006585% | 0.01256% | 0.006006% | 0.009209% | 0.006585% | 0.01256% | 0.01014% | 0.0103% | 0.009038% | 0.01385% | 0.01385% | 0.009038% | 0.01256% | 0.006585% | 0.01256% | 0.006006% | 0.009209% | 0.00699% | 0.00699%
5383 | 0.01152% | 0.0114% | 0.007662% | 0.0086% | 0.01521% | 0.01039% | 0.01266% | 0.0128% | 0.01584% | 0.0128% | 0.01521% | 0.0086% | 0.01521% | 0.00893% | 0.01218% | 0.0086% | 0.01521% | 0.01039% | 0.01266% | 0.0128% | 0.01584% | 0.01584% | 0.0128% | 0.01521% | 0.0086% | 0.01521% | 0.00893% | 0.01218% | 0.01152% | 0.01152%
5384 | 0.01324% | 0.01476% | 0.01249% | 0.01175% | 0.01771% | 0.01092% | 0.01527% | 0.01518% | 0.01746% | 0.01518% | 0.01771% | 0.01175% | 0.01771% | 0.01304% | 0.01512% | 0.01175% | 0.01771% | 0.01092% | 0.01527% | 0.01518% | 0.01746% | 0.01746% | 0.01518% | 0.01771% | 0.01175% | 0.01771% | 0.01304% | 0.01512% | 0.01324% | 0.01324%
5385 | 0.01596% | 0.01837% | 0.0149% | 0.01456% | 0.01994% | 0.01191% | 0.01784% | 0.01588% | 0.01884% | 0.01588% | 0.01994% | 0.01456% | 0.01994% | 0.01599% | 0.01745% | 0.01456% | 0.01994% | 0.01191% | 0.01784% | 0.01588% | 0.01884% | 0.01884% | 0.01588% | 0.01994% | 0.01456% | 0.01994% | 0.01599% | 0.01745% | 0.01596% | 0.01596%
5386 | 0.01886% | 0.02122% | 0.01712% | 0.01701% | 0.02128% | 0.01335% | 0.01998% | 0.01645% | 0.01924% | 0.01645% | 0.02128% | 0.01701% | 0.02128% | 0.01825% | 0.01911% | 0.01701% | 0.02128% | 0.01335% | 0.01998% | 0.01645% | 0.01924% | 0.01924% | 0.01645% | 0.02128% | 0.01701% | 0.02128% | 0.01825% | 0.01911% | 0.01886% | 0.01886%
5387 | 0.02108% | 0.02263% | 0.01922% | 0.01908% | 0.02176% | 0.01428% | 0.02138% | 0.01642% | 0.01911% | 0.01642% | 0.02176% | 0.01908% | 0.02176% | 0.02018% | 0.02021% | 0.01908% | 0.02176% | 0.01428% | 0.02138% | 0.01642% | 0.01911% | 0.01911% | 0.01642% | 0.02176% | 0.01908% | 0.02176% | 0.02018% | 0.02021% | 0.02108% | 0.02108%
5388 | 0.02289% | 0.02227% | 0.02064% | 0.02037% | 0.02147% | 0.01407% | 0.02191% | 0.01568% | 0.01875% | 0.01568% | 0.02147% | 0.02037% | 0.02147% | 0.0214% | 0.02066% | 0.02037% | 0.02147% | 0.01407% | 0.02191% | 0.01568% | 0.01875% | 0.01875% | 0.01568% | 0.02147% | 0.02037% | 0.02147% | 0.0214% | 0.02066% | 0.02289% | 0.02289%
5389 | 0.0236% | 0.02161% | 0.02175% | 0.02111% | 0.02069% | 0.01311% | 0.02186% | 0.01507% | 0.01826% | 0.01507% | 0.02069% | 0.02111% | 0.02069% | 0.02214% | 0.02067% | 0.02111% | 0.02069% | 0.01311% | 0.02186% | 0.01507% | 0.01826% | 0.01826% | 0.01507% | 0.02069% | 0.02111% | 0.02069% | 0.02214% | 0.02067% | 0.0236% | 0.0236%
5390 | 0.02282% | 0.01892% | 0.02216% | 0.02111% | 0.01924% | 0.01214% | 0.02093% | 0.01456% | 0.01707% | 0.01456% | 0.01924% | 0.02111% | 0.01924% | 0.02215% | 0.02035% | 0.02111% | 0.01924% | 0.01214% | 0.02093% | 0.01456% | 0.01707% | 0.01707% | 0.01456% | 0.01924% | 0.02111% | 0.01924% | 0.02215% | 0.02035% | 0.02282% | 0.02282%
5391 | 0.02095% | 0.01584% | 0.02143% | 0.02055% | 0.01779% | 0.01116% | 0.01912% | 0.01474% | 0.01597% | 0.01474% | 0.01779% | 0.02055% | 0.01779% | 0.02131% | 0.01924% | 0.02055% | 0.01779% | 0.01116% | 0.01912% | 0.01474% | 0.01597% | 0.01597% | 0.01474% | 0.01779% | 0.02055% | 0.01779% | 0.02131% | 0.01924% | 0.02095% | 0.02095%
5392 | 0.01768% | 0.01414% | 0.02026% | 0.01967% | 0.01652% | 0.01069% | 0.01693% | 0.01344% | 0.01541% | 0.01344% | 0.01652% | 0.01967% | 0.01652% | 0.01959% | 0.017% | 0.01967% | 0.01652% | 0.01069% | 0.01693% | 0.01344% | 0.01541% | 0.01541% | 0.01344% | 0.01652% | 0.01967% | 0.01652% | 0.01959% | 0.017% | 0.01768% | 0.01768%
5393 | 0.01429% | 0.01212% | 0.01879% | 0.01839% | 0.01474% | 0.01055% | 0.0149% | 0.01319% | 0.01444% | 0.01319% | 0.01474% | 0.01839% | 0.01474% | 0.01748% | 0.01411% | 0.01839% | 0.01474% | 0.01055% | 0.0149% | 0.01319% | 0.01444% | 0.01444% | 0.01319% | 0.01474% | 0.01839% | 0.01474% | 0.01748% | 0.01411% | 0.01429% | 0.01429%
5394 | 0.007176% | 0.01129% | 0.01269% | 0.01701% | 0.01267% | 0.01089% | 0.01326% | 0.01286% | 0.01278% | 0.01286% | 0.01267% | 0.01701% | 0.01267% | 0.01558% | 0.01113% | 0.01701% | 0.01267% | 0.01089% | 0.01326% | 0.01286% | 0.01278% | 0.01278% | 0.01286% | 0.01267% | 0.01701% | 0.01267% | 0.01558% | 0.01113% | 0.007176% | 0.007176%
5395 | 0.006438% | 0.01076% | 0.01247% | 0.01553% | 0.01103% | 0.01118% | 0.01204% | 0.01267% | 0.01133% | 0.01267% | 0.01103% | 0.01553% | 0.01103% | 0.01417% | 0.009377% | 0.01553% | 0.01103% | 0.01118% | 0.01204% | 0.01267% | 0.01133% | 0.01133% | 0.01267% | 0.01103% | 0.01553% | 0.01103% | 0.01417% | 0.009377% | 0.006438% | 0.006438%
5396 | 0.006799% | 0.01059% | 0.01245% | 0.01463% | 0.01047% | 0.01153% | 0.01212% | 0.01264% | 0.0103% | 0.01264% | 0.01047% | 0.01463% | 0.01047% | 0.01372% | 0.01005% | 0.01463% | 0.01047% | 0.01153% | 0.01212% | 0.01264% | 0.0103% | 0.0103% | 0.01264% | 0.01047% | 0.01463% | 0.01047% | 0.01372% | 0.01005% | 0.006799% | 0.006799%
5397 | 0.006437% | 0.01039% | 0.006068% | 0.01242% | 0.009767% | 0.01125% | 0.01096% | 0.01271% | 0.009651% | 0.01271% | 0.009767% | 0.01242% | 0.009767% | 0.01127% | 0.009125% | 0.01242% | 0.009767% | 0.01125% | 0.01096% | 0.01271% | 0.009651% | 0.009651% | 0.01271% | 0.009767% | 0.01242% | 0.009767% | 0.01127% | 0.009125% | 0.006437% | 0.006437%
5398 | 0.005966% | 0.0103% | 0.005609% | 0.0097% | 0.009507% | 0.01124% | 0.01004% | 0.01292% | 0.009419% | 0.01292% | 0.009507% | 0.0097% | 0.009507% | 0.007716% | 0.008345% | 0.0097% | 0.009507% | 0.01124% | 0.01004% | 0.01292% | 0.009419% | 0.009419% | 0.01292% | 0.009507% | 0.0097% | 0.009507% | 0.007716% | 0.008345% | 0.005966% | 0.005966%
5399 | 0.005748% | 0.01024% | 0.005483% | 0.007883% | 0.009321% | 0.01115% | 0.009468% | 0.01283% | 0.00927% | 0.01283% | 0.009321% | 0.007883% | 0.009321% | 0.005443% | 0.007739% | 0.007883% | 0.009321% | 0.01115% | 0.009468% | 0.01283% | 0.00927% | 0.00927% | 0.01283% | 0.009321% | 0.007883% | 0.009321% | 0.005443% | 0.007739% | 0.005748% | 0.005748%
5400 | 0.005645% | 0.00997% | 0.005428% | 0.006788% | 0.008914% | 0.01134% | 0.008816% | 0.01039% | 0.00897% | 0.01039% | 0.008914% | 0.006788% | 0.008914% | 0.004949% | 0.007066% | 0.006788% | 0.008914% | 0.01134% | 0.008816% | 0.01039% | 0.00897% | 0.00897% | 0.01039% | 0.008914% | 0.006788% | 0.008914% | 0.004949% | 0.007066% | 0.005645% | 0.005645%
5401 | 0.005605% | 0.01005% | 0.0055% | 0.006057% | 0.009055% | 0.01111% | 0.009002% | 0.008884% | 0.009111% | 0.008884% | 0.009055% | 0.006057% | 0.009055% | 0.004741% | 0.006862% | 0.006057% | 0.009055% | 0.01111% | 0.009002% | 0.008884% | 0.009111% | 0.009111% | 0.008884% | 0.009055% | 0.006057% | 0.009055% | 0.004741% | 0.006862% | 0.005605% | 0.005605%
5402 | 0.005691% | 0.009975% | 0.005418% | 0.005899% | 0.009024% | 0.01114% | 0.008954% | 0.007689% | 0.00938% | 0.007689% | 0.009024% | 0.005899% | 0.009024% | 0.004697% | 0.006878% | 0.005899% | 0.009024% | 0.01114% | 0.008954% | 0.007689% | 0.00938% | 0.00938% | 0.007689% | 0.009024% | 0.005899% | 0.009024% | 0.004697% | 0.006878% | 0.005691% | 0.005691%
5403 | 0.00588% | 0.009927% | 0.005393% | 0.005871% | 0.009193% | 0.01113% | 0.009008% | 0.006732% | 0.009989% | 0.006732% | 0.009193% | 0.005871% | 0.009193% | 0.004869% | 0.007112% | 0.005871% | 0.009193% | 0.01113% | 0.009008% | 0.006732% | 0.009989% | 0.009989% | 0.006732% | 0.009193% | 0.005871% | 0.009193% | 0.004869% | 0.007112% | 0.00588% | 0.00588%
5404 | 0.006188% | 0.009821% | 0.00542% | 0.006011% | 0.00988% | 0.01108% | 0.009411% | 0.006571% | 0.01074% | 0.006571% | 0.00988% | 0.006011% | 0.00988% | 0.005291% | 0.007785% | 0.006011% | 0.00988% | 0.01108% | 0.009411% | 0.006571% | 0.01074% | 0.01074% | 0.006571% | 0.00988% | 0.006011% | 0.00988% | 0.005291% | 0.007785% | 0.006188% | 0.006188%
5405 | 0.007009% | 0.0102% | 0.005588% | 0.007001% | 0.0111% | 0.0107% | 0.01047% | 0.007564% | 0.01167% | 0.007564% | 0.0111% | 0.007001% | 0.0111% | 0.00585% | 0.009199% | 0.007001% | 0.0111% | 0.0107% | 0.01047% | 0.007564% | 0.01167% | 0.01167% | 0.007564% | 0.0111% | 0.007001% | 0.0111% | 0.00585% | 0.009199% | 0.007009% | 0.007009%
5406 | 0.006992% | 0.01024% | 0.006047% | 0.006914% | 0.01288% | 0.01021% | 0.01051% | 0.009155% | 0.01374% | 0.009155% | 0.01288% | 0.006914% | 0.01288% | 0.006292% | 0.009205% | 0.006914% | 0.01288% | 0.01021% | 0.01051% | 0.009155% | 0.01374% | 0.01374% | 0.009155% | 0.01288% | 0.006914% | 0.01288% | 0.006292% | 0.009205% | 0.006992% | 0.006992%
5407 | 0.01222% | 0.01174% | 0.007763% | 0.009126% | 0.0157% | 0.01078% | 0.01302% | 0.01316% | 0.01571% | 0.01316% | 0.0157% | 0.009126% | 0.0157% | 0.009431% | 0.01221% | 0.009126% | 0.0157% | 0.01078% | 0.01302% | 0.01316% | 0.01571% | 0.01571% | 0.01316% | 0.0157% | 0.009126% | 0.0157% | 0.009431% | 0.01221% | 0.01222% | 0.01222%
5408 | 0.01484% | 0.01515% | 0.014% | 0.01258% | 0.01843% | 0.01164% | 0.01593% | 0.01575% | 0.01731% | 0.01575% | 0.01843% | 0.01258% | 0.01843% | 0.014% | 0.01518% | 0.01258% | 0.01843% | 0.01164% | 0.01593% | 0.01575% | 0.01731% | 0.01731% | 0.01575% | 0.01843% | 0.01258% | 0.01843% | 0.014% | 0.01518% | 0.01484% | 0.01484%
5409 | 0.01741% | 0.0189% | 0.01672% | 0.01552% | 0.02062% | 0.01263% | 0.01864% | 0.01639% | 0.01868% | 0.01639% | 0.02062% | 0.01552% | 0.02062% | 0.01723% | 0.01751% | 0.01552% | 0.02062% | 0.01263% | 0.01864% | 0.01639% | 0.01868% | 0.01868% | 0.01639% | 0.02062% | 0.01552% | 0.02062% | 0.01723% | 0.01751% | 0.01741% | 0.01741%
5410 | 0.02002% | 0.02163% | 0.0186% | 0.01785% | 0.02186% | 0.0137% | 0.02073% | 0.01691% | 0.01918% | 0.01691% | 0.02186% | 0.01785% | 0.02186% | 0.01933% | 0.01917% | 0.01785% | 0.02186% | 0.0137% | 0.02073% | 0.01691% | 0.01918% | 0.01918% | 0.01691% | 0.02186% | 0.01785% | 0.02186% | 0.01933% | 0.01917% | 0.02002% | 0.02002%
5411 | 0.02191% | 0.02262% | 0.02001% | 0.01954% | 0.02213% | 0.01442% | 0.02186% | 0.01674% | 0.01912% | 0.01674% | 0.02213% | 0.01954% | 0.02213% | 0.02082% | 0.02024% | 0.01954% | 0.02213% | 0.01442% | 0.02186% | 0.01674% | 0.01912% | 0.01912% | 0.01674% | 0.02213% | 0.01954% | 0.02213% | 0.02082% | 0.02024% | 0.02191% | 0.02191%
5412 | 0.02326% | 0.02202% | 0.02109% | 0.02059% | 0.02176% | 0.01482% | 0.02226% | 0.01592% | 0.01876% | 0.01592% | 0.02176% | 0.02059% | 0.02176% | 0.02175% | 0.02069% | 0.02059% | 0.02176% | 0.01482% | 0.02226% | 0.01592% | 0.01876% | 0.01876% | 0.01592% | 0.02176% | 0.02059% | 0.02176% | 0.02175% | 0.02069% | 0.02326% | 0.02326%
5413 | 0.02343% | 0.02104% | 0.02169% | 0.02095% | 0.02069% | 0.0138% | 0.02192% | 0.01515% | 0.01812% | 0.01515% | 0.02069% | 0.02095% | 0.02069% | 0.02197% | 0.02069% | 0.02095% | 0.02069% | 0.0138% | 0.02192% | 0.01515% | 0.01812% | 0.01812% | 0.01515% | 0.02069% | 0.02095% | 0.02069% | 0.02197% | 0.02069% | 0.02343% | 0.02343%
5414 | 0.02196% | 0.01831% | 0.02147% | 0.02064% | 0.01902% | 0.01237% | 0.02066% | 0.01455% | 0.01685% | 0.01455% | 0.01902% | 0.02064% | 0.01902% | 0.02157% | 0.02032% | 0.02064% | 0.01902% | 0.01237% | 0.02066% | 0.01455% | 0.01685% | 0.01685% | 0.01455% | 0.01902% | 0.02064% | 0.01902% | 0.02157% | 0.02032% | 0.02196% | 0.02196%
5415 | 0.0204% | 0.01548% | 0.02077% | 0.02024% | 0.01776% | 0.01169% | 0.01899% | 0.015% | 0.01608% | 0.015% | 0.01776% | 0.02024% | 0.01776% | 0.02091% | 0.01921% | 0.02024% | 0.01776% | 0.01169% | 0.01899% | 0.015% | 0.01608% | 0.01608% | 0.015% | 0.01776% | 0.02024% | 0.01776% | 0.02091% | 0.01921% | 0.0204% | 0.0204%
5416 | 0.01797% | 0.01402% | 0.02037% | 0.01985% | 0.01696% | 0.01159% | 0.0173% | 0.01391% | 0.0158% | 0.01391% | 0.01696% | 0.01985% | 0.01696% | 0.01972% | 0.01706% | 0.01985% | 0.01696% | 0.01159% | 0.0173% | 0.01391% | 0.0158% | 0.0158% | 0.01391% | 0.01696% | 0.01985% | 0.01696% | 0.01972% | 0.01706% | 0.01797% | 0.01797%
5417 | 0.01492% | 0.01211% | 0.01945% | 0.01884% | 0.01542% | 0.01129% | 0.01548% | 0.01377% | 0.01498% | 0.01377% | 0.01542% | 0.01884% | 0.01542% | 0.01793% | 0.01419% | 0.01884% | 0.01542% | 0.01129% | 0.01548% | 0.01377% | 0.01498% | 0.01498% | 0.01377% | 0.01542% | 0.01884% | 0.01542% | 0.01793% | 0.01419% | 0.01492% | 0.01492%
5418 | 0.007329% | 0.01129% | 0.01278% | 0.01738% | 0.01332% | 0.01127% | 0.01365% | 0.01352% | 0.0136% | 0.01352% | 0.01332% | 0.01738% | 0.01332% | 0.01592% | 0.01119% | 0.01738% | 0.01332% | 0.01127% | 0.01365% | 0.01352% | 0.0136% | 0.0136% | 0.01352% | 0.01332% | 0.01738% | 0.01332% | 0.01592% | 0.01119% | 0.007329% | 0.007329%
5419 | 0.006494% | 0.01073% | 0.01251% | 0.01575% | 0.01135% | 0.01139% | 0.01222% | 0.01318% | 0.01184% | 0.01318% | 0.01135% | 0.01575% | 0.01135% | 0.01436% | 0.009398% | 0.01575% | 0.01135% | 0.01139% | 0.01222% | 0.01318% | 0.01184% | 0.01184% | 0.01318% | 0.01135% | 0.01575% | 0.01135% | 0.01436% | 0.009398% | 0.006494% | 0.006494%
5420 | 0.00687% | 0.01055% | 0.01252% | 0.01483% | 0.0107% | 0.01175% | 0.0123% | 0.01319% | 0.01066% | 0.01319% | 0.0107% | 0.01483% | 0.0107% | 0.01389% | 0.01005% | 0.01483% | 0.0107% | 0.01175% | 0.0123% | 0.01319% | 0.01066% | 0.01066% | 0.01319% | 0.0107% | 0.01483% | 0.0107% | 0.01389% | 0.01005% | 0.00687% | 0.00687%
5421 | 0.006499% | 0.01038% | 0.006094% | 0.01259% | 0.01003% | 0.0114% | 0.01112% | 0.01336% | 0.01008% | 0.01336% | 0.01003% | 0.01259% | 0.01003% | 0.0114% | 0.00913% | 0.01259% | 0.01003% | 0.0114% | 0.01112% | 0.01336% | 0.01008% | 0.01008% | 0.01336% | 0.01003% | 0.01259% | 0.01003% | 0.0114% | 0.00913% | 0.006499% | 0.006499%
5422 | 0.005904% | 0.01027% | 0.005649% | 0.009771% | 0.009691% | 0.01124% | 0.01012% | 0.01356% | 0.009829% | 0.01356% | 0.009691% | 0.009771% | 0.009691% | 0.007765% | 0.008348% | 0.009771% | 0.009691% | 0.01124% | 0.01012% | 0.01356% | 0.009829% | 0.009829% | 0.01356% | 0.009691% | 0.009771% | 0.009691% | 0.007765% | 0.008348% | 0.005904% | 0.005904%
5423 | 0.005671% | 0.01015% | 0.005505% | 0.007917% | 0.009528% | 0.01114% | 0.00952% | 0.01351% | 0.009653% | 0.01351% | 0.009528% | 0.007917% | 0.009528% | 0.005461% | 0.007743% | 0.007917% | 0.009528% | 0.01114% | 0.00952% | 0.01351% | 0.009653% | 0.009653% | 0.01351% | 0.009528% | 0.007917% | 0.009528% | 0.005461% | 0.007743% | 0.005671% | 0.005671%
5424 | 0.005714% | 0.01009% | 0.005412% | 0.006803% | 0.009324% | 0.0111% | 0.009193% | 0.01066% | 0.009463% | 0.01066% | 0.009324% | 0.006803% | 0.009324% | 0.00489% | 0.007101% | 0.006803% | 0.009324% | 0.0111% | 0.009193% | 0.01066% | 0.009463% | 0.009463% | 0.01066% | 0.009324% | 0.006803% | 0.009324% | 0.00489% | 0.007101% | 0.005714% | 0.005714%
5425 | 0.005636% | 0.009954% | 0.005467% | 0.00609% | 0.009257% | 0.01116% | 0.009051% | 0.009299% | 0.009542% | 0.009299% | 0.009257% | 0.00609% | 0.009257% | 0.004771% | 0.006867% | 0.00609% | 0.009257% | 0.01116% | 0.009051% | 0.009299% | 0.009542% | 0.009542% | 0.009299% | 0.009257% | 0.00609% | 0.009257% | 0.004771% | 0.006867% | 0.005636% | 0.005636%
5426 | 0.005664% | 0.009741% | 0.005479% | 0.005932% | 0.009206% | 0.01109% | 0.008984% | 0.008095% | 0.009826% | 0.008095% | 0.009206% | 0.005932% | 0.009206% | 0.004733% | 0.006882% | 0.005932% | 0.009206% | 0.01109% | 0.008984% | 0.008095% | 0.009826% | 0.009826% | 0.008095% | 0.009206% | 0.005932% | 0.009206% | 0.004733% | 0.006882% | 0.005664% | 0.005664%
5427 | 0.005838% | 0.009626% | 0.005421% | 0.00591% | 0.00942% | 0.01106% | 0.009049% | 0.007147% | 0.01059% | 0.007147% | 0.00942% | 0.00591% | 0.00942% | 0.004904% | 0.007117% | 0.00591% | 0.00942% | 0.01106% | 0.009049% | 0.007147% | 0.01059% | 0.01059% | 0.007147% | 0.00942% | 0.00591% | 0.00942% | 0.004904% | 0.007117% | 0.005838% | 0.005838%
5428 | 0.006156% | 0.009602% | 0.005438% | 0.006082% | 0.01015% | 0.01102% | 0.009457% | 0.007035% | 0.01147% | 0.007035% | 0.01015% | 0.006082% | 0.01015% | 0.005342% | 0.007794% | 0.006082% | 0.01015% | 0.01102% | 0.009457% | 0.007035% | 0.01147% | 0.01147% | 0.007035% | 0.01015% | 0.006082% | 0.01015% | 0.005342% | 0.007794% | 0.006156% | 0.006156%
5429 | 0.007018% | 0.009934% | 0.005609% | 0.007155% | 0.0115% | 0.01077% | 0.0105% | 0.008085% | 0.01245% | 0.008085% | 0.0115% | 0.007155% | 0.0115% | 0.005903% | 0.009207% | 0.007155% | 0.0115% | 0.01077% | 0.0105% | 0.008085% | 0.01245% | 0.01245% | 0.008085% | 0.0115% | 0.007155% | 0.0115% | 0.005903% | 0.009207% | 0.007018% | 0.007018%
5430 | 0.006995% | 0.01008% | 0.006054% | 0.006986% | 0.01314% | 0.01016% | 0.01053% | 0.009616% | 0.01455% | 0.009616% | 0.01314% | 0.006986% | 0.01314% | 0.00624% | 0.00923% | 0.006986% | 0.01314% | 0.01016% | 0.01053% | 0.009616% | 0.01455% | 0.01455% | 0.009616% | 0.01314% | 0.006986% | 0.01314% | 0.00624% | 0.00923% | 0.006995% | 0.006995%
5431 | 0.01262% | 0.01169% | 0.007968% | 0.009107% | 0.01595% | 0.01067% | 0.01301% | 0.01403% | 0.01648% | 0.01403% | 0.01595% | 0.009107% | 0.01595% | 0.009137% | 0.01222% | 0.009107% | 0.01595% | 0.01067% | 0.01301% | 0.01403% | 0.01648% | 0.01648% | 0.01403% | 0.01595% | 0.009107% | 0.01595% | 0.009137% | 0.01222% | 0.01262% | 0.01262%
5432 | 0.01493% | 0.01502% | 0.01393% | 0.01238% | 0.01835% | 0.01139% | 0.01568% | 0.01637% | 0.0179% | 0.01637% | 0.01835% | 0.01238% | 0.01835% | 0.0133% | 0.01517% | 0.01238% | 0.01835% | 0.01139% | 0.01568% | 0.01637% | 0.0179% | 0.0179% | 0.01637% | 0.01835% | 0.01238% | 0.01835% | 0.0133% | 0.01517% | 0.01493% | 0.01493%
5433 | 0.01779% | 0.01895% | 0.01678% | 0.01544% | 0.02069% | 0.01228% | 0.01839% | 0.0173% | 0.01955% | 0.0173% | 0.02069% | 0.01544% | 0.02069% | 0.01648% | 0.01751% | 0.01544% | 0.02069% | 0.01228% | 0.01839% | 0.0173% | 0.01955% | 0.01955% | 0.0173% | 0.02069% | 0.01544% | 0.02069% | 0.01648% | 0.01751% | 0.01779% | 0.01779%
5434 | 0.02118% | 0.02187% | 0.01917% | 0.01811% | 0.02204% | 0.01382% | 0.02066% | 0.018% | 0.02009% | 0.018% | 0.02204% | 0.01811% | 0.02204% | 0.01883% | 0.01919% | 0.01811% | 0.02204% | 0.01382% | 0.02066% | 0.018% | 0.02009% | 0.02009% | 0.018% | 0.02204% | 0.01811% | 0.02204% | 0.01883% | 0.01919% | 0.02118% | 0.02118%
5435 | 0.0235% | 0.02288% | 0.02113% | 0.02006% | 0.02277% | 0.01468% | 0.02211% | 0.01801% | 0.02037% | 0.01801% | 0.02277% | 0.02006% | 0.02277% | 0.0206% | 0.02032% | 0.02006% | 0.02277% | 0.01468% | 0.02211% | 0.01801% | 0.02037% | 0.02037% | 0.01801% | 0.02277% | 0.02006% | 0.02277% | 0.0206% | 0.02032% | 0.0235% | 0.0235%
5436 | 0.02497% | 0.02232% | 0.02264% | 0.02122% | 0.02259% | 0.01474% | 0.02269% | 0.01721% | 0.02008% | 0.01721% | 0.02259% | 0.02122% | 0.02259% | 0.02174% | 0.0208% | 0.02122% | 0.02259% | 0.01474% | 0.02269% | 0.01721% | 0.02008% | 0.02008% | 0.01721% | 0.02259% | 0.02122% | 0.02259% | 0.02174% | 0.0208% | 0.02497% | 0.02497%
5437 | 0.02599% | 0.02167% | 0.02391% | 0.02216% | 0.02211% | 0.0139% | 0.02281% | 0.01685% | 0.01999% | 0.01685% | 0.02211% | 0.02216% | 0.02211% | 0.02265% | 0.02087% | 0.02216% | 0.02211% | 0.0139% | 0.02281% | 0.01685% | 0.01999% | 0.01999% | 0.01685% | 0.02211% | 0.02216% | 0.02211% | 0.02265% | 0.02087% | 0.02599% | 0.02599%
5438 | 0.0255% | 0.01907% | 0.02444% | 0.02233% | 0.02106% | 0.0129% | 0.02202% | 0.01668% | 0.01938% | 0.01668% | 0.02106% | 0.02233% | 0.02106% | 0.02284% | 0.02061% | 0.02233% | 0.02106% | 0.0129% | 0.02202% | 0.01668% | 0.01938% | 0.01938% | 0.01668% | 0.02106% | 0.02233% | 0.02106% | 0.02284% | 0.02061% | 0.0255% | 0.0255%
5439 | 0.02344% | 0.01597% | 0.0234% | 0.0216% | 0.01947% | 0.01202% | 0.02007% | 0.01684% | 0.01836% | 0.01684% | 0.01947% | 0.0216% | 0.01947% | 0.0219% | 0.01951% | 0.0216% | 0.01947% | 0.01202% | 0.02007% | 0.01684% | 0.01836% | 0.01836% | 0.01684% | 0.01947% | 0.0216% | 0.01947% | 0.0219% | 0.01951% | 0.02344% | 0.02344%
5440 | 0.02018% | 0.01426% | 0.02235% | 0.02081% | 0.0182% | 0.01163% | 0.01804% | 0.01534% | 0.01747% | 0.01534% | 0.0182% | 0.02081% | 0.0182% | 0.02037% | 0.01727% | 0.02081% | 0.0182% | 0.01163% | 0.01804% | 0.01534% | 0.01747% | 0.01747% | 0.01534% | 0.0182% | 0.02081% | 0.0182% | 0.02037% | 0.01727% | 0.02018% | 0.02018%
5441 | 0.0168% | 0.01225% | 0.02098% | 0.01965% | 0.01652% | 0.01136% | 0.01615% | 0.0151% | 0.01652% | 0.0151% | 0.01652% | 0.01965% | 0.01652% | 0.01854% | 0.01433% | 0.01965% | 0.01652% | 0.01136% | 0.01615% | 0.0151% | 0.01652% | 0.01652% | 0.0151% | 0.01652% | 0.01965% | 0.01652% | 0.01854% | 0.01433% | 0.0168% | 0.0168%
5442 | 0.007754% | 0.0113% | 0.01313% | 0.01783% | 0.01399% | 0.01123% | 0.01408% | 0.01441% | 0.01447% | 0.01441% | 0.01399% | 0.01783% | 0.01399% | 0.01624% | 0.01127% | 0.01783% | 0.01399% | 0.01123% | 0.01408% | 0.01441% | 0.01447% | 0.01447% | 0.01441% | 0.01399% | 0.01783% | 0.01399% | 0.01624% | 0.01127% | 0.007754% | 0.007754%
5443 | 0.006793% | 0.01074% | 0.01273% | 0.01595% | 0.01171% | 0.01142% | 0.01237% | 0.01381% | 0.01242% | 0.01381% | 0.01171% | 0.01595% | 0.01171% | 0.01439% | 0.009434% | 0.01595% | 0.01171% | 0.01142% | 0.01237% | 0.01381% | 0.01242% | 0.01242% | 0.01381% | 0.01171% | 0.01595% | 0.01171% | 0.01439% | 0.009434% | 0.006793% | 0.006793%
5444 | 0.007088% | 0.01061% | 0.01273% | 0.01505% | 0.01105% | 0.012% | 0.01241% | 0.01391% | 0.01129% | 0.01391% | 0.01105% | 0.01505% | 0.01105% | 0.01392% | 0.01011% | 0.01505% | 0.01105% | 0.012% | 0.01241% | 0.01391% | 0.01129% | 0.01129% | 0.01391% | 0.01105% | 0.01505% | 0.01105% | 0.01392% | 0.01011% | 0.007088% | 0.007088%
5445 | 0.00671% | 0.01043% | 0.006163% | 0.01289% | 0.01038% | 0.01162% | 0.01124% | 0.01413% | 0.01069% | 0.01413% | 0.01038% | 0.01289% | 0.01038% | 0.01161% | 0.009141% | 0.01289% | 0.01038% | 0.01162% | 0.01124% | 0.01413% | 0.01069% | 0.01069% | 0.01413% | 0.01038% | 0.01289% | 0.01038% | 0.01161% | 0.009141% | 0.00671% | 0.00671%
5446 | 0.006127% | 0.0103% | 0.00566% | 0.01011% | 0.01002% | 0.01155% | 0.01028% | 0.0142% | 0.01032% | 0.0142% | 0.01002% | 0.01011% | 0.01002% | 0.008057% | 0.008358% | 0.01011% | 0.01002% | 0.01155% | 0.01028% | 0.0142% | 0.01032% | 0.01032% | 0.0142% | 0.01002% | 0.01011% | 0.01002% | 0.008057% | 0.008358% | 0.006127% | 0.006127%
5447 | 0.005771% | 0.01013% | 0.005508% | 0.00816% | 0.009821% | 0.01142% | 0.009675% | 0.01397% | 0.01008% | 0.01397% | 0.009821% | 0.00816% | 0.009821% | 0.005637% | 0.007749% | 0.00816% | 0.009821% | 0.01142% | 0.009675% | 0.01397% | 0.01008% | 0.01008% | 0.01397% | 0.009821% | 0.00816% | 0.009821% | 0.005637% | 0.007749% | 0.005771% | 0.005771%
5448 | 0.00566% | 0.009997% | 0.005534% | 0.006939% | 0.009546% | 0.01133% | 0.009307% | 0.01103% | 0.009833% | 0.01103% | 0.009546% | 0.006939% | 0.009546% | 0.004978% | 0.007103% | 0.006939% | 0.009546% | 0.01133% | 0.009307% | 0.01103% | 0.009833% | 0.009833% | 0.01103% | 0.009546% | 0.006939% | 0.009546% | 0.004978% | 0.007103% | 0.00566% | 0.00566%
5449 | 0.005668% | 0.009817% | 0.00544% | 0.006114% | 0.009398% | 0.01139% | 0.00915% | 0.009511% | 0.009749% | 0.009511% | 0.009398% | 0.006114% | 0.009398% | 0.004776% | 0.006865% | 0.006114% | 0.009398% | 0.01139% | 0.00915% | 0.009511% | 0.009749% | 0.009749% | 0.009511% | 0.009398% | 0.006114% | 0.009398% | 0.004776% | 0.006865% | 0.005668% | 0.005668%
5450 | 0.005734% | 0.009693% | 0.005427% | 0.00594% | 0.009309% | 0.01138% | 0.009074% | 0.008211% | 0.009934% | 0.008211% | 0.009309% | 0.00594% | 0.009309% | 0.004723% | 0.006879% | 0.00594% | 0.009309% | 0.01138% | 0.009074% | 0.008211% | 0.009934% | 0.009934% | 0.008211% | 0.009309% | 0.00594% | 0.009309% | 0.004723% | 0.006879% | 0.005734% | 0.005734%
5451 | 0.005841% | 0.009499% | 0.005398% | 0.005897% | 0.009448% | 0.01123% | 0.009086% | 0.007195% | 0.01063% | 0.007195% | 0.009448% | 0.005897% | 0.009448% | 0.00487% | 0.007114% | 0.005897% | 0.009448% | 0.01123% | 0.009086% | 0.007195% | 0.01063% | 0.01063% | 0.007195% | 0.009448% | 0.005897% | 0.009448% | 0.00487% | 0.007114% | 0.005841% | 0.005841%
5452 | 0.006245% | 0.009432% | 0.005483% | 0.006039% | 0.01011% | 0.01113% | 0.00945% | 0.006997% | 0.01145% | 0.006997% | 0.01011% | 0.006039% | 0.01011% | 0.005262% | 0.00779% | 0.006039% | 0.01011% | 0.01113% | 0.00945% | 0.006997% | 0.01145% | 0.01145% | 0.006997% | 0.01011% | 0.006039% | 0.01011% | 0.005262% | 0.00779% | 0.006245% | 0.006245%
5453 | 0.007024% | 0.009817% | 0.005602% | 0.007139% | 0.01132% | 0.01079% | 0.01045% | 0.008071% | 0.01252% | 0.008071% | 0.01132% | 0.007139% | 0.01132% | 0.005802% | 0.009206% | 0.007139% | 0.01132% | 0.01079% | 0.01045% | 0.008071% | 0.01252% | 0.01252% | 0.008071% | 0.01132% | 0.007139% | 0.01132% | 0.005802% | 0.009206% | 0.007024% | 0.007024%
5454 | 0.007046% | 0.009888% | 0.006047% | 0.00695% | 0.01292% | 0.01011% | 0.01039% | 0.009602% | 0.01468% | 0.009602% | 0.01292% | 0.00695% | 0.01292% | 0.006172% | 0.009225% | 0.00695% | 0.01292% | 0.01011% | 0.01039% | 0.009602% | 0.01468% | 0.01468% | 0.009602% | 0.01292% | 0.00695% | 0.01292% | 0.006172% | 0.009225% | 0.007046% | 0.007046%
5455 | 0.01285% | 0.01157% | 0.007985% | 0.009111% | 0.01573% | 0.01033% | 0.01281% | 0.01407% | 0.01679% | 0.01407% | 0.01573% | 0.009111% | 0.01573% | 0.009037% | 0.01222% | 0.009111% | 0.01573% | 0.01033% | 0.01281% | 0.01407% | 0.01679% | 0.01679% | 0.01407% | 0.01573% | 0.009111% | 0.01573% | 0.009037% | 0.01222% | 0.01285% | 0.01285%
5456 | 0.01529% | 0.01504% | 0.01414% | 0.01249% | 0.0185% | 0.0109% | 0.01555% | 0.01655% | 0.01878% | 0.01655% | 0.0185% | 0.01249% | 0.0185% | 0.01308% | 0.01519% | 0.01249% | 0.0185% | 0.0109% | 0.01555% | 0.01655% | 0.01878% | 0.01878% | 0.01655% | 0.0185% | 0.01249% | 0.0185% | 0.01308% | 0.01519% | 0.01529% | 0.01529%
5457 | 0.01819% | 0.01885% | 0.01715% | 0.01546% | 0.02074% | 0.01177% | 0.01812% | 0.01722% | 0.02024% | 0.01722% | 0.02074% | 0.01546% | 0.02074% | 0.01588% | 0.01755% | 0.01546% | 0.02074% | 0.01177% | 0.01812% | 0.01722% | 0.02024% | 0.02024% | 0.01722% | 0.02074% | 0.01546% | 0.02074% | 0.01588% | 0.01755% | 0.01819% | 0.01819%
5458 | 0.02179% | 0.02179% | 0.0196% | 0.01806% | 0.02226% | 0.01287% | 0.02035% | 0.01802% | 0.02104% | 0.01802% | 0.02226% | 0.01806% | 0.02226% | 0.0179% | 0.01923% | 0.01806% | 0.02226% | 0.01287% | 0.02035% | 0.01802% | 0.02104% | 0.02104% | 0.01802% | 0.02226% | 0.01806% | 0.02226% | 0.0179% | 0.01923% | 0.02179% | 0.02179%
5459 | 0.02399% | 0.02286% | 0.02119% | 0.01981% | 0.02272% | 0.01374% | 0.02153% | 0.01803% | 0.02109% | 0.01803% | 0.02272% | 0.01981% | 0.02272% | 0.01928% | 0.02029% | 0.01981% | 0.02272% | 0.01374% | 0.02153% | 0.01803% | 0.02109% | 0.02109% | 0.01803% | 0.02272% | 0.01981% | 0.02272% | 0.01928% | 0.02029% | 0.02399% | 0.02399%
5460 | 0.02531% | 0.02237% | 0.0224% | 0.02079% | 0.02245% | 0.01322% | 0.02189% | 0.01722% | 0.0209% | 0.01722% | 0.02245% | 0.02079% | 0.02245% | 0.0201% | 0.02075% | 0.02079% | 0.02245% | 0.01322% | 0.02189% | 0.01722% | 0.0209% | 0.0209% | 0.01722% | 0.02245% | 0.02079% | 0.02245% | 0.0201% | 0.02075% | 0.02531% | 0.02531%
5461 | 0.02575% | 0.02157% | 0.0235% | 0.02145% | 0.02166% | 0.01254% | 0.02178% | 0.01658% | 0.02043% | 0.01658% | 0.02166% | 0.02145% | 0.02166% | 0.02075% | 0.02077% | 0.02145% | 0.02166% | 0.01254% | 0.02178% | 0.01658% | 0.02043% | 0.02043% | 0.01658% | 0.02166% | 0.02145% | 0.02166% | 0.02075% | 0.02077% | 0.02575% | 0.02575%
5462 | 0.02478% | 0.01882% | 0.02367% | 0.02142% | 0.02017% | 0.01158% | 0.02076% | 0.01607% | 0.01933% | 0.01607% | 0.02017% | 0.02142% | 0.02017% | 0.02081% | 0.02044% | 0.02142% | 0.02017% | 0.01158% | 0.02076% | 0.01607% | 0.01933% | 0.01933% | 0.01607% | 0.02017% | 0.02142% | 0.02017% | 0.02081% | 0.02044% | 0.02478% | 0.02478%
5463 | 0.02284% | 0.01592% | 0.02265% | 0.02097% | 0.01889% | 0.01081% | 0.01904% | 0.01648% | 0.0185% | 0.01648% | 0.01889% | 0.02097% | 0.01889% | 0.02033% | 0.01932% | 0.02097% | 0.01889% | 0.01081% | 0.01904% | 0.01648% | 0.0185% | 0.0185% | 0.01648% | 0.01889% | 0.02097% | 0.01889% | 0.02033% | 0.01932% | 0.02284% | 0.02284%
5464 | 0.01961% | 0.01429% | 0.02171% | 0.02037% | 0.01772% | 0.01068% | 0.01707% | 0.01515% | 0.01781% | 0.01515% | 0.01772% | 0.02037% | 0.01772% | 0.01916% | 0.01707% | 0.02037% | 0.01772% | 0.01068% | 0.01707% | 0.01515% | 0.01781% | 0.01781% | 0.01515% | 0.01772% | 0.02037% | 0.01772% | 0.01916% | 0.01707% | 0.01961% | 0.01961%
5465 | 0.01639% | 0.01235% | 0.02062% | 0.01932% | 0.01603% | 0.01038% | 0.01523% | 0.0149% | 0.01673% | 0.0149% | 0.01603% | 0.01932% | 0.01603% | 0.01759% | 0.0142% | 0.01932% | 0.01603% | 0.01038% | 0.01523% | 0.0149% | 0.01673% | 0.01673% | 0.0149% | 0.01603% | 0.01932% | 0.01603% | 0.01759% | 0.0142% | 0.01639% | 0.01639%
5466 | 0.007878% | 0.0115% | 0.01328% | 0.01794% | 0.01387% | 0.01047% | 0.0136% | 0.01458% | 0.01481% | 0.01458% | 0.01387% | 0.01794% | 0.01387% | 0.01588% | 0.01122% | 0.01794% | 0.01387% | 0.01047% | 0.0136% | 0.01458% | 0.01481% | 0.01481% | 0.01458% | 0.01387% | 0.01794% | 0.01387% | 0.01588% | 0.01122% | 0.007878% | 0.007878%
5467 | 0.006995% | 0.01099% | 0.01312% | 0.01638% | 0.01187% | 0.01073% | 0.01228% | 0.01426% | 0.01286% | 0.01426% | 0.01187% | 0.01638% | 0.01187% | 0.01455% | 0.009441% | 0.01638% | 0.01187% | 0.01073% | 0.01228% | 0.01426% | 0.01286% | 0.01286% | 0.01426% | 0.01187% | 0.01638% | 0.01187% | 0.01455% | 0.009441% | 0.006995% | 0.006995%
5468 | 0.007336% | 0.01086% | 0.01318% | 0.0155% | 0.01137% | 0.01124% | 0.01241% | 0.01447% | 0.01187% | 0.01447% | 0.01137% | 0.0155% | 0.01137% | 0.01417% | 0.01012% | 0.0155% | 0.01137% | 0.01124% | 0.01241% | 0.01447% | 0.01187% | 0.01187% | 0.01447% | 0.01137% | 0.0155% | 0.01137% | 0.01417% | 0.01012% | 0.007336% | 0.007336%
5469 | 0.006826% | 0.01072% | 0.006232% | 0.01321% | 0.01074% | 0.01085% | 0.01124% | 0.01477% | 0.01142% | 0.01477% | 0.01074% | 0.01321% | 0.01074% | 0.01168% | 0.009147% | 0.01321% | 0.01074% | 0.01085% | 0.01124% | 0.01477% | 0.01142% | 0.01142% | 0.01477% | 0.01074% | 0.01321% | 0.01074% | 0.01168% | 0.009147% | 0.006826% | 0.006826%
5470 | 0.006203% | 0.01059% | 0.005744% | 0.0103% | 0.01041% | 0.01075% | 0.01028% | 0.01497% | 0.01117% | 0.01497% | 0.01041% | 0.0103% | 0.01041% | 0.007985% | 0.008363% | 0.0103% | 0.01041% | 0.01075% | 0.01028% | 0.01497% | 0.01117% | 0.01117% | 0.01497% | 0.01041% | 0.0103% | 0.01041% | 0.007985% | 0.008363% | 0.006203% | 0.006203%
5471 | 0.005873% | 0.01044% | 0.005563% | 0.008297% | 0.01013% | 0.01068% | 0.009663% | 0.01473% | 0.01085% | 0.01473% | 0.01013% | 0.008297% | 0.01013% | 0.005541% | 0.007755% | 0.008297% | 0.01013% | 0.01068% | 0.009663% | 0.01473% | 0.01085% | 0.01085% | 0.01473% | 0.01013% | 0.008297% | 0.01013% | 0.005541% | 0.007755% | 0.005873% | 0.005873%
5472 | 0.00585% | 0.01021% | 0.005551% | 0.007026% | 0.009793% | 0.01082% | 0.009316% | 0.01127% | 0.01038% | 0.01127% | 0.009793% | 0.007026% | 0.009793% | 0.004913% | 0.007108% | 0.007026% | 0.009793% | 0.01082% | 0.009316% | 0.01127% | 0.01038% | 0.01038% | 0.01127% | 0.009793% | 0.007026% | 0.009793% | 0.004913% | 0.007108% | 0.00585% | 0.00585%
5473 | 0.005766% | 0.01023% | 0.00549% | 0.006204% | 0.009599% | 0.01068% | 0.009111% | 0.009775% | 0.01031% | 0.009775% | 0.009599% | 0.006204% | 0.009599% | 0.004856% | 0.006872% | 0.006204% | 0.009599% | 0.01068% | 0.009111% | 0.009775% | 0.01031% | 0.01031% | 0.009775% | 0.009599% | 0.006204% | 0.009599% | 0.004856% | 0.006872% | 0.005766% | 0.005766%
5474 | 0.005802% | 0.01016% | 0.00546% | 0.006048% | 0.009569% | 0.01075% | 0.009066% | 0.008583% | 0.01066% | 0.008583% | 0.009569% | 0.006048% | 0.009569% | 0.004835% | 0.00689% | 0.006048% | 0.009569% | 0.01075% | 0.009066% | 0.008583% | 0.01066% | 0.01066% | 0.008583% | 0.009569% | 0.006048% | 0.009569% | 0.004835% | 0.00689% | 0.005802% | 0.005802%
5475 | 0.006002% | 0.0101% | 0.005445% | 0.006032% | 0.009763% | 0.01079% | 0.009105% | 0.007651% | 0.01155% | 0.007651% | 0.009763% | 0.006032% | 0.009763% | 0.004991% | 0.007125% | 0.006032% | 0.009763% | 0.01079% | 0.009105% | 0.007651% | 0.01155% | 0.01155% | 0.007651% | 0.009763% | 0.006032% | 0.009763% | 0.004991% | 0.007125% | 0.006002% | 0.006002%
5476 | 0.006333% | 0.01002% | 0.005466% | 0.006187% | 0.01053% | 0.01083% | 0.009498% | 0.007434% | 0.01239% | 0.007434% | 0.01053% | 0.006187% | 0.01053% | 0.005412% | 0.007802% | 0.006187% | 0.01053% | 0.01083% | 0.009498% | 0.007434% | 0.01239% | 0.01239% | 0.007434% | 0.01053% | 0.006187% | 0.01053% | 0.005412% | 0.007802% | 0.006333% | 0.006333%
5477 | 0.007126% | 0.01012% | 0.0057% | 0.007379% | 0.01175% | 0.0107% | 0.01052% | 0.008447% | 0.01382% | 0.008447% | 0.01175% | 0.007379% | 0.01175% | 0.006076% | 0.009219% | 0.007379% | 0.01175% | 0.0107% | 0.01052% | 0.008447% | 0.01382% | 0.01382% | 0.008447% | 0.01175% | 0.007379% | 0.01175% | 0.006076% | 0.009219% | 0.007126% | 0.007126%
5478 | 0.007045% | 0.01036% | 0.006087% | 0.007273% | 0.0136% | 0.01002% | 0.01049% | 0.01001% | 0.01574% | 0.01001% | 0.0136% | 0.007273% | 0.0136% | 0.006385% | 0.009289% | 0.007273% | 0.0136% | 0.01002% | 0.01049% | 0.01001% | 0.01574% | 0.01574% | 0.01001% | 0.0136% | 0.007273% | 0.0136% | 0.006385% | 0.009289% | 0.007045% | 0.007045%
5479 | 0.01438% | 0.01209% | 0.008754% | 0.009676% | 0.01668% | 0.01021% | 0.01308% | 0.01539% | 0.01824% | 0.01539% | 0.01668% | 0.009676% | 0.01668% | 0.009442% | 0.01226% | 0.009676% | 0.01668% | 0.01021% | 0.01308% | 0.01539% | 0.01824% | 0.01824% | 0.01539% | 0.01668% | 0.009676% | 0.01668% | 0.009442% | 0.01226% | 0.01438% | 0.01438%
5480 | 0.01694% | 0.01577% | 0.01545% | 0.01328% | 0.01954% | 0.01084% | 0.01599% | 0.0178% | 0.0204% | 0.0178% | 0.01954% | 0.01328% | 0.01954% | 0.0138% | 0.01527% | 0.01328% | 0.01954% | 0.01084% | 0.01599% | 0.0178% | 0.0204% | 0.0204% | 0.0178% | 0.01954% | 0.01328% | 0.01954% | 0.0138% | 0.01527% | 0.01694% | 0.01694%
5481 | 0.0203% | 0.01981% | 0.01862% | 0.01653% | 0.02209% | 0.01197% | 0.01877% | 0.01882% | 0.02226% | 0.01882% | 0.02209% | 0.01653% | 0.02209% | 0.01691% | 0.01765% | 0.01653% | 0.02209% | 0.01197% | 0.01877% | 0.01882% | 0.02226% | 0.02226% | 0.01882% | 0.02209% | 0.01653% | 0.02209% | 0.01691% | 0.01765% | 0.0203% | 0.0203%
5482 | 0.02391% | 0.02281% | 0.02103% | 0.01922% | 0.02368% | 0.01336% | 0.02108% | 0.01962% | 0.02307% | 0.01962% | 0.02368% | 0.01922% | 0.02368% | 0.01919% | 0.01937% | 0.01922% | 0.02368% | 0.01336% | 0.02108% | 0.01962% | 0.02307% | 0.02307% | 0.01962% | 0.02368% | 0.01922% | 0.02368% | 0.01919% | 0.01937% | 0.02391% | 0.02391%
5483 | 0.02614% | 0.02382% | 0.02268% | 0.02102% | 0.02421% | 0.01448% | 0.02236% | 0.01958% | 0.0232% | 0.01958% | 0.02421% | 0.02102% | 0.02421% | 0.02087% | 0.02047% | 0.02102% | 0.02421% | 0.01448% | 0.02236% | 0.01958% | 0.0232% | 0.0232% | 0.01958% | 0.02421% | 0.02102% | 0.02421% | 0.02087% | 0.02047% | 0.02614% | 0.02614%
5484 | 0.02783% | 0.02333% | 0.02386% | 0.02223% | 0.0243% | 0.01447% | 0.023% | 0.01911% | 0.0233% | 0.01911% | 0.0243% | 0.02223% | 0.0243% | 0.02201% | 0.02095% | 0.02223% | 0.0243% | 0.01447% | 0.023% | 0.01911% | 0.0233% | 0.0233% | 0.01911% | 0.0243% | 0.02223% | 0.0243% | 0.02201% | 0.02095% | 0.02783% | 0.02783%
5485 | 0.02777% | 0.02244% | 0.02407% | 0.02263% | 0.02349% | 0.01362% | 0.02279% | 0.0186% | 0.02307% | 0.0186% | 0.02349% | 0.02263% | 0.02349% | 0.02246% | 0.02096% | 0.02263% | 0.02349% | 0.01362% | 0.02279% | 0.0186% | 0.02307% | 0.02307% | 0.0186% | 0.02349% | 0.02263% | 0.02349% | 0.02246% | 0.02096% | 0.02777% | 0.02777%
5486 | 0.0263% | 0.01966% | 0.02372% | 0.02237% | 0.02198% | 0.01265% | 0.02171% | 0.01811% | 0.02198% | 0.01811% | 0.02198% | 0.02237% | 0.02198% | 0.02233% | 0.02062% | 0.02237% | 0.02198% | 0.01265% | 0.02171% | 0.01811% | 0.02198% | 0.02198% | 0.01811% | 0.02198% | 0.02237% | 0.02198% | 0.02233% | 0.02062% | 0.0263% | 0.0263%
5487 | 0.02426% | 0.01659% | 0.02288% | 0.02186% | 0.02072% | 0.01181% | 0.02006% | 0.01846% | 0.02107% | 0.01846% | 0.02072% | 0.02186% | 0.02072% | 0.02165% | 0.01951% | 0.02186% | 0.02072% | 0.01181% | 0.02006% | 0.01846% | 0.02107% | 0.02107% | 0.01846% | 0.02072% | 0.02186% | 0.02072% | 0.02165% | 0.01951% | 0.02426% | 0.02426%
5488 | 0.02082% | 0.01489% | 0.02204% | 0.02115% | 0.01954% | 0.01127% | 0.01819% | 0.01689% | 0.02015% | 0.01689% | 0.01954% | 0.02115% | 0.01954% | 0.02025% | 0.0173% | 0.02115% | 0.01954% | 0.01127% | 0.01819% | 0.01689% | 0.02015% | 0.02015% | 0.01689% | 0.01954% | 0.02115% | 0.01954% | 0.02025% | 0.0173% | 0.02082% | 0.02082%
5489 | 0.0176% | 0.01293% | 0.02103% | 0.02007% | 0.01783% | 0.01097% | 0.01636% | 0.01655% | 0.01899% | 0.01655% | 0.01783% | 0.02007% | 0.01783% | 0.01842% | 0.0144% | 0.02007% | 0.01783% | 0.01097% | 0.01636% | 0.01655% | 0.01899% | 0.01899% | 0.01655% | 0.01783% | 0.02007% | 0.01783% | 0.01842% | 0.0144% | 0.0176% | 0.0176%
5490 | 0.008347% | 0.012% | 0.01368% | 0.01857% | 0.01529% | 0.01103% | 0.01453% | 0.01604% | 0.01671% | 0.01604% | 0.01529% | 0.01857% | 0.01529% | 0.01643% | 0.01135% | 0.01857% | 0.01529% | 0.01103% | 0.01453% | 0.01604% | 0.01671% | 0.01671% | 0.01604% | 0.01529% | 0.01857% | 0.01529% | 0.01643% | 0.01135% | 0.008347% | 0.008347%
5491 | 0.007489% | 0.01139% | 0.01346% | 0.01683% | 0.01281% | 0.01112% | 0.01291% | 0.01538% | 0.01399% | 0.01538% | 0.01281% | 0.01683% | 0.01281% | 0.01485% | 0.009511% | 0.01683% | 0.01281% | 0.01112% | 0.01291% | 0.01538% | 0.01399% | 0.01399% | 0.01538% | 0.01281% | 0.01683% | 0.01281% | 0.01485% | 0.009511% | 0.007489% | 0.007489%
5492 | 0.007555% | 0.01116% | 0.01339% | 0.01577% | 0.01195% | 0.01136% | 0.01276% | 0.01524% | 0.01257% | 0.01524% | 0.01195% | 0.01577% | 0.01195% | 0.01422% | 0.01014% | 0.01577% | 0.01195% | 0.01136% | 0.01276% | 0.01524% | 0.01257% | 0.01257% | 0.01524% | 0.01195% | 0.01577% | 0.01195% | 0.01422% | 0.01014% | 0.007555% | 0.007555%
5493 | 0.007044% | 0.01098% | 0.006347% | 0.01342% | 0.01126% | 0.01099% | 0.01153% | 0.01538% | 0.01196% | 0.01538% | 0.01126% | 0.01342% | 0.01126% | 0.01166% | 0.009162% | 0.01342% | 0.01126% | 0.01099% | 0.01153% | 0.01538% | 0.01196% | 0.01196% | 0.01538% | 0.01126% | 0.01342% | 0.01126% | 0.01166% | 0.009162% | 0.007044% | 0.007044%
5494 | 0.006396% | 0.01089% | 0.005864% | 0.01063% | 0.011% | 0.01096% | 0.01059% | 0.01574% | 0.01182% | 0.01574% | 0.011% | 0.01063% | 0.011% | 0.008067% | 0.008377% | 0.01063% | 0.011% | 0.01096% | 0.01059% | 0.01574% | 0.01182% | 0.01182% | 0.01574% | 0.011% | 0.01063% | 0.011% | 0.008067% | 0.008377% | 0.006396% | 0.006396%
5495 | 0.006036% | 0.01071% | 0.005758% | 0.008693% | 0.01075% | 0.01085% | 0.009991% | 0.01566% | 0.0116% | 0.01566% | 0.01075% | 0.008693% | 0.01075% | 0.005743% | 0.007768% | 0.008693% | 0.01075% | 0.01085% | 0.009991% | 0.01566% | 0.0116% | 0.0116% | 0.01566% | 0.01075% | 0.008693% | 0.01075% | 0.005743% | 0.007768% | 0.006036% | 0.006036%
5496 | 0.005918% | 0.01048% | 0.005589% | 0.007302% | 0.01027% | 0.01072% | 0.009524% | 0.01163% | 0.0111% | 0.01163% | 0.01027% | 0.007302% | 0.01027% | 0.005073% | 0.007116% | 0.007302% | 0.01027% | 0.01072% | 0.009524% | 0.01163% | 0.0111% | 0.0111% | 0.01163% | 0.01027% | 0.007302% | 0.01027% | 0.005073% | 0.007116% | 0.005918% | 0.005918%
5497 | 0.006079% | 0.01238% | 0.005776% | 0.006283% | 0.01105% | 0.01211% | 0.009501% | 0.01017% | 0.01142% | 0.01017% | 0.01105% | 0.006283% | 0.01105% | 0.005327% | 0.006858% | 0.006283% | 0.01105% | 0.01211% | 0.009501% | 0.01017% | 0.01142% | 0.01142% | 0.01017% | 0.01105% | 0.006283% | 0.01105% | 0.005327% | 0.006858% | 0.006079% | 0.006079%
5498 | 0.006031% | 0.01249% | 0.005781% | 0.006209% | 0.01073% | 0.01213% | 0.009446% | 0.009469% | 0.01176% | 0.009469% | 0.01073% | 0.006209% | 0.01073% | 0.004824% | 0.006859% | 0.006209% | 0.01073% | 0.01213% | 0.009446% | 0.009469% | 0.01176% | 0.01176% | 0.009469% | 0.01073% | 0.006209% | 0.01073% | 0.004824% | 0.006859% | 0.006031% | 0.006031%
5499 | 0.005778% | 0.01251% | 0.005517% | 0.006217% | 0.01079% | 0.01215% | 0.009329% | 0.009157% | 0.01262% | 0.009157% | 0.01079% | 0.006217% | 0.01079% | 0.004866% | 0.006859% | 0.006217% | 0.01079% | 0.01215% | 0.009329% | 0.009157% | 0.01262% | 0.01262% | 0.009157% | 0.01079% | 0.006217% | 0.01079% | 0.004866% | 0.006859% | 0.005778% | 0.005778%
5500 | 0.005706% | 0.01251% | 0.005477% | 0.006347% | 0.01121% | 0.01223% | 0.009271% | 0.009291% | 0.01274% | 0.009291% | 0.01121% | 0.006347% | 0.01121% | 0.005228% | 0.006859% | 0.006347% | 0.01121% | 0.01223% | 0.009271% | 0.009291% | 0.01274% | 0.01274% | 0.009291% | 0.01121% | 0.006347% | 0.01121% | 0.005228% | 0.006859% | 0.005706% | 0.005706%
5501 | 0.005684% | 0.01272% | 0.005444% | 0.007344% | 0.01121% | 0.01205% | 0.009228% | 0.01003% | 0.01316% | 0.01003% | 0.01121% | 0.007344% | 0.01121% | 0.005825% | 0.006858% | 0.007344% | 0.01121% | 0.01205% | 0.009228% | 0.01003% | 0.01316% | 0.01316% | 0.01003% | 0.01121% | 0.007344% | 0.01121% | 0.005825% | 0.006858% | 0.005684% | 0.005684%
5502 | 0.004175% | 0.01247% | 0.00381% | 0.007071% | 0.0109% | 0.01136% | 0.007536% | 0.01103% | 0.01345% | 0.01103% | 0.0109% | 0.007071% | 0.0109% | 0.006021% | 0.004465% | 0.007071% | 0.0109% | 0.01136% | 0.007536% | 0.01103% | 0.01345% | 0.01345% | 0.01103% | 0.0109% | 0.007071% | 0.0109% | 0.006021% | 0.004465% | 0.004175% | 0.004175%
5503 | 0.007611% | 0.01283% | 0.006163% | 0.009245% | 0.01213% | 0.01133% | 0.007931% | 0.01537% | 0.01405% | 0.01537% | 0.01213% | 0.009245% | 0.01213% | 0.008926% | 0.004281% | 0.009245% | 0.01213% | 0.01133% | 0.007931% | 0.01537% | 0.01405% | 0.01405% | 0.01537% | 0.01213% | 0.009245% | 0.01213% | 0.008926% | 0.004281% | 0.007611% | 0.007611%
5504 | 0.006779% | 0.01376% | 0.005648% | 0.01263% | 0.01348% | 0.01169% | 0.008735% | 0.01702% | 0.01494% | 0.01702% | 0.01348% | 0.01263% | 0.01348% | 0.01301% | 0.004333% | 0.01263% | 0.01348% | 0.01169% | 0.008735% | 0.01702% | 0.01494% | 0.01494% | 0.01702% | 0.01348% | 0.01263% | 0.01348% | 0.01301% | 0.004333% | 0.006779% | 0.006779%
5505 | 0.007176% | 0.01517% | 0.006332% | 0.01574% | 0.01521% | 0.01258% | 0.01008% | 0.01814% | 0.01581% | 0.01814% | 0.01521% | 0.01574% | 0.01521% | 0.01621% | 0.004435% | 0.01574% | 0.01521% | 0.01258% | 0.01008% | 0.01814% | 0.01581% | 0.01581% | 0.01814% | 0.01521% | 0.01574% | 0.01521% | 0.01621% | 0.004435% | 0.007176% | 0.007176%
5506 | 0.008516% | 0.01684% | 0.007635% | 0.01837% | 0.01647% | 0.01402% | 0.01168% | 0.01966% | 0.01628% | 0.01966% | 0.01647% | 0.01837% | 0.01647% | 0.01863% | 0.004546% | 0.01837% | 0.01647% | 0.01402% | 0.01168% | 0.01966% | 0.01628% | 0.01628% | 0.01966% | 0.01647% | 0.01837% | 0.01647% | 0.01863% | 0.004546% | 0.008516% | 0.008516%
5507 | 0.009776% | 0.01801% | 0.008987% | 0.02032% | 0.01672% | 0.01482% | 0.01307% | 0.02025% | 0.01618% | 0.02025% | 0.01672% | 0.02032% | 0.01672% | 0.02039% | 0.004615% | 0.02032% | 0.01672% | 0.01482% | 0.01307% | 0.02025% | 0.01618% | 0.01618% | 0.02025% | 0.01672% | 0.02032% | 0.01672% | 0.02039% | 0.004615% | 0.009776% | 0.009776%
5508 | 0.01085% | 0.01808% | 0.01001% | 0.02169% | 0.01695% | 0.01443% | 0.01406% | 0.02031% | 0.01624% | 0.02031% | 0.01695% | 0.02169% | 0.01695% | 0.02154% | 0.004673% | 0.02169% | 0.01695% | 0.01443% | 0.01406% | 0.02031% | 0.01624% | 0.01624% | 0.02031% | 0.01695% | 0.02169% | 0.01695% | 0.02154% | 0.004673% | 0.01085% | 0.01085%
5509 | 0.01178% | 0.01755% | 0.01072% | 0.02245% | 0.01742% | 0.01341% | 0.01427% | 0.02052% | 0.01667% | 0.02052% | 0.01742% | 0.02245% | 0.01742% | 0.02232% | 0.004732% | 0.02245% | 0.01742% | 0.01341% | 0.01427% | 0.02052% | 0.01667% | 0.01667% | 0.02052% | 0.01742% | 0.02245% | 0.01742% | 0.02232% | 0.004732% | 0.01178% | 0.01178%
5510 | 0.01182% | 0.01635% | 0.01061% | 0.0223% | 0.0176% | 0.01229% | 0.01388% | 0.02026% | 0.01687% | 0.02026% | 0.0176% | 0.0223% | 0.0176% | 0.02266% | 0.004761% | 0.0223% | 0.0176% | 0.01229% | 0.01388% | 0.02026% | 0.01687% | 0.01687% | 0.02026% | 0.0176% | 0.0223% | 0.0176% | 0.02266% | 0.004761% | 0.01182% | 0.01182%
5511 | 0.01136% | 0.01521% | 0.01034% | 0.02166% | 0.01748% | 0.01133% | 0.01318% | 0.02014% | 0.01676% | 0.02014% | 0.01748% | 0.02166% | 0.01748% | 0.02271% | 0.004779% | 0.02166% | 0.01748% | 0.01133% | 0.01318% | 0.02014% | 0.01676% | 0.01676% | 0.02014% | 0.01748% | 0.02166% | 0.01748% | 0.02271% | 0.004779% | 0.01136% | 0.01136%
5512 | 0.01072% | 0.0143% | 0.009738% | 0.02077% | 0.01694% | 0.01101% | 0.01215% | 0.01824% | 0.01619% | 0.01824% | 0.01694% | 0.02077% | 0.01694% | 0.02245% | 0.004724% | 0.02077% | 0.01694% | 0.01101% | 0.01215% | 0.01824% | 0.01619% | 0.01619% | 0.01824% | 0.01694% | 0.02077% | 0.01694% | 0.02245% | 0.004724% | 0.01072% | 0.01072%
5513 | 0.009724% | 0.01329% | 0.008526% | 0.01943% | 0.01595% | 0.01105% | 0.01088% | 0.01734% | 0.01526% | 0.01734% | 0.01595% | 0.01943% | 0.01595% | 0.02169% | 0.004598% | 0.01943% | 0.01595% | 0.01105% | 0.01088% | 0.01734% | 0.01526% | 0.01526% | 0.01734% | 0.01595% | 0.01943% | 0.01595% | 0.02169% | 0.004598% | 0.009724% | 0.009724%
5514 | 0.004844% | 0.01277% | 0.004354% | 0.01773% | 0.01468% | 0.01141% | 0.009594% | 0.01653% | 0.01426% | 0.01653% | 0.01468% | 0.01773% | 0.01468% | 0.02041% | 0.004447% | 0.01773% | 0.01468% | 0.01141% | 0.009594% | 0.01653% | 0.01426% | 0.01426% | 0.01653% | 0.01468% | 0.01773% | 0.01468% | 0.02041% | 0.004447% | 0.004844% | 0.004844%
5515 | 0.005476% | 0.01253% | 0.004801% | 0.01612% | 0.01334% | 0.01225% | 0.009128% | 0.01571% | 0.01329% | 0.01571% | 0.01334% | 0.01612% | 0.01334% | 0.01909% | 0.004985% | 0.01612% | 0.01334% | 0.01225% | 0.009128% | 0.01571% | 0.01329% | 0.01329% | 0.01571% | 0.01334% | 0.01612% | 0.01334% | 0.01909% | 0.004985% | 0.005476% | 0.005476%
5516 | 0.006776% | 0.01253% | 0.006161% | 0.01501% | 0.01282% | 0.01284% | 0.01009% | 0.01511% | 0.01257% | 0.01511% | 0.01282% | 0.01501% | 0.01282% | 0.01819% | 0.006909% | 0.01501% | 0.01282% | 0.01284% | 0.01009% | 0.01511% | 0.01257% | 0.01257% | 0.01511% | 0.01282% | 0.01501% | 0.01282% | 0.01819% | 0.006909% | 0.006776% | 0.006776%
5517 | 0.006808% | 0.01243% | 0.006232% | 0.01259% | 0.01156% | 0.01263% | 0.009741% | 0.0143% | 0.0116% | 0.0143% | 0.01156% | 0.01259% | 0.01156% | 0.01495% | 0.006889% | 0.01259% | 0.01156% | 0.01263% | 0.009741% | 0.0143% | 0.0116% | 0.0116% | 0.0143% | 0.01156% | 0.01259% | 0.01156% | 0.01495% | 0.006889% | 0.006808% | 0.006808%
5518 | 0.006578% | 0.01238% | 0.006185% | 0.009646% | 0.0108% | 0.01253% | 0.00956% | 0.01349% | 0.0108% | 0.01349% | 0.0108% | 0.009646% | 0.0108% | 0.01034% | 0.006884% | 0.009646% | 0.0108% | 0.01253% | 0.00956% | 0.01349% | 0.0108% | 0.0108% | 0.01349% | 0.0108% | 0.009646% | 0.0108% | 0.01034% | 0.006884% | 0.006578% | 0.006578%
5519 | 0.006502% | 0.01231% | 0.00598% | 0.007628% | 0.01022% | 0.01239% | 0.009455% | 0.01211% | 0.01031% | 0.01211% | 0.01022% | 0.007628% | 0.01022% | 0.007139% | 0.006883% | 0.007628% | 0.01022% | 0.01239% | 0.009455% | 0.01211% | 0.01031% | 0.01031% | 0.01211% | 0.01022% | 0.007628% | 0.01022% | 0.007139% | 0.006883% | 0.006502% | 0.006502%
5520 | 0.006007% | 0.01141% | 0.005709% | 0.006846% | 0.009882% | 0.01187% | 0.009354% | 0.01049% | 0.0102% | 0.01049% | 0.009882% | 0.006846% | 0.009882% | 0.005568% | 0.006876% | 0.006846% | 0.009882% | 0.01187% | 0.009354% | 0.01049% | 0.0102% | 0.0102% | 0.01049% | 0.009882% | 0.006846% | 0.009882% | 0.005568% | 0.006876% | 0.006007% | 0.006007%
5521 | 0.00541% | 0.0096% | 0.005316% | 0.006348% | 0.008262% | 0.0121% | 0.007895% | 0.01014% | 0.008723% | 0.01014% | 0.008262% | 0.006348% | 0.008262% | 0.00484% | 0.006837% | 0.006348% | 0.008262% | 0.0121% | 0.007895% | 0.01014% | 0.008723% | 0.008723% | 0.01014% | 0.008262% | 0.006348% | 0.008262% | 0.00484% | 0.006837% | 0.00541% | 0.00541%
5522 | 0.005515% | 0.009408% | 0.005328% | 0.006213% | 0.008321% | 0.01209% | 0.007922% | 0.009432% | 0.008732% | 0.009432% | 0.008321% | 0.006213% | 0.008321% | 0.004504% | 0.006842% | 0.006213% | 0.008321% | 0.01209% | 0.007922% | 0.009432% | 0.008732% | 0.008732% | 0.009432% | 0.008321% | 0.006213% | 0.008321% | 0.004504% | 0.006842% | 0.005515% | 0.005515%
5523 | 0.005248% | 0.009281% | 0.005139% | 0.006141% | 0.008182% | 0.0121% | 0.007933% | 0.008969% | 0.008439% | 0.008969% | 0.008182% | 0.006141% | 0.008182% | 0.004479% | 0.006846% | 0.006141% | 0.008182% | 0.0121% | 0.007933% | 0.008969% | 0.008439% | 0.008439% | 0.008969% | 0.008182% | 0.006141% | 0.008182% | 0.004479% | 0.006846% | 0.005248% | 0.005248%
5524 | 0.005275% | 0.009228% | 0.005193% | 0.006145% | 0.008229% | 0.0121% | 0.008006% | 0.009138% | 0.008505% | 0.009138% | 0.008229% | 0.006145% | 0.008229% | 0.004859% | 0.006849% | 0.006145% | 0.008229% | 0.0121% | 0.008006% | 0.009138% | 0.008505% | 0.008505% | 0.009138% | 0.008229% | 0.006145% | 0.008229% | 0.004859% | 0.006849% | 0.005275% | 0.005275%
5525 | 0.005308% | 0.009147% | 0.005265% | 0.006954% | 0.008344% | 0.01214% | 0.00814% | 0.009772% | 0.008557% | 0.009772% | 0.008344% | 0.006954% | 0.008344% | 0.005775% | 0.006852% | 0.006954% | 0.008344% | 0.01214% | 0.00814% | 0.009772% | 0.008557% | 0.008557% | 0.009772% | 0.008344% | 0.006954% | 0.008344% | 0.005775% | 0.006852% | 0.005308% | 0.005308%
5526 | 0.00365% | 0.008963% | 0.003534% | 0.006101% | 0.007408% | 0.01119% | 0.006231% | 0.009882% | 0.008098% | 0.009882% | 0.007408% | 0.006101% | 0.007408% | 0.005849% | 0.004481% | 0.006101% | 0.007408% | 0.01119% | 0.006231% | 0.009882% | 0.008098% | 0.008098% | 0.009882% | 0.007408% | 0.006101% | 0.007408% | 0.005849% | 0.004481% | 0.00365% | 0.00365%
5527 | 0.004871% | 0.009791% | 0.004453% | 0.006821% | 0.007718% | 0.01095% | 0.006365% | 0.01193% | 0.008312% | 0.01193% | 0.007718% | 0.006821% | 0.007718% | 0.007411% | 0.004258% | 0.006821% | 0.007718% | 0.01095% | 0.006365% | 0.01193% | 0.008312% | 0.008312% | 0.01193% | 0.007718% | 0.006821% | 0.007718% | 0.007411% | 0.004258% | 0.004871% | 0.004871%
5528 | 0.005495% | 0.01028% | 0.00463% | 0.008455% | 0.008581% | 0.01153% | 0.007058% | 0.0142% | 0.009221% | 0.0142% | 0.008581% | 0.008455% | 0.008581% | 0.01014% | 0.004266% | 0.008455% | 0.008581% | 0.01153% | 0.007058% | 0.0142% | 0.009221% | 0.009221% | 0.0142% | 0.008581% | 0.008455% | 0.008581% | 0.01014% | 0.004266% | 0.005495% | 0.005495%
5529 | 0.005455% | 0.01111% | 0.004619% | 0.01052% | 0.009014% | 0.01207% | 0.007303% | 0.01565% | 0.009528% | 0.01565% | 0.009014% | 0.01052% | 0.009014% | 0.01271% | 0.004302% | 0.01052% | 0.009014% | 0.01207% | 0.007303% | 0.01565% | 0.009528% | 0.009528% | 0.01565% | 0.009014% | 0.01052% | 0.009014% | 0.01271% | 0.004302% | 0.005455% | 0.005455%
5530 | 0.00585% | 0.01206% | 0.005076% | 0.01281% | 0.009263% | 0.01287% | 0.007406% | 0.01666% | 0.009713% | 0.01666% | 0.009263% | 0.01281% | 0.009263% | 0.01486% | 0.004359% | 0.01281% | 0.009263% | 0.01287% | 0.007406% | 0.01666% | 0.009713% | 0.009713% | 0.01666% | 0.009263% | 0.01281% | 0.009263% | 0.01486% | 0.004359% | 0.00585% | 0.00585%
5531 | 0.006265% | 0.01317% | 0.005208% | 0.015% | 0.009419% | 0.01332% | 0.007453% | 0.01744% | 0.009884% | 0.01744% | 0.009419% | 0.015% | 0.009419% | 0.0165% | 0.004404% | 0.015% | 0.009419% | 0.01332% | 0.007453% | 0.01744% | 0.009884% | 0.009884% | 0.01744% | 0.009419% | 0.015% | 0.009419% | 0.0165% | 0.004404% | 0.006265% | 0.006265%
5532 | 0.007107% | 0.01384% | 0.006051% | 0.01687% | 0.009738% | 0.01315% | 0.00769% | 0.01805% | 0.01026% | 0.01805% | 0.009738% | 0.01687% | 0.009738% | 0.01762% | 0.004437% | 0.01687% | 0.009738% | 0.01315% | 0.00769% | 0.01805% | 0.01026% | 0.01026% | 0.01805% | 0.009738% | 0.01687% | 0.009738% | 0.01762% | 0.004437% | 0.007107% | 0.007107%
5533 | 0.007837% | 0.01398% | 0.006466% | 0.01787% | 0.01001% | 0.01221% | 0.007931% | 0.01863% | 0.01056% | 0.01863% | 0.01001% | 0.01787% | 0.01001% | 0.01832% | 0.004472% | 0.01787% | 0.01001% | 0.01221% | 0.007931% | 0.01863% | 0.01056% | 0.01056% | 0.01863% | 0.01001% | 0.01787% | 0.01001% | 0.01832% | 0.004472% | 0.007837% | 0.007837%
5534 | 0.008188% | 0.0134% | 0.00675% | 0.01805% | 0.01031% | 0.011% | 0.008176% | 0.01872% | 0.01077% | 0.01872% | 0.01031% | 0.01805% | 0.01031% | 0.01872% | 0.004518% | 0.01805% | 0.01031% | 0.011% | 0.008176% | 0.01872% | 0.01077% | 0.01077% | 0.01872% | 0.01031% | 0.01805% | 0.01031% | 0.01872% | 0.004518% | 0.008188% | 0.008188%
5535 | 0.00856% | 0.01243% | 0.007052% | 0.01773% | 0.01062% | 0.01014% | 0.008306% | 0.01892% | 0.01112% | 0.01892% | 0.01062% | 0.01773% | 0.01062% | 0.01873% | 0.004556% | 0.01773% | 0.01062% | 0.01014% | 0.008306% | 0.01892% | 0.01112% | 0.01112% | 0.01892% | 0.01062% | 0.01773% | 0.01062% | 0.01873% | 0.004556% | 0.00856% | 0.00856%
5536 | 0.008523% | 0.01157% | 0.00699% | 0.01693% | 0.0105% | 0.009747% | 0.008118% | 0.01716% | 0.01113% | 0.01716% | 0.0105% | 0.01693% | 0.0105% | 0.01832% | 0.004542% | 0.01693% | 0.0105% | 0.009747% | 0.008118% | 0.01716% | 0.01113% | 0.01113% | 0.01716% | 0.0105% | 0.01693% | 0.0105% | 0.01832% | 0.004542% | 0.008523% | 0.008523%
5537 | 0.007848% | 0.01071% | 0.006527% | 0.01561% | 0.009988% | 0.009891% | 0.007625% | 0.0162% | 0.01078% | 0.0162% | 0.009988% | 0.01561% | 0.009988% | 0.01719% | 0.004475% | 0.01561% | 0.009988% | 0.009891% | 0.007625% | 0.0162% | 0.01078% | 0.01078% | 0.0162% | 0.009988% | 0.01561% | 0.009988% | 0.01719% | 0.004475% | 0.007848% | 0.007848%
5538 | 0.003939% | 0.01015% | 0.003525% | 0.01387% | 0.009167% | 0.01057% | 0.006914% | 0.01548% | 0.01022% | 0.01548% | 0.009167% | 0.01387% | 0.009167% | 0.0154% | 0.00436% | 0.01387% | 0.009167% | 0.01057% | 0.006914% | 0.01548% | 0.01022% | 0.01022% | 0.01548% | 0.009167% | 0.01387% | 0.009167% | 0.0154% | 0.00436% | 0.003939% | 0.003939%
5539 | 0.004416% | 0.009965% | 0.00394% | 0.01221% | 0.00856% | 0.01152% | 0.006756% | 0.01487% | 0.009654% | 0.01487% | 0.00856% | 0.01221% | 0.00856% | 0.01358% | 0.004944% | 0.01221% | 0.00856% | 0.01152% | 0.006756% | 0.01487% | 0.009654% | 0.009654% | 0.01487% | 0.00856% | 0.01221% | 0.00856% | 0.01358% | 0.004944% | 0.004416% | 0.004416%
5540 | 0.005679% | 0.009992% | 0.005294% | 0.01136% | 0.008832% | 0.01212% | 0.007907% | 0.01444% | 0.00949% | 0.01444% | 0.008832% | 0.01136% | 0.008832% | 0.01245% | 0.006882% | 0.01136% | 0.008832% | 0.01212% | 0.007907% | 0.01444% | 0.00949% | 0.00949% | 0.01444% | 0.008832% | 0.01136% | 0.008832% | 0.01245% | 0.006882% | 0.005679% | 0.005679%
5541 | 0.005822% | 0.009873% | 0.005297% | 0.01% | 0.008742% | 0.01208% | 0.007834% | 0.01392% | 0.009441% | 0.01392% | 0.008742% | 0.01% | 0.008742% | 0.01037% | 0.006881% | 0.01% | 0.008742% | 0.01208% | 0.007834% | 0.01392% | 0.009441% | 0.009441% | 0.01392% | 0.008742% | 0.01% | 0.008742% | 0.01037% | 0.006881% | 0.005822% | 0.005822%
5542 | 0.005639% | 0.009769% | 0.005374% | 0.008871% | 0.008772% | 0.01216% | 0.007894% | 0.01356% | 0.009489% | 0.01356% | 0.008772% | 0.008871% | 0.008772% | 0.008469% | 0.006883% | 0.008871% | 0.008772% | 0.01216% | 0.007894% | 0.01356% | 0.009489% | 0.009489% | 0.01356% | 0.008772% | 0.008871% | 0.008772% | 0.008469% | 0.006883% | 0.005639% | 0.005639%
5543 | 0.005671% | 0.009633% | 0.005495% | 0.007948% | 0.008802% | 0.01211% | 0.007934% | 0.01262% | 0.009552% | 0.01262% | 0.008802% | 0.007948% | 0.008802% | 0.006703% | 0.006884% | 0.007948% | 0.008802% | 0.01211% | 0.007934% | 0.01262% | 0.009552% | 0.009552% | 0.01262% | 0.008802% | 0.007948% | 0.008802% | 0.006703% | 0.006884% | 0.005671% | 0.005671%
5544 | 0.005574% | 0.01005% | 0.005399% | 0.006847% | 0.00896% | 0.01208% | 0.008318% | 0.01066% | 0.009438% | 0.01066% | 0.00896% | 0.006847% | 0.00896% | 0.005446% | 0.006844% | 0.006847% | 0.00896% | 0.01208% | 0.008318% | 0.01066% | 0.009438% | 0.009438% | 0.01066% | 0.00896% | 0.006847% | 0.00896% | 0.005446% | 0.006844% | 0.005574% | 0.005574%
5545 | 0.005546% | 0.009625% | 0.005484% | 0.006026% | 0.009408% | 0.01065% | 0.009356% | 0.009258% | 0.009871% | 0.009258% | 0.009408% | 0.006026% | 0.009408% | 0.004719% | 0.006879% | 0.006026% | 0.009408% | 0.01065% | 0.009356% | 0.009258% | 0.009871% | 0.009871% | 0.009258% | 0.009408% | 0.006026% | 0.009408% | 0.004719% | 0.006879% | 0.005546% | 0.005546%
5546 | 0.005671% | 0.009545% | 0.005402% | 0.005865% | 0.009312% | 0.01068% | 0.009162% | 0.008016% | 0.01008% | 0.008016% | 0.009312% | 0.005865% | 0.009312% | 0.004678% | 0.006894% | 0.005865% | 0.009312% | 0.01068% | 0.009162% | 0.008016% | 0.01008% | 0.01008% | 0.008016% | 0.009312% | 0.005865% | 0.009312% | 0.004678% | 0.006894% | 0.005671% | 0.005671%
5547 | 0.005742% | 0.009416% | 0.005421% | 0.005824% | 0.009439% | 0.01069% | 0.009144% | 0.007091% | 0.01094% | 0.007091% | 0.009439% | 0.005824% | 0.009439% | 0.004838% | 0.007128% | 0.005824% | 0.009439% | 0.01069% | 0.009144% | 0.007091% | 0.01094% | 0.01094% | 0.007091% | 0.009439% | 0.005824% | 0.009439% | 0.004838% | 0.007128% | 0.005742% | 0.005742%
5548 | 0.006233% | 0.009347% | 0.005441% | 0.00596% | 0.01018% | 0.01075% | 0.009534% | 0.006971% | 0.01175% | 0.006971% | 0.01018% | 0.00596% | 0.01018% | 0.005242% | 0.007804% | 0.00596% | 0.01018% | 0.01075% | 0.009534% | 0.006971% | 0.01175% | 0.01175% | 0.006971% | 0.01018% | 0.00596% | 0.01018% | 0.005242% | 0.007804% | 0.006233% | 0.006233%
5549 | 0.006878% | 0.009844% | 0.005622% | 0.006854% | 0.01137% | 0.01056% | 0.01053% | 0.008005% | 0.01274% | 0.008005% | 0.01137% | 0.006854% | 0.01137% | 0.005758% | 0.00922% | 0.006854% | 0.01137% | 0.01056% | 0.01053% | 0.008005% | 0.01274% | 0.01274% | 0.008005% | 0.01137% | 0.006854% | 0.01137% | 0.005758% | 0.00922% | 0.006878% | 0.006878%
5550 | 0.006887% | 0.009812% | 0.0061% | 0.006617% | 0.01302% | 0.009972% | 0.01046% | 0.009494% | 0.01488% | 0.009494% | 0.01302% | 0.006617% | 0.01302% | 0.006045% | 0.00935% | 0.006617% | 0.01302% | 0.009972% | 0.01046% | 0.009494% | 0.01488% | 0.01488% | 0.009494% | 0.01302% | 0.006617% | 0.01302% | 0.006045% | 0.00935% | 0.006887% | 0.006887%
5551 | 0.01111% | 0.01126% | 0.007817% | 0.008522% | 0.01562% | 0.01008% | 0.01255% | 0.01357% | 0.01686% | 0.01357% | 0.01562% | 0.008522% | 0.01562% | 0.008681% | 0.01218% | 0.008522% | 0.01562% | 0.01008% | 0.01255% | 0.01357% | 0.01686% | 0.01686% | 0.01357% | 0.01562% | 0.008522% | 0.01562% | 0.008681% | 0.01218% | 0.01111% | 0.01111%
5552 | 0.01268% | 0.01462% | 0.01221% | 0.01158% | 0.01814% | 0.01054% | 0.01497% | 0.01598% | 0.01873% | 0.01598% | 0.01814% | 0.01158% | 0.01814% | 0.01248% | 0.0151% | 0.01158% | 0.01814% | 0.01054% | 0.01497% | 0.01598% | 0.01873% | 0.01873% | 0.01598% | 0.01814% | 0.01158% | 0.01814% | 0.01248% | 0.0151% | 0.01268% | 0.01268%
5553 | 0.01513% | 0.01821% | 0.01399% | 0.01413% | 0.02021% | 0.0112% | 0.01718% | 0.01664% | 0.02018% | 0.01664% | 0.02021% | 0.01413% | 0.02021% | 0.01492% | 0.0174% | 0.01413% | 0.02021% | 0.0112% | 0.01718% | 0.01664% | 0.02018% | 0.02018% | 0.01664% | 0.02021% | 0.01413% | 0.02021% | 0.01492% | 0.0174% | 0.01513% | 0.01513%
5554 | 0.01753% | 0.02107% | 0.01555% | 0.01631% | 0.02141% | 0.01244% | 0.01903% | 0.01705% | 0.02047% | 0.01705% | 0.02141% | 0.01631% | 0.02141% | 0.01676% | 0.01902% | 0.01631% | 0.02141% | 0.01244% | 0.01903% | 0.01705% | 0.02047% | 0.02047% | 0.01705% | 0.02141% | 0.01631% | 0.02141% | 0.01676% | 0.01902% | 0.01753% | 0.01753%
5555 | 0.0195% | 0.02215% | 0.01713% | 0.01799% | 0.02166% | 0.01305% | 0.02013% | 0.01677% | 0.02019% | 0.01677% | 0.02166% | 0.01799% | 0.02166% | 0.01839% | 0.02008% | 0.01799% | 0.02166% | 0.01305% | 0.02013% | 0.01677% | 0.02019% | 0.02019% | 0.01677% | 0.02166% | 0.01799% | 0.02166% | 0.01839% | 0.02008% | 0.0195% | 0.0195%
5556 | 0.02077% | 0.02171% | 0.01816% | 0.01901% | 0.02129% | 0.01255% | 0.02046% | 0.01599% | 0.01979% | 0.01599% | 0.02129% | 0.01901% | 0.02129% | 0.01936% | 0.02051% | 0.01901% | 0.02129% | 0.01255% | 0.02046% | 0.01599% | 0.01979% | 0.01979% | 0.01599% | 0.02129% | 0.01901% | 0.02129% | 0.01936% | 0.02051% | 0.02077% | 0.02077%
5557 | 0.02153% | 0.02097% | 0.01936% | 0.01973% | 0.02048% | 0.01164% | 0.02035% | 0.01533% | 0.01918% | 0.01533% | 0.02048% | 0.01973% | 0.02048% | 0.02004% | 0.02052% | 0.01973% | 0.02048% | 0.01164% | 0.02035% | 0.01533% | 0.01918% | 0.01918% | 0.01533% | 0.02048% | 0.01973% | 0.02048% | 0.02004% | 0.02052% | 0.02153% | 0.02153%
5558 | 0.02096% | 0.01835% | 0.01996% | 0.01984% | 0.01912% | 0.01084% | 0.01952% | 0.01489% | 0.01799% | 0.01489% | 0.01912% | 0.01984% | 0.01912% | 0.02017% | 0.02019% | 0.01984% | 0.01912% | 0.01084% | 0.01952% | 0.01489% | 0.01799% | 0.01799% | 0.01489% | 0.01912% | 0.01984% | 0.01912% | 0.02017% | 0.02019% | 0.02096% | 0.02096%
5559 | 0.01924% | 0.01543% | 0.01933% | 0.01944% | 0.01782% | 0.01017% | 0.0179% | 0.01513% | 0.01698% | 0.01513% | 0.01782% | 0.01944% | 0.01782% | 0.01956% | 0.0191% | 0.01944% | 0.01782% | 0.01017% | 0.0179% | 0.01513% | 0.01698% | 0.01698% | 0.01513% | 0.01782% | 0.01944% | 0.01782% | 0.01956% | 0.0191% | 0.01924% | 0.01924%
5560 | 0.01635% | 0.01385% | 0.01856% | 0.01882% | 0.01657% | 0.00979% | 0.01594% | 0.0136% | 0.01609% | 0.0136% | 0.01657% | 0.01882% | 0.01657% | 0.01825% | 0.01691% | 0.01882% | 0.01657% | 0.00979% | 0.01594% | 0.0136% | 0.01609% | 0.01609% | 0.0136% | 0.01657% | 0.01882% | 0.01657% | 0.01825% | 0.01691% | 0.01635% | 0.01635%
5561 | 0.01359% | 0.01195% | 0.01771% | 0.01791% | 0.015% | 0.009696% | 0.01423% | 0.01334% | 0.01509% | 0.01334% | 0.015% | 0.01791% | 0.015% | 0.01665% | 0.01407% | 0.01791% | 0.015% | 0.009696% | 0.01423% | 0.01334% | 0.01509% | 0.01509% | 0.01334% | 0.015% | 0.01791% | 0.015% | 0.01665% | 0.01407% | 0.01359% | 0.01359%
5562 | 0.007068% | 0.01115% | 0.01234% | 0.01665% | 0.01304% | 0.01003% | 0.0127% | 0.013% | 0.01346% | 0.013% | 0.01304% | 0.01665% | 0.01304% | 0.01495% | 0.01112% | 0.01665% | 0.01304% | 0.01003% | 0.0127% | 0.013% | 0.01346% | 0.01346% | 0.013% | 0.01304% | 0.01665% | 0.01304% | 0.01495% | 0.01112% | 0.007068% | 0.007068%
5563 | 0.006631% | 0.01068% | 0.01245% | 0.01537% | 0.01131% | 0.01055% | 0.01182% | 0.01273% | 0.0118% | 0.01273% | 0.01131% | 0.01537% | 0.01131% | 0.01386% | 0.009795% | 0.01537% | 0.01131% | 0.01055% | 0.01182% | 0.01273% | 0.0118% | 0.0118% | 0.01273% | 0.01131% | 0.01537% | 0.01131% | 0.01386% | 0.009795% | 0.006631% | 0.006631%
5564 | 0.006832% | 0.01041% | 0.0122% | 0.01437% | 0.01061% | 0.01104% | 0.01178% | 0.01274% | 0.01072% | 0.01274% | 0.01061% | 0.01437% | 0.01061% | 0.01336% | 0.01008% | 0.01437% | 0.01061% | 0.01104% | 0.01178% | 0.01274% | 0.01072% | 0.01072% | 0.01274% | 0.01061% | 0.01437% | 0.01061% | 0.01336% | 0.01008% | 0.006832% | 0.006832%
5565 | 0.006352% | 0.01014% | 0.006028% | 0.01215% | 0.009834% | 0.01072% | 0.01063% | 0.01275% | 0.01003% | 0.01275% | 0.009834% | 0.01215% | 0.009834% | 0.011% | 0.00912% | 0.01215% | 0.009834% | 0.01072% | 0.01063% | 0.01275% | 0.01003% | 0.01003% | 0.01275% | 0.009834% | 0.01215% | 0.009834% | 0.011% | 0.00912% | 0.006352% | 0.006352%
5566 | 0.005784% | 0.009912% | 0.005609% | 0.009417% | 0.009416% | 0.01065% | 0.009695% | 0.0127% | 0.009623% | 0.0127% | 0.009416% | 0.009417% | 0.009416% | 0.007521% | 0.008344% | 0.009417% | 0.009416% | 0.01065% | 0.009695% | 0.0127% | 0.009623% | 0.009623% | 0.0127% | 0.009416% | 0.009417% | 0.009416% | 0.007521% | 0.008344% | 0.005784% | 0.005784%
5567 | 0.005516% | 0.009761% | 0.00545% | 0.007619% | 0.009173% | 0.01063% | 0.009137% | 0.01252% | 0.009361% | 0.01252% | 0.009173% | 0.007619% | 0.009173% | 0.005329% | 0.007743% | 0.007619% | 0.009173% | 0.01063% | 0.009137% | 0.01252% | 0.009361% | 0.009361% | 0.01252% | 0.009173% | 0.007619% | 0.009173% | 0.005329% | 0.007743% | 0.005516% | 0.005516%
5568 | 0.005503% | 0.009557% | 0.005357% | 0.006655% | 0.008884% | 0.01097% | 0.008643% | 0.01037% | 0.009195% | 0.01037% | 0.008884% | 0.006655% | 0.008884% | 0.004898% | 0.007075% | 0.006655% | 0.008884% | 0.01097% | 0.008643% | 0.01037% | 0.009195% | 0.009195% | 0.01037% | 0.008884% | 0.006655% | 0.008884% | 0.004898% | 0.007075% | 0.005503% | 0.005503%
5569 | 0.005494% | 0.00952% | 0.005426% | 0.00598% | 0.008822% | 0.01062% | 0.008734% | 0.008626% | 0.009065% | 0.008626% | 0.008822% | 0.00598% | 0.008822% | 0.004668% | 0.006873% | 0.00598% | 0.008822% | 0.01062% | 0.008734% | 0.008626% | 0.009065% | 0.009065% | 0.008626% | 0.008822% | 0.00598% | 0.008822% | 0.004668% | 0.006873% | 0.005494% | 0.005494%
5570 | 0.005531% | 0.009423% | 0.005447% | 0.005817% | 0.008738% | 0.01066% | 0.008682% | 0.007416% | 0.009264% | 0.007416% | 0.008738% | 0.005817% | 0.008738% | 0.004633% | 0.00689% | 0.005817% | 0.008738% | 0.01066% | 0.008682% | 0.007416% | 0.009264% | 0.009264% | 0.007416% | 0.008738% | 0.005817% | 0.008738% | 0.004633% | 0.00689% | 0.005531% | 0.005531%
5571 | 0.005669% | 0.009313% | 0.005366% | 0.005767% | 0.00887% | 0.01071% | 0.008705% | 0.006494% | 0.00988% | 0.006494% | 0.00887% | 0.005767% | 0.00887% | 0.004783% | 0.007125% | 0.005767% | 0.00887% | 0.01071% | 0.008705% | 0.006494% | 0.00988% | 0.00988% | 0.006494% | 0.00887% | 0.005767% | 0.00887% | 0.004783% | 0.007125% | 0.005669% | 0.005669%
5572 | 0.006067% | 0.009276% | 0.005388% | 0.00588% | 0.009498% | 0.01074% | 0.009033% | 0.006351% | 0.01056% | 0.006351% | 0.009498% | 0.00588% | 0.009498% | 0.00516% | 0.0078% | 0.00588% | 0.009498% | 0.01074% | 0.009033% | 0.006351% | 0.01056% | 0.01056% | 0.006351% | 0.009498% | 0.00588% | 0.009498% | 0.00516% | 0.0078% | 0.006067% | 0.006067%
5573 | 0.006785% | 0.00974% | 0.00553% | 0.006714% | 0.01057% | 0.01052% | 0.009947% | 0.007348% | 0.01147% | 0.007348% | 0.01057% | 0.006714% | 0.01057% | 0.005708% | 0.009213% | 0.006714% | 0.01057% | 0.01052% | 0.009947% | 0.007348% | 0.01147% | 0.01147% | 0.007348% | 0.01057% | 0.006714% | 0.01057% | 0.005708% | 0.009213% | 0.006785% | 0.006785%
5574 | 0.007003% | 0.00971% | 0.006144% | 0.00657% | 0.01213% | 0.009971% | 0.009916% | 0.008909% | 0.01342% | 0.008909% | 0.01213% | 0.00657% | 0.01213% | 0.006057% | 0.009531% | 0.00657% | 0.01213% | 0.009971% | 0.009916% | 0.008909% | 0.01342% | 0.01342% | 0.008909% | 0.01213% | 0.00657% | 0.01213% | 0.006057% | 0.009531% | 0.007003% | 0.007003%
5575 | 0.01044% | 0.01105% | 0.007658% | 0.00832% | 0.01461% | 0.01015% | 0.01198% | 0.01235% | 0.0153% | 0.01235% | 0.01461% | 0.00832% | 0.01461% | 0.008668% | 0.01217% | 0.00832% | 0.01461% | 0.01015% | 0.01198% | 0.01235% | 0.0153% | 0.0153% | 0.01235% | 0.01461% | 0.00832% | 0.01461% | 0.008668% | 0.01217% | 0.01044% | 0.01044%
5576 | 0.01234% | 0.01419% | 0.01219% | 0.01137% | 0.01719% | 0.01074% | 0.01451% | 0.01489% | 0.01701% | 0.01489% | 0.01719% | 0.01137% | 0.01719% | 0.01258% | 0.0151% | 0.01137% | 0.01719% | 0.01074% | 0.01451% | 0.01489% | 0.01701% | 0.01701% | 0.01489% | 0.01719% | 0.01137% | 0.01719% | 0.01258% | 0.0151% | 0.01234% | 0.01234%
5577 | 0.01497% | 0.01776% | 0.0145% | 0.01406% | 0.01938% | 0.01145% | 0.01692% | 0.01562% | 0.01856% | 0.01562% | 0.01938% | 0.01406% | 0.01938% | 0.01528% | 0.01741% | 0.01406% | 0.01938% | 0.01145% | 0.01692% | 0.01562% | 0.01856% | 0.01856% | 0.01562% | 0.01938% | 0.01406% | 0.01938% | 0.01528% | 0.01741% | 0.01497% | 0.01497%
5578 | 0.01762% | 0.02052% | 0.01624% | 0.0162% | 0.02057% | 0.01227% | 0.01884% | 0.01617% | 0.01914% | 0.01617% | 0.02057% | 0.0162% | 0.02057% | 0.01706% | 0.01904% | 0.0162% | 0.02057% | 0.01227% | 0.01884% | 0.01617% | 0.01914% | 0.01914% | 0.01617% | 0.02057% | 0.0162% | 0.02057% | 0.01706% | 0.01904% | 0.01762% | 0.01762%
5579 | 0.01939% | 0.02163% | 0.0177% | 0.01785% | 0.02082% | 0.0128% | 0.01994% | 0.01601% | 0.01898% | 0.01601% | 0.02082% | 0.01785% | 0.02082% | 0.01847% | 0.02009% | 0.01785% | 0.02082% | 0.0128% | 0.01994% | 0.01601% | 0.01898% | 0.01898% | 0.01601% | 0.02082% | 0.01785% | 0.02082% | 0.01847% | 0.02009% | 0.01939% | 0.01939%
5580 | 0.02097% | 0.02133% | 0.01908% | 0.01911% | 0.0206% | 0.01272% | 0.02044% | 0.01529% | 0.01869% | 0.01529% | 0.0206% | 0.01911% | 0.0206% | 0.01959% | 0.02055% | 0.01911% | 0.0206% | 0.01272% | 0.02044% | 0.01529% | 0.01869% | 0.01869% | 0.01529% | 0.0206% | 0.01911% | 0.0206% | 0.01959% | 0.02055% | 0.02097% | 0.02097%
5581 | 0.02159% | 0.02056% | 0.02012% | 0.01983% | 0.01967% | 0.01179% | 0.02025% | 0.01457% | 0.01808% | 0.01457% | 0.01967% | 0.01983% | 0.01967% | 0.02022% | 0.02056% | 0.01983% | 0.01967% | 0.01179% | 0.02025% | 0.01457% | 0.01808% | 0.01808% | 0.01457% | 0.01967% | 0.01983% | 0.01967% | 0.02022% | 0.02056% | 0.02159% | 0.02159%
5582 | 0.02132% | 0.01801% | 0.02084% | 0.02001% | 0.01841% | 0.01076% | 0.01935% | 0.01429% | 0.01718% | 0.01429% | 0.01841% | 0.02001% | 0.01841% | 0.02028% | 0.02025% | 0.02001% | 0.01841% | 0.01076% | 0.01935% | 0.01429% | 0.01718% | 0.01718% | 0.01429% | 0.01841% | 0.02001% | 0.01841% | 0.02028% | 0.02025% | 0.02132% | 0.02132%
5583 | 0.01982% | 0.01522% | 0.02022% | 0.01968% | 0.01726% | 0.009927% | 0.0177% | 0.01473% | 0.01652% | 0.01473% | 0.01726% | 0.01968% | 0.01726% | 0.01965% | 0.01917% | 0.01968% | 0.01726% | 0.009927% | 0.0177% | 0.01473% | 0.01652% | 0.01652% | 0.01473% | 0.01726% | 0.01968% | 0.01726% | 0.01965% | 0.01917% | 0.01982% | 0.01982%
5584 | 0.01706% | 0.0136% | 0.01937% | 0.01907% | 0.01618% | 0.009622% | 0.01578% | 0.01341% | 0.01594% | 0.01341% | 0.01618% | 0.01907% | 0.01618% | 0.01829% | 0.01696% | 0.01907% | 0.01618% | 0.009622% | 0.01578% | 0.01341% | 0.01594% | 0.01594% | 0.01341% | 0.01618% | 0.01907% | 0.01618% | 0.01829% | 0.01696% | 0.01706% | 0.01706%
5585 | 0.01435% | 0.01173% | 0.01853% | 0.01819% | 0.01477% | 0.009573% | 0.01416% | 0.01337% | 0.01523% | 0.01337% | 0.01477% | 0.01819% | 0.01477% | 0.01672% | 0.01412% | 0.01819% | 0.01477% | 0.009573% | 0.01416% | 0.01337% | 0.01523% | 0.01523% | 0.01337% | 0.01477% | 0.01819% | 0.01477% | 0.01672% | 0.01412% | 0.01435% | 0.01435%
5586 | 0.007477% | 0.01099% | 0.01273% | 0.01699% | 0.01286% | 0.009803% | 0.01268% | 0.01312% | 0.0137% | 0.01312% | 0.01286% | 0.01699% | 0.01286% | 0.01503% | 0.01116% | 0.01699% | 0.01286% | 0.009803% | 0.01268% | 0.01312% | 0.0137% | 0.0137% | 0.01312% | 0.01286% | 0.01699% | 0.01286% | 0.01503% | 0.01116% | 0.007477% | 0.007477%
5587 | 0.006932% | 0.01054% | 0.01289% | 0.01564% | 0.01124% | 0.0105% | 0.01186% | 0.01276% | 0.0119% | 0.01276% | 0.01124% | 0.01564% | 0.01124% | 0.01394% | 0.009851% | 0.01564% | 0.01124% | 0.0105% | 0.01186% | 0.01276% | 0.0119% | 0.0119% | 0.01276% | 0.01124% | 0.01564% | 0.01124% | 0.01394% | 0.009851% | 0.006932% | 0.006932%
5588 | 0.006931% | 0.01031% | 0.01259% | 0.01461% | 0.01065% | 0.01107% | 0.01185% | 0.01282% | 0.0108% | 0.01282% | 0.01065% | 0.01461% | 0.01065% | 0.01346% | 0.01009% | 0.01461% | 0.01065% | 0.01107% | 0.01185% | 0.01282% | 0.0108% | 0.0108% | 0.01282% | 0.01065% | 0.01461% | 0.01065% | 0.01346% | 0.01009% | 0.006931% | 0.006931%
5589 | 0.006514% | 0.01013% | 0.006079% | 0.01244% | 0.009975% | 0.01087% | 0.01074% | 0.01304% | 0.01024% | 0.01304% | 0.009975% | 0.01244% | 0.009975% | 0.01114% | 0.009127% | 0.01244% | 0.009975% | 0.01087% | 0.01074% | 0.01304% | 0.01024% | 0.01024% | 0.01304% | 0.009975% | 0.01244% | 0.009975% | 0.01114% | 0.009127% | 0.006514% | 0.006514%
5590 | 0.005868% | 0.01005% | 0.00561% | 0.00969% | 0.00962% | 0.01081% | 0.00984% | 0.01319% | 0.009963% | 0.01319% | 0.00962% | 0.00969% | 0.00962% | 0.007648% | 0.008348% | 0.00969% | 0.00962% | 0.01081% | 0.00984% | 0.01319% | 0.009963% | 0.009963% | 0.01319% | 0.00962% | 0.00969% | 0.00962% | 0.007648% | 0.008348% | 0.005868% | 0.005868%
5591 | 0.005597% | 0.009921% | 0.005486% | 0.007826% | 0.009343% | 0.0107% | 0.009273% | 0.01302% | 0.009707% | 0.01302% | 0.009343% | 0.007826% | 0.009343% | 0.005412% | 0.007745% | 0.007826% | 0.009343% | 0.0107% | 0.009273% | 0.01302% | 0.009707% | 0.009707% | 0.01302% | 0.009343% | 0.007826% | 0.009343% | 0.005412% | 0.007745% | 0.005597% | 0.005597%
5592 | 0.005554% | 0.009752% | 0.005461% | 0.006683% | 0.00906% | 0.01064% | 0.008939% | 0.01034% | 0.009393% | 0.01034% | 0.00906% | 0.006683% | 0.00906% | 0.004835% | 0.007105% | 0.006683% | 0.00906% | 0.01064% | 0.008939% | 0.01034% | 0.009393% | 0.009393% | 0.01034% | 0.00906% | 0.006683% | 0.00906% | 0.004835% | 0.007105% | 0.005554% | 0.005554%
5593 | 0.005551% | 0.009683% | 0.005485% | 0.006034% | 0.00893% | 0.01065% | 0.008816% | 0.008903% | 0.009352% | 0.008903% | 0.00893% | 0.006034% | 0.00893% | 0.004732% | 0.006872% | 0.006034% | 0.00893% | 0.01065% | 0.008816% | 0.008903% | 0.009352% | 0.009352% | 0.008903% | 0.00893% | 0.006034% | 0.00893% | 0.004732% | 0.006872% | 0.005551% | 0.005551%
5594 | 0.005596% | 0.009577% | 0.005382% | 0.005873% | 0.008861% | 0.01064% | 0.008756% | 0.007691% | 0.009575% | 0.007691% | 0.008861% | 0.005873% | 0.008861% | 0.004696% | 0.00689% | 0.005873% | 0.008861% | 0.01064% | 0.008756% | 0.007691% | 0.009575% | 0.009575% | 0.007691% | 0.008861% | 0.005873% | 0.008861% | 0.004696% | 0.00689% | 0.005596% | 0.005596%
5595 | 0.005736% | 0.009437% | 0.005373% | 0.005833% | 0.009016% | 0.01065% | 0.008774% | 0.006756% | 0.01028% | 0.006756% | 0.009016% | 0.005833% | 0.009016% | 0.004834% | 0.007125% | 0.005833% | 0.009016% | 0.01065% | 0.008774% | 0.006756% | 0.01028% | 0.01028% | 0.006756% | 0.009016% | 0.005833% | 0.009016% | 0.004834% | 0.007125% | 0.005736% | 0.005736%
5596 | 0.006171% | 0.009347% | 0.005398% | 0.005961% | 0.00969% | 0.01067% | 0.009116% | 0.006618% | 0.01108% | 0.006618% | 0.00969% | 0.005961% | 0.00969% | 0.005215% | 0.007801% | 0.005961% | 0.00969% | 0.01067% | 0.009116% | 0.006618% | 0.01108% | 0.01108% | 0.006618% | 0.00969% | 0.005961% | 0.00969% | 0.005215% | 0.007801% | 0.006171% | 0.006171%
5597 | 0.006892% | 0.009724% | 0.005546% | 0.006889% | 0.01089% | 0.01055% | 0.01006% | 0.007757% | 0.01217% | 0.007757% | 0.01089% | 0.006889% | 0.01089% | 0.005732% | 0.009213% | 0.006889% | 0.01089% | 0.01055% | 0.01006% | 0.007757% | 0.01217% | 0.01217% | 0.007757% | 0.01089% | 0.006889% | 0.01089% | 0.005732% | 0.009213% | 0.006892% | 0.006892%
5598 | 0.007173% | 0.009829% | 0.006283% | 0.006787% | 0.01261% | 0.009928% | 0.01011% | 0.009354% | 0.01434% | 0.009354% | 0.01261% | 0.006787% | 0.01261% | 0.006143% | 0.009568% | 0.006787% | 0.01261% | 0.009928% | 0.01011% | 0.009354% | 0.01434% | 0.01434% | 0.009354% | 0.01261% | 0.006787% | 0.01261% | 0.006143% | 0.009568% | 0.007173% | 0.007173%
5599 | 0.01142% | 0.01124% | 0.007732% | 0.008513% | 0.015% | 0.01007% | 0.01211% | 0.01326% | 0.0161% | 0.01326% | 0.015% | 0.008513% | 0.015% | 0.00862% | 0.01218% | 0.008513% | 0.015% | 0.01007% | 0.01211% | 0.01326% | 0.0161% | 0.0161% | 0.01326% | 0.015% | 0.008513% | 0.015% | 0.00862% | 0.01218% | 0.01142% | 0.01142%
5600 | 0.01348% | 0.01448% | 0.01273% | 0.01157% | 0.01741% | 0.01054% | 0.01456% | 0.0157% | 0.01769% | 0.0157% | 0.01741% | 0.01157% | 0.01741% | 0.0124% | 0.0151% | 0.01157% | 0.01741% | 0.01054% | 0.01456% | 0.0157% | 0.01769% | 0.01769% | 0.0157% | 0.01741% | 0.01157% | 0.01741% | 0.0124% | 0.0151% | 0.01348% | 0.01348%
5601 | 0.01586% | 0.01812% | 0.01497% | 0.01419% | 0.01937% | 0.01114% | 0.01688% | 0.01618% | 0.01899% | 0.01618% | 0.01937% | 0.01419% | 0.01937% | 0.01501% | 0.01739% | 0.01419% | 0.01937% | 0.01114% | 0.01688% | 0.01618% | 0.01899% | 0.01899% | 0.01618% | 0.01937% | 0.01419% | 0.01937% | 0.01501% | 0.01739% | 0.01586% | 0.01586%
5602 | 0.01788% | 0.02075% | 0.01627% | 0.01608% | 0.02016% | 0.01215% | 0.01866% | 0.0163% | 0.01908% | 0.0163% | 0.02016% | 0.01608% | 0.02016% | 0.01653% | 0.019% | 0.01608% | 0.02016% | 0.01215% | 0.01866% | 0.0163% | 0.01908% | 0.01908% | 0.0163% | 0.02016% | 0.01608% | 0.02016% | 0.01653% | 0.019% | 0.01788% | 0.01788%
5603 | 0.01936% | 0.02177% | 0.01731% | 0.01762% | 0.02035% | 0.01309% | 0.01966% | 0.01605% | 0.019% | 0.01605% | 0.02035% | 0.01762% | 0.02035% | 0.01779% | 0.02004% | 0.01762% | 0.02035% | 0.01309% | 0.01966% | 0.01605% | 0.019% | 0.019% | 0.01605% | 0.02035% | 0.01762% | 0.02035% | 0.01779% | 0.02004% | 0.01936% | 0.01936%
5604 | 0.02048% | 0.02132% | 0.01826% | 0.01873% | 0.02019% | 0.01309% | 0.02007% | 0.01541% | 0.0189% | 0.01541% | 0.02019% | 0.01873% | 0.02019% | 0.01878% | 0.02049% | 0.01873% | 0.02019% | 0.01309% | 0.02007% | 0.01541% | 0.0189% | 0.0189% | 0.01541% | 0.02019% | 0.01873% | 0.02019% | 0.01878% | 0.02049% | 0.02048% | 0.02048%
5605 | 0.02106% | 0.02052% | 0.01913% | 0.01938% | 0.01936% | 0.0121% | 0.0198% | 0.01486% | 0.01847% | 0.01486% | 0.01936% | 0.01938% | 0.01936% | 0.01935% | 0.02048% | 0.01938% | 0.01936% | 0.0121% | 0.0198% | 0.01486% | 0.01847% | 0.01847% | 0.01486% | 0.01936% | 0.01938% | 0.01936% | 0.01935% | 0.02048% | 0.02106% | 0.02106%
5606 | 0.02103% | 0.01809% | 0.02014% | 0.01978% | 0.01855% | 0.01114% | 0.01909% | 0.01495% | 0.0181% | 0.01495% | 0.01855% | 0.01978% | 0.01855% | 0.01961% | 0.0202% | 0.01978% | 0.01855% | 0.01114% | 0.01909% | 0.01495% | 0.0181% | 0.0181% | 0.01495% | 0.01855% | 0.01978% | 0.01855% | 0.01961% | 0.0202% | 0.02103% | 0.02103%
5607 | 0.01963% | 0.01536% | 0.01987% | 0.0195% | 0.01718% | 0.01048% | 0.01752% | 0.01515% | 0.01687% | 0.01515% | 0.01718% | 0.0195% | 0.01718% | 0.01913% | 0.01912% | 0.0195% | 0.01718% | 0.01048% | 0.01752% | 0.01515% | 0.01687% | 0.01687% | 0.01515% | 0.01718% | 0.0195% | 0.01718% | 0.01913% | 0.01912% | 0.01963% | 0.01963%
5608 | 0.01667% | 0.01371% | 0.01891% | 0.01883% | 0.01589% | 0.01014% | 0.01556% | 0.01371% | 0.0159% | 0.01371% | 0.01589% | 0.01883% | 0.01589% | 0.0179% | 0.01689% | 0.01883% | 0.01589% | 0.01014% | 0.01556% | 0.01371% | 0.0159% | 0.0159% | 0.01371% | 0.01589% | 0.01883% | 0.01589% | 0.0179% | 0.01689% | 0.01667% | 0.01667%
5609 | 0.0139% | 0.0119% | 0.01802% | 0.01795% | 0.01448% | 0.009892% | 0.01383% | 0.01376% | 0.01517% | 0.01376% | 0.01448% | 0.01795% | 0.01448% | 0.01639% | 0.01403% | 0.01795% | 0.01448% | 0.009892% | 0.01383% | 0.01376% | 0.01517% | 0.01517% | 0.01376% | 0.01448% | 0.01795% | 0.01448% | 0.01639% | 0.01403% | 0.0139% | 0.0139%
5610 | 0.007173% | 0.01115% | 0.01249% | 0.01672% | 0.0127% | 0.01004% | 0.01245% | 0.01357% | 0.01371% | 0.01357% | 0.0127% | 0.01672% | 0.0127% | 0.01478% | 0.01111% | 0.01672% | 0.0127% | 0.01004% | 0.01245% | 0.01357% | 0.01371% | 0.01371% | 0.01357% | 0.0127% | 0.01672% | 0.0127% | 0.01478% | 0.01111% | 0.007173% | 0.007173%
5611 | 0.006885% | 0.01066% | 0.0128% | 0.01558% | 0.01131% | 0.01056% | 0.01186% | 0.01347% | 0.0122% | 0.01347% | 0.01131% | 0.01558% | 0.01131% | 0.01388% | 0.009974% | 0.01558% | 0.01131% | 0.01056% | 0.01186% | 0.01347% | 0.0122% | 0.0122% | 0.01347% | 0.01131% | 0.01558% | 0.01131% | 0.01388% | 0.009974% | 0.006885% | 0.006885%
5612 | 0.006985% | 0.01044% | 0.01253% | 0.01465% | 0.01079% | 0.0108% | 0.01182% | 0.01365% | 0.01127% | 0.01365% | 0.01079% | 0.01465% | 0.01079% | 0.01344% | 0.0101% | 0.01465% | 0.01079% | 0.0108% | 0.01182% | 0.01365% | 0.01127% | 0.01127% | 0.01365% | 0.01079% | 0.01465% | 0.01079% | 0.01344% | 0.0101% | 0.006985% | 0.006985%
5613 | 0.006544% | 0.01023% | 0.006085% | 0.01255% | 0.01011% | 0.01059% | 0.01076% | 0.0137% | 0.01063% | 0.0137% | 0.01011% | 0.01255% | 0.01011% | 0.01128% | 0.009132% | 0.01255% | 0.01011% | 0.01059% | 0.01076% | 0.0137% | 0.01063% | 0.01063% | 0.0137% | 0.01011% | 0.01255% | 0.01011% | 0.01128% | 0.009132% | 0.006544% | 0.006544%
5614 | 0.005938% | 0.01011% | 0.005642% | 0.009879% | 0.009792% | 0.01062% | 0.009888% | 0.0138% | 0.01031% | 0.0138% | 0.009792% | 0.009879% | 0.009792% | 0.007885% | 0.008354% | 0.009879% | 0.009792% | 0.01062% | 0.009888% | 0.0138% | 0.01031% | 0.01031% | 0.0138% | 0.009792% | 0.009879% | 0.009792% | 0.007885% | 0.008354% | 0.005938% | 0.005938%
5615 | 0.005742% | 0.01004% | 0.005526% | 0.007992% | 0.009587% | 0.01062% | 0.009338% | 0.0136% | 0.01005% | 0.0136% | 0.009587% | 0.007992% | 0.009587% | 0.005567% | 0.00775% | 0.007992% | 0.009587% | 0.01062% | 0.009338% | 0.0136% | 0.01005% | 0.01005% | 0.0136% | 0.009587% | 0.007992% | 0.009587% | 0.005567% | 0.00775% | 0.005742% | 0.005742%
5616 | 0.005656% | 0.009933% | 0.005441% | 0.006808% | 0.009286% | 0.01064% | 0.009026% | 0.01072% | 0.009773% | 0.01072% | 0.009286% | 0.006808% | 0.009286% | 0.004917% | 0.007108% | 0.006808% | 0.009286% | 0.01064% | 0.009026% | 0.01072% | 0.009773% | 0.009773% | 0.01072% | 0.009286% | 0.006808% | 0.009286% | 0.004917% | 0.007108% | 0.005656% | 0.005656%
5617 | 0.005602% | 0.009809% | 0.005474% | 0.006052% | 0.009129% | 0.01069% | 0.008895% | 0.009198% | 0.009625% | 0.009198% | 0.009129% | 0.006052% | 0.009129% | 0.004718% | 0.006873% | 0.006052% | 0.009129% | 0.01069% | 0.008895% | 0.009198% | 0.009625% | 0.009625% | 0.009198% | 0.009129% | 0.006052% | 0.009129% | 0.004718% | 0.006873% | 0.005602% | 0.005602%
5618 | 0.005681% | 0.009664% | 0.005402% | 0.005862% | 0.008926% | 0.01079% | 0.008797% | 0.007782% | 0.009685% | 0.007782% | 0.008926% | 0.005862% | 0.008926% | 0.00466% | 0.006892% | 0.005862% | 0.008926% | 0.01079% | 0.008797% | 0.007782% | 0.009685% | 0.009685% | 0.007782% | 0.008926% | 0.005862% | 0.008926% | 0.00466% | 0.006892% | 0.005681% | 0.005681%
5619 | 0.005754% | 0.009517% | 0.005381% | 0.005804% | 0.008963% | 0.01091% | 0.008797% | 0.00664% | 0.0102% | 0.00664% | 0.008963% | 0.005804% | 0.008963% | 0.004787% | 0.007127% | 0.005804% | 0.008963% | 0.01091% | 0.008797% | 0.00664% | 0.0102% | 0.0102% | 0.00664% | 0.008963% | 0.005804% | 0.008963% | 0.004787% | 0.007127% | 0.005754% | 0.005754%
5620 | 0.006172% | 0.009389% | 0.005423% | 0.005911% | 0.009572% | 0.01104% | 0.009119% | 0.006396% | 0.01079% | 0.006396% | 0.009572% | 0.005911% | 0.009572% | 0.005154% | 0.007805% | 0.005911% | 0.009572% | 0.01104% | 0.009119% | 0.006396% | 0.01079% | 0.01079% | 0.006396% | 0.009572% | 0.005911% | 0.009572% | 0.005154% | 0.007805% | 0.006172% | 0.006172%
5621 | 0.007018% | 0.009805% | 0.005584% | 0.00683% | 0.01054% | 0.01087% | 0.01001% | 0.0073% | 0.01157% | 0.0073% | 0.01054% | 0.00683% | 0.01054% | 0.005655% | 0.009219% | 0.00683% | 0.01054% | 0.01087% | 0.01001% | 0.0073% | 0.01157% | 0.01157% | 0.0073% | 0.01054% | 0.00683% | 0.01054% | 0.005655% | 0.009219% | 0.007018% | 0.007018%
5622 | 0.007203% | 0.009771% | 0.006337% | 0.006762% | 0.01192% | 0.01035% | 0.01003% | 0.008666% | 0.01327% | 0.008666% | 0.01192% | 0.006762% | 0.01192% | 0.006148% | 0.009636% | 0.006762% | 0.01192% | 0.01035% | 0.01003% | 0.008666% | 0.01327% | 0.01327% | 0.008666% | 0.01192% | 0.006762% | 0.01192% | 0.006148% | 0.009636% | 0.007203% | 0.007203%
5623 | 0.01138% | 0.01107% | 0.008019% | 0.008415% | 0.01412% | 0.01024% | 0.0119% | 0.01195% | 0.01492% | 0.01195% | 0.01412% | 0.008415% | 0.01412% | 0.008629% | 0.01219% | 0.008415% | 0.01412% | 0.01024% | 0.0119% | 0.01195% | 0.01492% | 0.01492% | 0.01195% | 0.01412% | 0.008415% | 0.01412% | 0.008629% | 0.01219% | 0.01138% | 0.01138%
5624 | 0.01284% | 0.01419% | 0.01291% | 0.01133% | 0.01657% | 0.01053% | 0.01436% | 0.01432% | 0.01646% | 0.01432% | 0.01657% | 0.01133% | 0.01657% | 0.0123% | 0.0151% | 0.01133% | 0.01657% | 0.01053% | 0.01436% | 0.01432% | 0.01646% | 0.01646% | 0.01432% | 0.01657% | 0.01133% | 0.01657% | 0.0123% | 0.0151% | 0.01284% | 0.01284%
5625 | 0.01481% | 0.01788% | 0.01507% | 0.01386% | 0.01854% | 0.01119% | 0.01662% | 0.01472% | 0.01761% | 0.01472% | 0.01854% | 0.01386% | 0.01854% | 0.01463% | 0.01738% | 0.01386% | 0.01854% | 0.01119% | 0.01662% | 0.01472% | 0.01761% | 0.01761% | 0.01472% | 0.01854% | 0.01386% | 0.01854% | 0.01463% | 0.01738% | 0.01481% | 0.01481%
5626 | 0.01695% | 0.02071% | 0.01664% | 0.01585% | 0.01951% | 0.01218% | 0.01838% | 0.01507% | 0.0178% | 0.01507% | 0.01951% | 0.01585% | 0.01951% | 0.016% | 0.01899% | 0.01585% | 0.01951% | 0.01218% | 0.01838% | 0.01507% | 0.0178% | 0.0178% | 0.01507% | 0.01951% | 0.01585% | 0.01951% | 0.016% | 0.01899% | 0.01695% | 0.01695%
5627 | 0.0186% | 0.02177% | 0.01766% | 0.01731% | 0.01978% | 0.01277% | 0.01934% | 0.0149% | 0.01774% | 0.0149% | 0.01978% | 0.01731% | 0.01978% | 0.01707% | 0.02002% | 0.01731% | 0.01978% | 0.01277% | 0.01934% | 0.0149% | 0.01774% | 0.01774% | 0.0149% | 0.01978% | 0.01731% | 0.01978% | 0.01707% | 0.02002% | 0.0186% | 0.0186%
5628 | 0.01988% | 0.02147% | 0.01863% | 0.01834% | 0.01952% | 0.01264% | 0.0197% | 0.01423% | 0.01748% | 0.01423% | 0.01952% | 0.01834% | 0.01952% | 0.01792% | 0.02046% | 0.01834% | 0.01952% | 0.01264% | 0.0197% | 0.01423% | 0.01748% | 0.01748% | 0.01423% | 0.01952% | 0.01834% | 0.01952% | 0.01792% | 0.02046% | 0.01988% | 0.01988%
5629 | 0.02017% | 0.02067% | 0.01946% | 0.01884% | 0.01847% | 0.01152% | 0.01936% | 0.01348% | 0.01681% | 0.01348% | 0.01847% | 0.01884% | 0.01847% | 0.0184% | 0.02045% | 0.01884% | 0.01847% | 0.01152% | 0.01936% | 0.01348% | 0.01681% | 0.01681% | 0.01348% | 0.01847% | 0.01884% | 0.01847% | 0.0184% | 0.02045% | 0.02017% | 0.02017%
5630 | 0.01941% | 0.01803% | 0.02% | 0.01896% | 0.01715% | 0.01075% | 0.01852% | 0.01304% | 0.01571% | 0.01304% | 0.01715% | 0.01896% | 0.01715% | 0.01866% | 0.02013% | 0.01896% | 0.01715% | 0.01075% | 0.01852% | 0.01304% | 0.01571% | 0.01571% | 0.01304% | 0.01715% | 0.01896% | 0.01715% | 0.01866% | 0.02013% | 0.01941% | 0.01941%
5631 | 0.01804% | 0.01528% | 0.01966% | 0.01884% | 0.01603% | 0.01034% | 0.01704% | 0.01341% | 0.01486% | 0.01341% | 0.01603% | 0.01884% | 0.01603% | 0.01851% | 0.01906% | 0.01884% | 0.01603% | 0.01034% | 0.01704% | 0.01341% | 0.01486% | 0.01486% | 0.01341% | 0.01603% | 0.01884% | 0.01603% | 0.01851% | 0.01906% | 0.01804% | 0.01804%
5632 | 0.01583% | 0.01379% | 0.0192% | 0.01855% | 0.01499% | 0.0101% | 0.01523% | 0.01211% | 0.01429% | 0.01211% | 0.01499% | 0.01855% | 0.01499% | 0.01765% | 0.01689% | 0.01855% | 0.01499% | 0.0101% | 0.01523% | 0.01211% | 0.01429% | 0.01429% | 0.01211% | 0.01499% | 0.01855% | 0.01499% | 0.01765% | 0.01689% | 0.01583% | 0.01583%
5633 | 0.01327% | 0.01183% | 0.01821% | 0.01772% | 0.01359% | 0.00975% | 0.01349% | 0.01207% | 0.01348% | 0.01207% | 0.01359% | 0.01772% | 0.01359% | 0.0163% | 0.01404% | 0.01772% | 0.01359% | 0.00975% | 0.01349% | 0.01207% | 0.01348% | 0.01348% | 0.01207% | 0.01359% | 0.01772% | 0.01359% | 0.0163% | 0.01404% | 0.01327% | 0.01327%
5634 | 0.007168% | 0.01087% | 0.01259% | 0.0164% | 0.01176% | 0.009859% | 0.01198% | 0.01178% | 0.01207% | 0.01178% | 0.01176% | 0.0164% | 0.01176% | 0.01471% | 0.01109% | 0.0164% | 0.01176% | 0.009859% | 0.01198% | 0.01178% | 0.01207% | 0.01207% | 0.01178% | 0.01176% | 0.0164% | 0.01176% | 0.01471% | 0.01109% | 0.007168% | 0.007168%
5635 | 0.006838% | 0.01033% | 0.01284% | 0.01519% | 0.01048% | 0.01047% | 0.01136% | 0.01146% | 0.01078% | 0.01146% | 0.01048% | 0.01519% | 0.01048% | 0.01381% | 0.009956% | 0.01519% | 0.01048% | 0.01047% | 0.01136% | 0.01146% | 0.01078% | 0.01078% | 0.01146% | 0.01048% | 0.01519% | 0.01048% | 0.01381% | 0.009956% | 0.006838% | 0.006838%
5636 | 0.006747% | 0.01015% | 0.01253% | 0.01423% | 0.00989% | 0.01076% | 0.01134% | 0.01144% | 0.009831% | 0.01144% | 0.00989% | 0.01423% | 0.00989% | 0.01333% | 0.01008% | 0.01423% | 0.00989% | 0.01076% | 0.01134% | 0.01144% | 0.009831% | 0.009831% | 0.01144% | 0.00989% | 0.01423% | 0.00989% | 0.01333% | 0.01008% | 0.006747% | 0.006747%
5637 | 0.00635% | 0.009944% | 0.006078% | 0.01216% | 0.009298% | 0.01054% | 0.01036% | 0.0116% | 0.009302% | 0.0116% | 0.009298% | 0.01216% | 0.009298% | 0.01107% | 0.009119% | 0.01216% | 0.009298% | 0.01054% | 0.01036% | 0.0116% | 0.009302% | 0.009302% | 0.0116% | 0.009298% | 0.01216% | 0.009298% | 0.01107% | 0.009119% | 0.00635% | 0.00635%
5638 | 0.005749% | 0.009799% | 0.005606% | 0.009476% | 0.009019% | 0.01056% | 0.009533% | 0.01167% | 0.009035% | 0.01167% | 0.009019% | 0.009476% | 0.009019% | 0.007593% | 0.008346% | 0.009476% | 0.009019% | 0.01056% | 0.009533% | 0.01167% | 0.009035% | 0.009035% | 0.01167% | 0.009019% | 0.009476% | 0.009019% | 0.007593% | 0.008346% | 0.005749% | 0.005749%
5639 | 0.005528% | 0.009697% | 0.005501% | 0.007682% | 0.00885% | 0.01065% | 0.009025% | 0.01156% | 0.008906% | 0.01156% | 0.00885% | 0.007682% | 0.00885% | 0.005277% | 0.007748% | 0.007682% | 0.00885% | 0.01065% | 0.009025% | 0.01156% | 0.008906% | 0.008906% | 0.01156% | 0.00885% | 0.007682% | 0.00885% | 0.005277% | 0.007748% | 0.005528% | 0.005528%
5640 | 0.005598% | 0.009687% | 0.005451% | 0.006673% | 0.00887% | 0.01071% | 0.008856% | 0.009863% | 0.009062% | 0.009863% | 0.00887% | 0.006673% | 0.00887% | 0.004746% | 0.007112% | 0.006673% | 0.00887% | 0.01071% | 0.008856% | 0.009863% | 0.009062% | 0.009062% | 0.009863% | 0.00887% | 0.006673% | 0.00887% | 0.004746% | 0.007112% | 0.005598% | 0.005598%
5641 | 0.005511% | 0.009502% | 0.005481% | 0.006028% | 0.008622% | 0.01087% | 0.008691% | 0.008076% | 0.008735% | 0.008076% | 0.008622% | 0.006028% | 0.008622% | 0.004698% | 0.006883% | 0.006028% | 0.008622% | 0.01087% | 0.008691% | 0.008076% | 0.008735% | 0.008735% | 0.008076% | 0.008622% | 0.006028% | 0.008622% | 0.004698% | 0.006883% | 0.005511% | 0.005511%
5642 | 0.00557% | 0.009408% | 0.005436% | 0.005874% | 0.008565% | 0.01095% | 0.008663% | 0.006878% | 0.008903% | 0.006878% | 0.008565% | 0.005874% | 0.008565% | 0.004683% | 0.006903% | 0.005874% | 0.008565% | 0.01095% | 0.008663% | 0.006878% | 0.008903% | 0.008903% | 0.006878% | 0.008565% | 0.005874% | 0.008565% | 0.004683% | 0.006903% | 0.00557% | 0.00557%
5643 | 0.005709% | 0.009275% | 0.005408% | 0.005829% | 0.008669% | 0.01104% | 0.008692% | 0.006006% | 0.009356% | 0.006006% | 0.008669% | 0.005829% | 0.008669% | 0.004848% | 0.007139% | 0.005829% | 0.008669% | 0.01104% | 0.008692% | 0.006006% | 0.009356% | 0.009356% | 0.006006% | 0.008669% | 0.005829% | 0.008669% | 0.004848% | 0.007139% | 0.005709% | 0.005709%
5644 | 0.006171% | 0.009226% | 0.005461% | 0.00595% | 0.009238% | 0.0111% | 0.009018% | 0.005906% | 0.01004% | 0.005906% | 0.009238% | 0.00595% | 0.009238% | 0.00524% | 0.007817% | 0.00595% | 0.009238% | 0.0111% | 0.009018% | 0.005906% | 0.01004% | 0.01004% | 0.005906% | 0.009238% | 0.00595% | 0.009238% | 0.00524% | 0.007817% | 0.006171% | 0.006171%
5645 | 0.006882% | 0.009578% | 0.005649% | 0.006887% | 0.01023% | 0.01091% | 0.009887% | 0.006904% | 0.01093% | 0.006904% | 0.01023% | 0.006887% | 0.01023% | 0.005829% | 0.009236% | 0.006887% | 0.01023% | 0.01091% | 0.009887% | 0.006904% | 0.01093% | 0.01093% | 0.006904% | 0.01023% | 0.006887% | 0.01023% | 0.005829% | 0.009236% | 0.006882% | 0.006882%
5646 | 0.007174% | 0.009682% | 0.006367% | 0.006803% | 0.01149% | 0.01042% | 0.009919% | 0.008332% | 0.01245% | 0.008332% | 0.01149% | 0.006803% | 0.01149% | 0.006276% | 0.009741% | 0.006803% | 0.01149% | 0.01042% | 0.009919% | 0.008332% | 0.01245% | 0.01245% | 0.008332% | 0.01149% | 0.006803% | 0.01149% | 0.006276% | 0.009741% | 0.007174% | 0.007174%
5647 | 0.01146% | 0.01101% | 0.008743% | 0.008365% | 0.01343% | 0.01026% | 0.01155% | 0.01106% | 0.014% | 0.01106% | 0.01343% | 0.008365% | 0.01343% | 0.008616% | 0.01219% | 0.008365% | 0.01343% | 0.01026% | 0.01155% | 0.01106% | 0.014% | 0.014% | 0.01106% | 0.01343% | 0.008365% | 0.01343% | 0.008616% | 0.01219% | 0.01146% | 0.01146%
5648 | 0.01272% | 0.01412% | 0.0134% | 0.01119% | 0.01578% | 0.01045% | 0.01384% | 0.01348% | 0.01562% | 0.01348% | 0.01578% | 0.01119% | 0.01578% | 0.01213% | 0.01506% | 0.01119% | 0.01578% | 0.01045% | 0.01384% | 0.01348% | 0.01562% | 0.01562% | 0.01348% | 0.01578% | 0.01119% | 0.01578% | 0.01213% | 0.01506% | 0.01272% | 0.01272%
5649 | 0.01436% | 0.01779% | 0.0153% | 0.01367% | 0.01779% | 0.01113% | 0.01613% | 0.01404% | 0.01684% | 0.01404% | 0.01779% | 0.01367% | 0.01779% | 0.01449% | 0.01734% | 0.01367% | 0.01779% | 0.01113% | 0.01613% | 0.01404% | 0.01684% | 0.01684% | 0.01404% | 0.01779% | 0.01367% | 0.01779% | 0.01449% | 0.01734% | 0.01436% | 0.01436%
5650 | 0.01669% | 0.02053% | 0.01689% | 0.01577% | 0.01898% | 0.01225% | 0.01807% | 0.01464% | 0.01732% | 0.01464% | 0.01898% | 0.01577% | 0.01898% | 0.01619% | 0.01898% | 0.01577% | 0.01898% | 0.01225% | 0.01807% | 0.01464% | 0.01732% | 0.01732% | 0.01464% | 0.01898% | 0.01577% | 0.01898% | 0.01619% | 0.01898% | 0.01669% | 0.01669%
5651 | 0.0184% | 0.02168% | 0.01821% | 0.01745% | 0.01922% | 0.01309% | 0.01914% | 0.0144% | 0.01716% | 0.0144% | 0.01922% | 0.01745% | 0.01922% | 0.01756% | 0.02006% | 0.01745% | 0.01922% | 0.01309% | 0.01914% | 0.0144% | 0.01716% | 0.01716% | 0.0144% | 0.01922% | 0.01745% | 0.01922% | 0.01756% | 0.02006% | 0.0184% | 0.0184%
5652 | 0.01966% | 0.02156% | 0.01951% | 0.0188% | 0.01901% | 0.01304% | 0.01959% | 0.01367% | 0.01682% | 0.01367% | 0.01901% | 0.0188% | 0.01901% | 0.01871% | 0.02053% | 0.0188% | 0.01901% | 0.01304% | 0.01959% | 0.01367% | 0.01682% | 0.01682% | 0.01367% | 0.01901% | 0.0188% | 0.01901% | 0.01871% | 0.02053% | 0.01966% | 0.01966%
5653 | 0.02033% | 0.02086% | 0.02063% | 0.01965% | 0.01827% | 0.01261% | 0.01954% | 0.01311% | 0.01629% | 0.01311% | 0.01827% | 0.01965% | 0.01827% | 0.01953% | 0.02056% | 0.01965% | 0.01827% | 0.01261% | 0.01954% | 0.01311% | 0.01629% | 0.01629% | 0.01311% | 0.01827% | 0.01965% | 0.01827% | 0.01953% | 0.02056% | 0.02033% | 0.02033%
5654 | 0.01978% | 0.01822% | 0.02105% | 0.01976% | 0.0171% | 0.01192% | 0.01875% | 0.01286% | 0.01534% | 0.01286% | 0.0171% | 0.01976% | 0.0171% | 0.01977% | 0.02025% | 0.01976% | 0.0171% | 0.01192% | 0.01875% | 0.01286% | 0.01534% | 0.01534% | 0.01286% | 0.0171% | 0.01976% | 0.0171% | 0.01977% | 0.02025% | 0.01978% | 0.01978%
5655 | 0.01806% | 0.01531% | 0.02006% | 0.01927% | 0.01583% | 0.01105% | 0.01704% | 0.01313% | 0.01445% | 0.01313% | 0.01583% | 0.01927% | 0.01583% | 0.01921% | 0.01909% | 0.01927% | 0.01583% | 0.01105% | 0.01704% | 0.01313% | 0.01445% | 0.01445% | 0.01313% | 0.01583% | 0.01927% | 0.01583% | 0.01921% | 0.01909% | 0.01806% | 0.01806%
5656 | 0.01575% | 0.01377% | 0.01949% | 0.01879% | 0.01482% | 0.01067% | 0.01526% | 0.01181% | 0.01382% | 0.01181% | 0.01482% | 0.01879% | 0.01482% | 0.01809% | 0.01692% | 0.01879% | 0.01482% | 0.01067% | 0.01526% | 0.01181% | 0.01382% | 0.01382% | 0.01181% | 0.01482% | 0.01879% | 0.01482% | 0.01809% | 0.01692% | 0.01575% | 0.01575%
5657 | 0.01347% | 0.01183% | 0.01877% | 0.01794% | 0.01353% | 0.01028% | 0.01364% | 0.01178% | 0.01311% | 0.01178% | 0.01353% | 0.01794% | 0.01353% | 0.01658% | 0.0141% | 0.01794% | 0.01353% | 0.01028% | 0.01364% | 0.01178% | 0.01311% | 0.01311% | 0.01178% | 0.01353% | 0.01794% | 0.01353% | 0.01658% | 0.0141% | 0.01347% | 0.01347%
5658 | 0.007363% | 0.01092% | 0.01301% | 0.01662% | 0.01172% | 0.01021% | 0.01212% | 0.01156% | 0.01184% | 0.01156% | 0.01172% | 0.01662% | 0.01172% | 0.0148% | 0.01113% | 0.01662% | 0.01172% | 0.01021% | 0.01212% | 0.01156% | 0.01184% | 0.01184% | 0.01156% | 0.01172% | 0.01662% | 0.01172% | 0.0148% | 0.01113% | 0.007363% | 0.007363%
5659 | 0.007022% | 0.01044% | 0.01329% | 0.01541% | 0.0105% | 0.01053% | 0.0115% | 0.01125% | 0.01064% | 0.01125% | 0.0105% | 0.01541% | 0.0105% | 0.0138% | 0.009978% | 0.01541% | 0.0105% | 0.01053% | 0.0115% | 0.01125% | 0.01064% | 0.01064% | 0.01125% | 0.0105% | 0.01541% | 0.0105% | 0.0138% | 0.009978% | 0.007022% | 0.007022%
5660 | 0.006868% | 0.01023% | 0.01296% | 0.01437% | 0.009976% | 0.01079% | 0.01146% | 0.01129% | 0.00977% | 0.01129% | 0.009976% | 0.01437% | 0.009976% | 0.01322% | 0.01009% | 0.01437% | 0.009976% | 0.01079% | 0.01146% | 0.01129% | 0.00977% | 0.00977% | 0.01129% | 0.009976% | 0.01437% | 0.009976% | 0.01322% | 0.01009% | 0.006868% | 0.006868%
5661 | 0.00644% | 0.009992% | 0.006219% | 0.01226% | 0.009385% | 0.01055% | 0.01046% | 0.0115% | 0.009253% | 0.0115% | 0.009385% | 0.01226% | 0.009385% | 0.01095% | 0.009128% | 0.01226% | 0.009385% | 0.01055% | 0.01046% | 0.0115% | 0.009253% | 0.009253% | 0.0115% | 0.009385% | 0.01226% | 0.009385% | 0.01095% | 0.009128% | 0.00644% | 0.00644%
5662 | 0.005811% | 0.009874% | 0.00575% | 0.009589% | 0.009104% | 0.01059% | 0.009627% | 0.01172% | 0.009055% | 0.01172% | 0.009104% | 0.009589% | 0.009104% | 0.007554% | 0.008349% | 0.009589% | 0.009104% | 0.01059% | 0.009627% | 0.01172% | 0.009055% | 0.009055% | 0.01172% | 0.009104% | 0.009589% | 0.009104% | 0.007554% | 0.008349% | 0.005811% | 0.005811%
5663 | 0.005582% | 0.009771% | 0.00556% | 0.007804% | 0.008914% | 0.0106% | 0.009108% | 0.01158% | 0.008894% | 0.01158% | 0.008914% | 0.007804% | 0.008914% | 0.005345% | 0.007747% | 0.007804% | 0.008914% | 0.0106% | 0.009108% | 0.01158% | 0.008894% | 0.008894% | 0.01158% | 0.008914% | 0.007804% | 0.008914% | 0.005345% | 0.007747% | 0.005582% | 0.005582%
5664 | 0.005555% | 0.009637% | 0.005575% | 0.006712% | 0.008751% | 0.01065% | 0.008837% | 0.009563% | 0.008787% | 0.009563% | 0.008751% | 0.006712% | 0.008751% | 0.004781% | 0.00711% | 0.006712% | 0.008751% | 0.01065% | 0.008837% | 0.009563% | 0.008787% | 0.008787% | 0.009563% | 0.008751% | 0.006712% | 0.008751% | 0.004781% | 0.00711% | 0.005555% | 0.005555%
5665 | 0.005725% | 0.01133% | 0.005717% | 0.005951% | 0.009075% | 0.01199% | 0.008959% | 0.008144% | 0.008765% | 0.008144% | 0.009075% | 0.005951% | 0.009075% | 0.004894% | 0.006866% | 0.005951% | 0.009075% | 0.01199% | 0.008959% | 0.008144% | 0.008765% | 0.008765% | 0.008144% | 0.009075% | 0.005951% | 0.009075% | 0.004894% | 0.006866% | 0.005725% | 0.005725%
5666 | 0.005694% | 0.01129% | 0.005692% | 0.005854% | 0.008904% | 0.01197% | 0.008868% | 0.007395% | 0.008867% | 0.007395% | 0.008904% | 0.005854% | 0.008904% | 0.004451% | 0.006874% | 0.005854% | 0.008904% | 0.01197% | 0.008868% | 0.007395% | 0.008867% | 0.008867% | 0.007395% | 0.008904% | 0.005854% | 0.008904% | 0.004451% | 0.006874% | 0.005694% | 0.005694%
5667 | 0.005437% | 0.01124% | 0.005435% | 0.005839% | 0.009039% | 0.01201% | 0.008755% | 0.007113% | 0.009327% | 0.007113% | 0.009039% | 0.005839% | 0.009039% | 0.00447% | 0.006874% | 0.005839% | 0.009039% | 0.01201% | 0.008755% | 0.007113% | 0.009327% | 0.009327% | 0.007113% | 0.009039% | 0.005839% | 0.009039% | 0.00447% | 0.006874% | 0.005437% | 0.005437%
5668 | 0.005358% | 0.01122% | 0.005391% | 0.005907% | 0.009261% | 0.01205% | 0.008611% | 0.007226% | 0.009485% | 0.007226% | 0.009261% | 0.005907% | 0.009261% | 0.004763% | 0.006872% | 0.005907% | 0.009261% | 0.01205% | 0.008611% | 0.007226% | 0.009485% | 0.009485% | 0.007226% | 0.009261% | 0.005907% | 0.009261% | 0.004763% | 0.006872% | 0.005358% | 0.005358%
5669 | 0.005311% | 0.01151% | 0.005377% | 0.006497% | 0.009217% | 0.01193% | 0.008531% | 0.007934% | 0.009528% | 0.007934% | 0.009217% | 0.006497% | 0.009217% | 0.005293% | 0.00687% | 0.006497% | 0.009217% | 0.01193% | 0.008531% | 0.007934% | 0.009528% | 0.009528% | 0.007934% | 0.009217% | 0.006497% | 0.009217% | 0.005293% | 0.00687% | 0.005311% | 0.005311%
5670 | 0.00423% | 0.01131% | 0.004121% | 0.006338% | 0.008877% | 0.01134% | 0.007182% | 0.009007% | 0.009918% | 0.009007% | 0.008877% | 0.006338% | 0.008877% | 0.005591% | 0.005044% | 0.006338% | 0.008877% | 0.01134% | 0.007182% | 0.009007% | 0.009918% | 0.009918% | 0.009007% | 0.008877% | 0.006338% | 0.008877% | 0.005591% | 0.005044% | 0.00423% | 0.00423%
5671 | 0.006181% | 0.01168% | 0.006305% | 0.007825% | 0.009286% | 0.01104% | 0.006839% | 0.01116% | 0.01041% | 0.01116% | 0.009286% | 0.007825% | 0.009286% | 0.007849% | 0.004269% | 0.007825% | 0.009286% | 0.01104% | 0.006839% | 0.01116% | 0.01041% | 0.01041% | 0.01116% | 0.009286% | 0.007825% | 0.009286% | 0.007849% | 0.004269% | 0.006181% | 0.006181%
5672 | 0.005478% | 0.0128% | 0.005503% | 0.01061% | 0.01022% | 0.01128% | 0.007365% | 0.01332% | 0.01103% | 0.01332% | 0.01022% | 0.01061% | 0.01022% | 0.01139% | 0.004276% | 0.01061% | 0.01022% | 0.01128% | 0.007365% | 0.01332% | 0.01103% | 0.01103% | 0.01332% | 0.01022% | 0.01061% | 0.01022% | 0.01139% | 0.004276% | 0.005478% | 0.005478%
5673 | 0.005472% | 0.01419% | 0.005516% | 0.01313% | 0.01138% | 0.01177% | 0.008181% | 0.01419% | 0.01155% | 0.01419% | 0.01138% | 0.01313% | 0.01138% | 0.01384% | 0.004312% | 0.01313% | 0.01138% | 0.01177% | 0.008181% | 0.01419% | 0.01155% | 0.01155% | 0.01419% | 0.01138% | 0.01313% | 0.01138% | 0.01384% | 0.004312% | 0.005472% | 0.005472%
5674 | 0.006066% | 0.01574% | 0.006145% | 0.01542% | 0.01217% | 0.01293% | 0.009275% | 0.01548% | 0.01182% | 0.01548% | 0.01217% | 0.01542% | 0.01217% | 0.01581% | 0.004366% | 0.01542% | 0.01217% | 0.01293% | 0.009275% | 0.01548% | 0.01182% | 0.01182% | 0.01548% | 0.01217% | 0.01542% | 0.01217% | 0.01581% | 0.004366% | 0.006066% | 0.006066%
5675 | 0.006652% | 0.01684% | 0.006797% | 0.01723% | 0.01252% | 0.01404% | 0.01042% | 0.01598% | 0.01181% | 0.01598% | 0.01252% | 0.01723% | 0.01252% | 0.01738% | 0.00441% | 0.01723% | 0.01252% | 0.01404% | 0.01042% | 0.01598% | 0.01181% | 0.01181% | 0.01598% | 0.01252% | 0.01723% | 0.01252% | 0.01738% | 0.00441% | 0.006652% | 0.006652%
5676 | 0.00722% | 0.01687% | 0.007516% | 0.0186% | 0.01277% | 0.01357% | 0.01129% | 0.01608% | 0.01188% | 0.01608% | 0.01277% | 0.0186% | 0.01277% | 0.01862% | 0.004449% | 0.0186% | 0.01277% | 0.01357% | 0.01129% | 0.01608% | 0.01188% | 0.01188% | 0.01608% | 0.01277% | 0.0186% | 0.01277% | 0.01862% | 0.004449% | 0.00722% | 0.00722%
5677 | 0.008032% | 0.01636% | 0.007993% | 0.0195% | 0.01315% | 0.01283% | 0.01157% | 0.01626% | 0.01205% | 0.01626% | 0.01315% | 0.0195% | 0.01315% | 0.01961% | 0.004471% | 0.0195% | 0.01315% | 0.01283% | 0.01157% | 0.01626% | 0.01205% | 0.01205% | 0.01626% | 0.01315% | 0.0195% | 0.01315% | 0.01961% | 0.004471% | 0.008032% | 0.008032%
5678 | 0.008169% | 0.01527% | 0.007991% | 0.0196% | 0.01341% | 0.01201% | 0.01141% | 0.01623% | 0.0122% | 0.01623% | 0.01341% | 0.0196% | 0.01341% | 0.02027% | 0.004463% | 0.0196% | 0.01341% | 0.01201% | 0.01141% | 0.01623% | 0.0122% | 0.0122% | 0.01623% | 0.01341% | 0.0196% | 0.01341% | 0.02027% | 0.004463% | 0.008169% | 0.008169%
5679 | 0.008004% | 0.01417% | 0.007831% | 0.01928% | 0.01357% | 0.01129% | 0.01091% | 0.01661% | 0.0124% | 0.01661% | 0.01357% | 0.01928% | 0.01357% | 0.02061% | 0.004456% | 0.01928% | 0.01357% | 0.01129% | 0.01091% | 0.01661% | 0.0124% | 0.0124% | 0.01661% | 0.01357% | 0.01928% | 0.01357% | 0.02061% | 0.004456% | 0.008004% | 0.008004%
5680 | 0.008033% | 0.01343% | 0.007615% | 0.01879% | 0.01357% | 0.01106% | 0.01028% | 0.01523% | 0.01252% | 0.01523% | 0.01357% | 0.01879% | 0.01357% | 0.02064% | 0.004457% | 0.01879% | 0.01357% | 0.01106% | 0.01028% | 0.01523% | 0.01252% | 0.01252% | 0.01523% | 0.01357% | 0.01879% | 0.01357% | 0.02064% | 0.004457% | 0.008033% | 0.008033%
5681 | 0.007805% | 0.01254% | 0.007347% | 0.01781% | 0.0131% | 0.01092% | 0.009444% | 0.01474% | 0.01219% | 0.01474% | 0.0131% | 0.01781% | 0.0131% | 0.02011% | 0.004448% | 0.01781% | 0.0131% | 0.01092% | 0.009444% | 0.01474% | 0.01219% | 0.01219% | 0.01474% | 0.0131% | 0.01781% | 0.0131% | 0.02011% | 0.004448% | 0.007805% | 0.007805%
5682 | 0.004385% | 0.01204% | 0.004075% | 0.0164% | 0.01208% | 0.01126% | 0.008401% | 0.01407% | 0.01153% | 0.01407% | 0.01208% | 0.0164% | 0.01208% | 0.01891% | 0.00438% | 0.0164% | 0.01208% | 0.01126% | 0.008401% | 0.01407% | 0.01153% | 0.01153% | 0.01407% | 0.01208% | 0.0164% | 0.01208% | 0.01891% | 0.00438% | 0.004385% | 0.004385%
5683 | 0.005426% | 0.01183% | 0.004988% | 0.01517% | 0.01111% | 0.01192% | 0.008356% | 0.01334% | 0.01085% | 0.01334% | 0.01111% | 0.01517% | 0.01111% | 0.01781% | 0.005378% | 0.01517% | 0.01111% | 0.01192% | 0.008356% | 0.01334% | 0.01085% | 0.01085% | 0.01334% | 0.01111% | 0.01517% | 0.01111% | 0.01781% | 0.005378% | 0.005426% | 0.005426%
5684 | 0.006403% | 0.01175% | 0.006116% | 0.01407% | 0.01076% | 0.01227% | 0.009157% | 0.01274% | 0.01039% | 0.01274% | 0.01076% | 0.01407% | 0.01076% | 0.01675% | 0.006878% | 0.01407% | 0.01076% | 0.01227% | 0.009157% | 0.01274% | 0.01039% | 0.01039% | 0.01274% | 0.01076% | 0.01407% | 0.01076% | 0.01675% | 0.006878% | 0.006403% | 0.006403%
5685 | 0.006486% | 0.01164% | 0.006139% | 0.01189% | 0.009924% | 0.01213% | 0.008993% | 0.01216% | 0.009787% | 0.01216% | 0.009924% | 0.01189% | 0.009924% | 0.01381% | 0.006872% | 0.01189% | 0.009924% | 0.01213% | 0.008993% | 0.01216% | 0.009787% | 0.009787% | 0.01216% | 0.009924% | 0.01189% | 0.009924% | 0.01381% | 0.006872% | 0.006486% | 0.006486%
5686 | 0.006318% | 0.0116% | 0.00612% | 0.009165% | 0.009442% | 0.01217% | 0.008977% | 0.01157% | 0.009301% | 0.01157% | 0.009442% | 0.009165% | 0.009442% | 0.009584% | 0.006878% | 0.009165% | 0.009442% | 0.01217% | 0.008977% | 0.01157% | 0.009301% | 0.009301% | 0.01157% | 0.009442% | 0.009165% | 0.009442% | 0.009584% | 0.006878% | 0.006318% | 0.006318%
5687 | 0.006278% | 0.01158% | 0.006152% | 0.007332% | 0.00914% | 0.01207% | 0.009012% | 0.01033% | 0.008982% | 0.01033% | 0.00914% | 0.007332% | 0.00914% | 0.006715% | 0.006888% | 0.007332% | 0.00914% | 0.01207% | 0.009012% | 0.01033% | 0.008982% | 0.008982% | 0.01033% | 0.00914% | 0.007332% | 0.00914% | 0.006715% | 0.006888% | 0.006278% | 0.006278%
5688 | 0.005776% | 0.01085% | 0.005703% | 0.00657% | 0.008905% | 0.01168% | 0.008942% | 0.009147% | 0.008833% | 0.009147% | 0.008905% | 0.00657% | 0.008905% | 0.005315% | 0.006885% | 0.00657% | 0.008905% | 0.01168% | 0.008942% | 0.009147% | 0.008833% | 0.008833% | 0.009147% | 0.008905% | 0.00657% | 0.008905% | 0.005315% | 0.006885% | 0.005776% | 0.005776%
5689 | 0.005363% | 0.009121% | 0.005341% | 0.006292% | 0.007832% | 0.01197% | 0.007659% | 0.00922% | 0.008033% | 0.00922% | 0.007832% | 0.006292% | 0.007832% | 0.004748% | 0.006847% | 0.006292% | 0.007832% | 0.01197% | 0.007659% | 0.00922% | 0.008033% | 0.008033% | 0.00922% | 0.007832% | 0.006292% | 0.007832% | 0.004748% | 0.006847% | 0.005363% | 0.005363%
5690 | 0.005468% | 0.00897% | 0.00541% | 0.006149% | 0.00791% | 0.01194% | 0.007697% | 0.008573% | 0.008098% | 0.008573% | 0.00791% | 0.006149% | 0.00791% | 0.004432% | 0.006851% | 0.006149% | 0.00791% | 0.01194% | 0.007697% | 0.008573% | 0.008098% | 0.008098% | 0.008573% | 0.00791% | 0.006149% | 0.00791% | 0.004432% | 0.006851% | 0.005468% | 0.005468%
5691 | 0.005194% | 0.008864% | 0.005123% | 0.006072% | 0.007785% | 0.01194% | 0.007699% | 0.00817% | 0.007861% | 0.00817% | 0.007785% | 0.006072% | 0.007785% | 0.004399% | 0.006856% | 0.006072% | 0.007785% | 0.01194% | 0.007699% | 0.00817% | 0.007861% | 0.007861% | 0.00817% | 0.007785% | 0.006072% | 0.007785% | 0.004399% | 0.006856% | 0.005194% | 0.005194%
5692 | 0.005215% | 0.008769% | 0.005233% | 0.006074% | 0.007851% | 0.01196% | 0.007786% | 0.008339% | 0.007946% | 0.008339% | 0.007851% | 0.006074% | 0.007851% | 0.00475% | 0.006861% | 0.006074% | 0.007851% | 0.01196% | 0.007786% | 0.008339% | 0.007946% | 0.007946% | 0.008339% | 0.007851% | 0.006074% | 0.007851% | 0.00475% | 0.006861% | 0.005215% | 0.005215%
5693 | 0.005237% | 0.008679% | 0.005271% | 0.006785% | 0.007995% | 0.01203% | 0.007938% | 0.008945% | 0.008028% | 0.008945% | 0.007995% | 0.006785% | 0.007995% | 0.005644% | 0.006864% | 0.006785% | 0.007995% | 0.01203% | 0.007938% | 0.008945% | 0.008028% | 0.008028% | 0.008945% | 0.007995% | 0.006785% | 0.007995% | 0.005644% | 0.006864% | 0.005237% | 0.005237%
5694 | 0.004027% | 0.008653% | 0.003925% | 0.006206% | 0.007261% | 0.0113% | 0.006479% | 0.009142% | 0.007602% | 0.009142% | 0.007261% | 0.006206% | 0.007261% | 0.005981% | 0.005058% | 0.006206% | 0.007261% | 0.0113% | 0.006479% | 0.009142% | 0.007602% | 0.007602% | 0.009142% | 0.007261% | 0.006206% | 0.007261% | 0.005981% | 0.005058% | 0.004027% | 0.004027%
5695 | 0.004814% | 0.009444% | 0.005247% | 0.006617% | 0.007197% | 0.01084% | 0.006069% | 0.01064% | 0.007568% | 0.01064% | 0.007197% | 0.006617% | 0.007197% | 0.007211% | 0.00426% | 0.006617% | 0.007197% | 0.01084% | 0.006069% | 0.01064% | 0.007568% | 0.007568% | 0.01064% | 0.007197% | 0.006617% | 0.007197% | 0.007211% | 0.00426% | 0.004814% | 0.004814%
5696 | 0.005271% | 0.01012% | 0.004678% | 0.008133% | 0.007985% | 0.01142% | 0.006681% | 0.01295% | 0.008372% | 0.01295% | 0.007985% | 0.008133% | 0.007985% | 0.00975% | 0.004247% | 0.008133% | 0.007985% | 0.01142% | 0.006681% | 0.01295% | 0.008372% | 0.008372% | 0.01295% | 0.007985% | 0.008133% | 0.007985% | 0.00975% | 0.004247% | 0.005271% | 0.005271%
5697 | 0.005291% | 0.01127% | 0.004953% | 0.01046% | 0.008623% | 0.0125% | 0.006985% | 0.01474% | 0.009001% | 0.01474% | 0.008623% | 0.01046% | 0.008623% | 0.01254% | 0.004274% | 0.01046% | 0.008623% | 0.0125% | 0.006985% | 0.01474% | 0.009001% | 0.009001% | 0.01474% | 0.008623% | 0.01046% | 0.008623% | 0.01254% | 0.004274% | 0.005291% | 0.005291%
5698 | 0.005692% | 0.01235% | 0.00546% | 0.01325% | 0.008856% | 0.01383% | 0.007128% | 0.01588% | 0.009063% | 0.01588% | 0.008856% | 0.01325% | 0.008856% | 0.01516% | 0.004337% | 0.01325% | 0.008856% | 0.01383% | 0.007128% | 0.01588% | 0.009063% | 0.009063% | 0.01588% | 0.008856% | 0.01325% | 0.008856% | 0.01516% | 0.004337% | 0.005692% | 0.005692%
5699 | 0.00641% | 0.01356% | 0.006446% | 0.01588% | 0.009% | 0.01461% | 0.007315% | 0.01648% | 0.008991% | 0.01648% | 0.009% | 0.01588% | 0.009% | 0.01732% | 0.004416% | 0.01588% | 0.009% | 0.01461% | 0.007315% | 0.01648% | 0.008991% | 0.008991% | 0.01648% | 0.009% | 0.01588% | 0.009% | 0.01732% | 0.004416% | 0.00641% | 0.00641%
5700 | 0.007688% | 0.01423% | 0.007534% | 0.01812% | 0.009272% | 0.01466% | 0.007713% | 0.01698% | 0.009107% | 0.01698% | 0.009272% | 0.01812% | 0.009272% | 0.01895% | 0.004474% | 0.01812% | 0.009272% | 0.01466% | 0.007713% | 0.01698% | 0.009107% | 0.009107% | 0.01698% | 0.009272% | 0.01812% | 0.009272% | 0.01895% | 0.004474% | 0.007688% | 0.007688%
5701 | 0.008413% | 0.01432% | 0.008159% | 0.01926% | 0.009613% | 0.01405% | 0.008039% | 0.0175% | 0.009407% | 0.0175% | 0.009613% | 0.01926% | 0.009613% | 0.01993% | 0.0045% | 0.01926% | 0.009613% | 0.01405% | 0.008039% | 0.0175% | 0.009407% | 0.009407% | 0.0175% | 0.009613% | 0.01926% | 0.009613% | 0.01993% | 0.0045% | 0.008413% | 0.008413%
5702 | 0.008475% | 0.01373% | 0.008059% | 0.01929% | 0.009764% | 0.0132% | 0.008201% | 0.01745% | 0.009473% | 0.01745% | 0.009764% | 0.01929% | 0.009764% | 0.02032% | 0.004494% | 0.01929% | 0.009764% | 0.0132% | 0.008201% | 0.01745% | 0.009473% | 0.009473% | 0.01745% | 0.009764% | 0.01929% | 0.009764% | 0.02032% | 0.004494% | 0.008475% | 0.008475%
5703 | 0.008702% | 0.01276% | 0.008088% | 0.01888% | 0.009785% | 0.01249% | 0.008235% | 0.01744% | 0.009283% | 0.01744% | 0.009785% | 0.01888% | 0.009785% | 0.02042% | 0.004477% | 0.01888% | 0.009785% | 0.01249% | 0.008235% | 0.01744% | 0.009283% | 0.009283% | 0.01744% | 0.009785% | 0.01888% | 0.009785% | 0.02042% | 0.004477% | 0.008702% | 0.008702%
5704 | 0.008339% | 0.01175% | 0.007741% | 0.0177% | 0.009399% | 0.01204% | 0.007888% | 0.01543% | 0.008933% | 0.01543% | 0.009399% | 0.0177% | 0.009399% | 0.01971% | 0.004437% | 0.0177% | 0.009399% | 0.01204% | 0.007888% | 0.01543% | 0.008933% | 0.008933% | 0.01543% | 0.009399% | 0.0177% | 0.009399% | 0.01971% | 0.004437% | 0.008339% | 0.008339%
5705 | 0.007322% | 0.01083% | 0.006847% | 0.01607% | 0.00872% | 0.01176% | 0.007232% | 0.01444% | 0.008466% | 0.01444% | 0.00872% | 0.01607% | 0.00872% | 0.01826% | 0.004353% | 0.01607% | 0.00872% | 0.01176% | 0.007232% | 0.01444% | 0.008466% | 0.008466% | 0.01444% | 0.00872% | 0.01607% | 0.00872% | 0.01826% | 0.004353% | 0.007322% | 0.007322%
5706 | 0.003806% | 0.01021% | 0.003356% | 0.01398% | 0.007983% | 0.012% | 0.006508% | 0.01385% | 0.008077% | 0.01385% | 0.007983% | 0.01398% | 0.007983% | 0.01613% | 0.004286% | 0.01398% | 0.007983% | 0.012% | 0.006508% | 0.01385% | 0.008077% | 0.008077% | 0.01385% | 0.007983% | 0.01398% | 0.007983% | 0.01613% | 0.004286% | 0.003806% | 0.003806%
5707 | 0.004462% | 0.01002% | 0.004162% | 0.0124% | 0.007764% | 0.01276% | 0.0068% | 0.01344% | 0.007952% | 0.01344% | 0.007764% | 0.0124% | 0.007764% | 0.01429% | 0.00537% | 0.0124% | 0.007764% | 0.01276% | 0.0068% | 0.01344% | 0.007952% | 0.007952% | 0.01344% | 0.007764% | 0.0124% | 0.007764% | 0.01429% | 0.00537% | 0.004462% | 0.004462%
5708 | 0.005497% | 0.01005% | 0.005178% | 0.01137% | 0.008029% | 0.01302% | 0.007686% | 0.01309% | 0.008017% | 0.01309% | 0.008029% | 0.01137% | 0.008029% | 0.01275% | 0.006865% | 0.01137% | 0.008029% | 0.01302% | 0.007686% | 0.01309% | 0.008017% | 0.008017% | 0.01309% | 0.008029% | 0.01137% | 0.008029% | 0.01275% | 0.006865% | 0.005497% | 0.005497%
5709 | 0.00567% | 0.00998% | 0.005299% | 0.01002% | 0.008006% | 0.01257% | 0.007605% | 0.01264% | 0.008073% | 0.01264% | 0.008006% | 0.01002% | 0.008006% | 0.01052% | 0.006864% | 0.01002% | 0.008006% | 0.01257% | 0.007605% | 0.01264% | 0.008073% | 0.008073% | 0.01264% | 0.008006% | 0.01002% | 0.008006% | 0.01052% | 0.006864% | 0.00567% | 0.00567%
5710 | 0.005593% | 0.009918% | 0.005363% | 0.00886% | 0.008029% | 0.01248% | 0.007647% | 0.01217% | 0.008089% | 0.01217% | 0.008029% | 0.00886% | 0.008029% | 0.008491% | 0.006864% | 0.00886% | 0.008029% | 0.01248% | 0.007647% | 0.01217% | 0.008089% | 0.008089% | 0.01217% | 0.008029% | 0.00886% | 0.008029% | 0.008491% | 0.006864% | 0.005593% | 0.005593%
5711 | 0.005676% | 0.009837% | 0.005565% | 0.007992% | 0.008112% | 0.01242% | 0.007727% | 0.01127% | 0.008223% | 0.01127% | 0.008112% | 0.007992% | 0.008112% | 0.006679% | 0.006865% | 0.007992% | 0.008112% | 0.01242% | 0.007727% | 0.01127% | 0.008223% | 0.008223% | 0.01127% | 0.008112% | 0.007992% | 0.008112% | 0.006679% | 0.006865% | 0.005676% | 0.005676%
5712 | 0.00557% | 0.01021% | 0.005402% | 0.006896% | 0.008457% | 0.01239% | 0.00816% | 0.009953% | 0.008443% | 0.009953% | 0.008457% | 0.006896% | 0.008457% | 0.005393% | 0.006834% | 0.006896% | 0.008457% | 0.01239% | 0.00816% | 0.009953% | 0.008443% | 0.008443% | 0.009953% | 0.008457% | 0.006896% | 0.008457% | 0.005393% | 0.006834% | 0.00557% | 0.00557%
5713 | 0.007087% | 0.01011% | 0.006592% | 0.006073% | 0.009218% | 0.01099% | 0.009293% | 0.008845% | 0.009245% | 0.008845% | 0.009218% | 0.006073% | 0.009218% | 0.004732% | 0.006859% | 0.006073% | 0.009218% | 0.01099% | 0.009293% | 0.008845% | 0.009245% | 0.009245% | 0.008845% | 0.009218% | 0.006073% | 0.009218% | 0.004732% | 0.006859% | 0.007087% | 0.007087%
5714 | 0.007054% | 0.01% | 0.006597% | 0.005928% | 0.009193% | 0.01098% | 0.009128% | 0.007687% | 0.009534% | 0.007687% | 0.009193% | 0.005928% | 0.009193% | 0.004696% | 0.006876% | 0.005928% | 0.009193% | 0.01098% | 0.009128% | 0.007687% | 0.009534% | 0.009534% | 0.007687% | 0.009193% | 0.005928% | 0.009193% | 0.004696% | 0.006876% | 0.007054% | 0.007054%
5715 | 0.007307% | 0.009884% | 0.006529% | 0.005888% | 0.009364% | 0.01092% | 0.009102% | 0.006718% | 0.01023% | 0.006718% | 0.009364% | 0.005888% | 0.009364% | 0.004865% | 0.007109% | 0.005888% | 0.009364% | 0.01092% | 0.009102% | 0.006718% | 0.01023% | 0.01023% | 0.006718% | 0.009364% | 0.005888% | 0.009364% | 0.004865% | 0.007109% | 0.007307% | 0.007307%
5716 | 0.007915% | 0.009782% | 0.006474% | 0.006023% | 0.01002% | 0.01087% | 0.009479% | 0.006504% | 0.01094% | 0.006504% | 0.01002% | 0.006023% | 0.01002% | 0.005252% | 0.007786% | 0.006023% | 0.01002% | 0.01087% | 0.009479% | 0.006504% | 0.01094% | 0.01094% | 0.006504% | 0.01002% | 0.006023% | 0.01002% | 0.005252% | 0.007786% | 0.007915% | 0.007915%
5717 | 0.009079% | 0.009968% | 0.006702% | 0.006985% | 0.0112% | 0.0106% | 0.01053% | 0.007489% | 0.01189% | 0.007489% | 0.0112% | 0.006985% | 0.0112% | 0.005811% | 0.009202% | 0.006985% | 0.0112% | 0.0106% | 0.01053% | 0.007489% | 0.01189% | 0.01189% | 0.007489% | 0.0112% | 0.006985% | 0.0112% | 0.005811% | 0.009202% | 0.009079% | 0.009079%
5718 | 0.01% | 0.01009% | 0.007939% | 0.006982% | 0.01275% | 0.01016% | 0.01087% | 0.008813% | 0.01343% | 0.008813% | 0.01275% | 0.006982% | 0.01275% | 0.00635% | 0.00986% | 0.006982% | 0.01275% | 0.01016% | 0.01087% | 0.008813% | 0.01343% | 0.01343% | 0.008813% | 0.01275% | 0.006982% | 0.01275% | 0.00635% | 0.00986% | 0.01% | 0.01%
5719 | 0.01433% | 0.01138% | 0.01027% | 0.008673% | 0.01481% | 0.01039% | 0.01262% | 0.01177% | 0.01469% | 0.01177% | 0.01481% | 0.008673% | 0.01481% | 0.008827% | 0.01218% | 0.008673% | 0.01481% | 0.01039% | 0.01262% | 0.01177% | 0.01469% | 0.01469% | 0.01177% | 0.01481% | 0.008673% | 0.01481% | 0.008827% | 0.01218% | 0.01433% | 0.01433%
5720 | 0.01664% | 0.01458% | 0.01627% | 0.01176% | 0.01712% | 0.01137% | 0.01519% | 0.01393% | 0.01587% | 0.01393% | 0.01712% | 0.01176% | 0.01712% | 0.01295% | 0.01509% | 0.01176% | 0.01712% | 0.01137% | 0.01519% | 0.01393% | 0.01587% | 0.01587% | 0.01393% | 0.01712% | 0.01176% | 0.01712% | 0.01295% | 0.01509% | 0.01664% | 0.01664%
5721 | 0.01924% | 0.0183% | 0.0187% | 0.01447% | 0.01913% | 0.01266% | 0.01768% | 0.01448% | 0.01701% | 0.01448% | 0.01913% | 0.01447% | 0.01913% | 0.01593% | 0.01738% | 0.01447% | 0.01913% | 0.01266% | 0.01768% | 0.01448% | 0.01701% | 0.01701% | 0.01448% | 0.01913% | 0.01447% | 0.01913% | 0.01593% | 0.01738% | 0.01924% | 0.01924%
5722 | 0.02186% | 0.02109% | 0.02076% | 0.01668% | 0.02031% | 0.01392% | 0.01983% | 0.01492% | 0.01737% | 0.01492% | 0.02031% | 0.01668% | 0.02031% | 0.0181% | 0.01902% | 0.01668% | 0.02031% | 0.01392% | 0.01983% | 0.01492% | 0.01737% | 0.01737% | 0.01492% | 0.02031% | 0.01668% | 0.02031% | 0.0181% | 0.01902% | 0.02186% | 0.02186%
5723 | 0.02334% | 0.02208% | 0.02213% | 0.01829% | 0.02035% | 0.01462% | 0.0209% | 0.01452% | 0.01687% | 0.01452% | 0.02035% | 0.01829% | 0.02035% | 0.01969% | 0.02007% | 0.01829% | 0.02035% | 0.01462% | 0.0209% | 0.01452% | 0.01687% | 0.01687% | 0.01452% | 0.02035% | 0.01829% | 0.02035% | 0.01969% | 0.02007% | 0.02334% | 0.02334%
5724 | 0.02431% | 0.02175% | 0.02347% | 0.01938% | 0.01994% | 0.0144% | 0.02129% | 0.01357% | 0.01636% | 0.01357% | 0.01994% | 0.01938% | 0.01994% | 0.02072% | 0.02051% | 0.01938% | 0.01994% | 0.0144% | 0.02129% | 0.01357% | 0.01636% | 0.01636% | 0.01357% | 0.01994% | 0.01938% | 0.01994% | 0.02072% | 0.02051% | 0.02431% | 0.02431%
5725 | 0.02431% | 0.02099% | 0.02432% | 0.01993% | 0.01897% | 0.01328% | 0.02106% | 0.01278% | 0.01577% | 0.01278% | 0.01897% | 0.01993% | 0.01897% | 0.02126% | 0.02053% | 0.01993% | 0.01897% | 0.01328% | 0.02106% | 0.01278% | 0.01577% | 0.01577% | 0.01278% | 0.01897% | 0.01993% | 0.01897% | 0.02126% | 0.02053% | 0.02431% | 0.02431%
5726 | 0.02326% | 0.01835% | 0.02465% | 0.02006% | 0.01754% | 0.01241% | 0.02011% | 0.01233% | 0.01462% | 0.01233% | 0.01754% | 0.02006% | 0.01754% | 0.02139% | 0.02021% | 0.02006% | 0.01754% | 0.01241% | 0.02011% | 0.01233% | 0.01462% | 0.01462% | 0.01233% | 0.01754% | 0.02006% | 0.01754% | 0.02139% | 0.02021% | 0.02326% | 0.02326%
5727 | 0.02129% | 0.0154% | 0.02378% | 0.01966% | 0.01624% | 0.01183% | 0.0184% | 0.01267% | 0.01366% | 0.01267% | 0.01624% | 0.01966% | 0.01624% | 0.02079% | 0.01912% | 0.01966% | 0.01624% | 0.01183% | 0.0184% | 0.01267% | 0.01366% | 0.01366% | 0.01267% | 0.01624% | 0.01966% | 0.01624% | 0.02079% | 0.01912% | 0.02129% | 0.02129%
5728 | 0.01828% | 0.01373% | 0.02265% | 0.01896% | 0.01498% | 0.01157% | 0.01637% | 0.01122% | 0.01284% | 0.01122% | 0.01498% | 0.01896% | 0.01498% | 0.01936% | 0.01692% | 0.01896% | 0.01498% | 0.01157% | 0.01637% | 0.01122% | 0.01284% | 0.01284% | 0.01122% | 0.01498% | 0.01896% | 0.01498% | 0.01936% | 0.01692% | 0.01828% | 0.01828%
5729 | 0.01556% | 0.01176% | 0.02148% | 0.01802% | 0.01345% | 0.0113% | 0.01442% | 0.01107% | 0.01207% | 0.01107% | 0.01345% | 0.01802% | 0.01345% | 0.01756% | 0.01405% | 0.01802% | 0.01345% | 0.0113% | 0.01442% | 0.01107% | 0.01207% | 0.01207% | 0.01107% | 0.01345% | 0.01802% | 0.01345% | 0.01756% | 0.01405% | 0.01556% | 0.01556%
5730 | 0.008564% | 0.01097% | 0.01449% | 0.01674% | 0.01176% | 0.01109% | 0.0128% | 0.01097% | 0.01112% | 0.01097% | 0.01176% | 0.01674% | 0.01176% | 0.01557% | 0.01111% | 0.01674% | 0.01176% | 0.01109% | 0.0128% | 0.01097% | 0.01112% | 0.01112% | 0.01097% | 0.01176% | 0.01674% | 0.01176% | 0.01557% | 0.01111% | 0.008564% | 0.008564%
5731 | 0.008188% | 0.01058% | 0.01436% | 0.01552% | 0.01057% | 0.01132% | 0.01206% | 0.01089% | 0.01032% | 0.01089% | 0.01057% | 0.01552% | 0.01057% | 0.01435% | 0.01005% | 0.01552% | 0.01057% | 0.01132% | 0.01206% | 0.01089% | 0.01032% | 0.01032% | 0.01089% | 0.01057% | 0.01552% | 0.01057% | 0.01435% | 0.01005% | 0.008188% | 0.008188%
5732 | 0.008099% | 0.01044% | 0.01376% | 0.01446% | 0.01005% | 0.01131% | 0.0118% | 0.01109% | 0.009652% | 0.01109% | 0.01005% | 0.01446% | 0.01005% | 0.01352% | 0.01008% | 0.01446% | 0.01005% | 0.01131% | 0.0118% | 0.01109% | 0.009652% | 0.009652% | 0.01109% | 0.01005% | 0.01446% | 0.01005% | 0.01352% | 0.01008% | 0.008099% | 0.008099%
5733 | 0.007729% | 0.01023% | 0.007072% | 0.01229% | 0.009478% | 0.01092% | 0.01067% | 0.01135% | 0.009185% | 0.01135% | 0.009478% | 0.01229% | 0.009478% | 0.01109% | 0.009119% | 0.01229% | 0.009478% | 0.01092% | 0.01067% | 0.01135% | 0.009185% | 0.009185% | 0.01135% | 0.009478% | 0.01229% | 0.009478% | 0.01109% | 0.009119% | 0.007729% | 0.007729%
5734 | 0.007245% | 0.01007% | 0.006569% | 0.009542% | 0.009179% | 0.01082% | 0.009726% | 0.01148% | 0.008954% | 0.01148% | 0.009179% | 0.009542% | 0.009179% | 0.007574% | 0.008341% | 0.009542% | 0.009179% | 0.01082% | 0.009726% | 0.01148% | 0.008954% | 0.008954% | 0.01148% | 0.009179% | 0.009542% | 0.009179% | 0.007574% | 0.008341% | 0.007245% | 0.007245%
5735 | 0.007018% | 0.009984% | 0.006542% | 0.00774% | 0.008984% | 0.01073% | 0.009167% | 0.01141% | 0.00886% | 0.01141% | 0.008984% | 0.00774% | 0.008984% | 0.005335% | 0.007738% | 0.00774% | 0.008984% | 0.01073% | 0.009167% | 0.01141% | 0.00886% | 0.00886% | 0.01141% | 0.008984% | 0.00774% | 0.008984% | 0.005335% | 0.007738% | 0.007018% | 0.007018%
5736 | 0.006676% | 0.009886% | 0.006222% | 0.006763% | 0.008722% | 0.01113% | 0.008641% | 0.009755% | 0.008698% | 0.009755% | 0.008722% | 0.006763% | 0.008722% | 0.004894% | 0.007066% | 0.006763% | 0.008722% | 0.01113% | 0.008641% | 0.009755% | 0.008698% | 0.008698% | 0.009755% | 0.008722% | 0.006763% | 0.008722% | 0.004894% | 0.007066% | 0.006676% | 0.006676%
5737 | 0.007052% | 0.009897% | 0.006511% | 0.006007% | 0.008711% | 0.01064% | 0.008774% | 0.008072% | 0.00878% | 0.008072% | 0.008711% | 0.006007% | 0.008711% | 0.004672% | 0.006866% | 0.006007% | 0.008711% | 0.01064% | 0.008774% | 0.008072% | 0.00878% | 0.00878% | 0.008072% | 0.008711% | 0.006007% | 0.008711% | 0.004672% | 0.006866% | 0.007052% | 0.007052%
5738 | 0.007085% | 0.009834% | 0.006514% | 0.005846% | 0.008687% | 0.0107% | 0.00875% | 0.006997% | 0.009029% | 0.006997% | 0.008687% | 0.005846% | 0.008687% | 0.004646% | 0.006883% | 0.005846% | 0.008687% | 0.0107% | 0.00875% | 0.006997% | 0.009029% | 0.009029% | 0.006997% | 0.008687% | 0.005846% | 0.008687% | 0.004646% | 0.006883% | 0.007085% | 0.007085%
5739 | 0.007227% | 0.009756% | 0.006452% | 0.005813% | 0.008822% | 0.01078% | 0.008789% | 0.006138% | 0.00956% | 0.006138% | 0.008822% | 0.005813% | 0.008822% | 0.004808% | 0.007118% | 0.005813% | 0.008822% | 0.01078% | 0.008789% | 0.006138% | 0.00956% | 0.00956% | 0.006138% | 0.008822% | 0.005813% | 0.008822% | 0.004808% | 0.007118% | 0.007227% | 0.007227%
5740 | 0.007839% | 0.009705% | 0.006432% | 0.00594% | 0.009442% | 0.0108% | 0.009156% | 0.006016% | 0.0103% | 0.006016% | 0.009442% | 0.00594% | 0.009442% | 0.005197% | 0.007792% | 0.00594% | 0.009442% | 0.0108% | 0.009156% | 0.006016% | 0.0103% | 0.0103% | 0.006016% | 0.009442% | 0.00594% | 0.009442% | 0.005197% | 0.007792% | 0.007839% | 0.007839%
5741 | 0.009053% | 0.01015% | 0.006686% | 0.006855% | 0.01049% | 0.01058% | 0.01009% | 0.007011% | 0.01119% | 0.007011% | 0.01049% | 0.006855% | 0.01049% | 0.005737% | 0.009207% | 0.006855% | 0.01049% | 0.01058% | 0.01009% | 0.007011% | 0.01119% | 0.01119% | 0.007011% | 0.01049% | 0.006855% | 0.01049% | 0.005737% | 0.009207% | 0.009053% | 0.009053%
5742 | 0.009977% | 0.01012% | 0.009956% | 0.006861% | 0.01199% | 0.01022% | 0.01033% | 0.008536% | 0.01285% | 0.008536% | 0.01199% | 0.006861% | 0.01199% | 0.006291% | 0.009862% | 0.006861% | 0.01199% | 0.01022% | 0.01033% | 0.008536% | 0.01285% | 0.01285% | 0.008536% | 0.01199% | 0.006861% | 0.01199% | 0.006291% | 0.009862% | 0.009977% | 0.009977%
5743 | 0.01458% | 0.01139% | 0.01503% | 0.008481% | 0.01402% | 0.01022% | 0.01196% | 0.01148% | 0.01426% | 0.01148% | 0.01402% | 0.008481% | 0.01402% | 0.008678% | 0.01218% | 0.008481% | 0.01402% | 0.01022% | 0.01196% | 0.01148% | 0.01426% | 0.01426% | 0.01148% | 0.01402% | 0.008481% | 0.01402% | 0.008678% | 0.01218% | 0.01458% | 0.01458%
5744 | 0.01655% | 0.01456% | 0.01709% | 0.01153% | 0.01636% | 0.0108% | 0.01444% | 0.01366% | 0.01548% | 0.01366% | 0.01636% | 0.01153% | 0.01636% | 0.01257% | 0.01507% | 0.01153% | 0.01636% | 0.0108% | 0.01444% | 0.01366% | 0.01548% | 0.01548% | 0.01366% | 0.01636% | 0.01153% | 0.01636% | 0.01257% | 0.01507% | 0.01655% | 0.01655%
5745 | 0.01899% | 0.01837% | 0.019% | 0.01421% | 0.01833% | 0.01201% | 0.01685% | 0.01416% | 0.01646% | 0.01416% | 0.01833% | 0.01421% | 0.01833% | 0.01541% | 0.01735% | 0.01421% | 0.01833% | 0.01201% | 0.01685% | 0.01416% | 0.01646% | 0.01646% | 0.01416% | 0.01833% | 0.01421% | 0.01833% | 0.01541% | 0.01735% | 0.01899% | 0.01899%
5746 | 0.02171% | 0.02116% | 0.0215% | 0.01654% | 0.0197% | 0.01369% | 0.01904% | 0.01469% | 0.01686% | 0.01469% | 0.0197% | 0.01654% | 0.0197% | 0.01763% | 0.019% | 0.01654% | 0.0197% | 0.01369% | 0.01904% | 0.01469% | 0.01686% | 0.01686% | 0.01469% | 0.0197% | 0.01654% | 0.0197% | 0.01763% | 0.019% | 0.02171% | 0.02171%
5747 | 0.02318% | 0.02214% | 0.02262% | 0.01819% | 0.0199% | 0.01476% | 0.02018% | 0.01439% | 0.01659% | 0.01439% | 0.0199% | 0.01819% | 0.0199% | 0.01925% | 0.02004% | 0.01819% | 0.0199% | 0.01476% | 0.02018% | 0.01439% | 0.01659% | 0.01659% | 0.01439% | 0.0199% | 0.01819% | 0.0199% | 0.01925% | 0.02004% | 0.02318% | 0.02318%
5748 | 0.02398% | 0.02182% | 0.02365% | 0.01929% | 0.01954% | 0.01436% | 0.02054% | 0.01354% | 0.01624% | 0.01354% | 0.01954% | 0.01929% | 0.01954% | 0.02025% | 0.02047% | 0.01929% | 0.01954% | 0.01436% | 0.02054% | 0.01354% | 0.01624% | 0.01624% | 0.01354% | 0.01954% | 0.01929% | 0.01954% | 0.02025% | 0.02047% | 0.02398% | 0.02398%
5749 | 0.02383% | 0.021% | 0.02425% | 0.01987% | 0.01848% | 0.01335% | 0.02031% | 0.01278% | 0.01548% | 0.01278% | 0.01848% | 0.01987% | 0.01848% | 0.02079% | 0.02046% | 0.01987% | 0.01848% | 0.01335% | 0.02031% | 0.01278% | 0.01548% | 0.01548% | 0.01278% | 0.01848% | 0.01987% | 0.01848% | 0.02079% | 0.02046% | 0.02383% | 0.02383%
5750 | 0.0224% | 0.01822% | 0.02365% | 0.0198% | 0.01699% | 0.01246% | 0.01936% | 0.01221% | 0.01418% | 0.01221% | 0.01699% | 0.0198% | 0.01699% | 0.02086% | 0.02011% | 0.0198% | 0.01699% | 0.01246% | 0.01936% | 0.01221% | 0.01418% | 0.01418% | 0.01221% | 0.01699% | 0.0198% | 0.01699% | 0.02086% | 0.02011% | 0.0224% | 0.0224%
5751 | 0.02029% | 0.01527% | 0.02267% | 0.01935% | 0.01571% | 0.01151% | 0.01764% | 0.01249% | 0.01325% | 0.01249% | 0.01571% | 0.01935% | 0.01571% | 0.02027% | 0.01898% | 0.01935% | 0.01571% | 0.01151% | 0.01764% | 0.01249% | 0.01325% | 0.01325% | 0.01249% | 0.01571% | 0.01935% | 0.01571% | 0.02027% | 0.01898% | 0.02029% | 0.02029%
5752 | 0.01723% | 0.01368% | 0.02138% | 0.01871% | 0.01458% | 0.01111% | 0.01564% | 0.01121% | 0.01272% | 0.01121% | 0.01458% | 0.01871% | 0.01458% | 0.0189% | 0.01677% | 0.01871% | 0.01458% | 0.01111% | 0.01564% | 0.01121% | 0.01272% | 0.01272% | 0.01121% | 0.01458% | 0.01871% | 0.01458% | 0.0189% | 0.01677% | 0.01723% | 0.01723%
5753 | 0.01428% | 0.01169% | 0.01994% | 0.01769% | 0.01305% | 0.01073% | 0.0137% | 0.01112% | 0.01204% | 0.01112% | 0.01305% | 0.01769% | 0.01305% | 0.01706% | 0.01393% | 0.01769% | 0.01305% | 0.01073% | 0.0137% | 0.01112% | 0.01204% | 0.01204% | 0.01112% | 0.01305% | 0.01769% | 0.01305% | 0.01706% | 0.01393% | 0.01428% | 0.01428%
5754 | 0.008137% | 0.0109% | 0.01397% | 0.01642% | 0.01138% | 0.01084% | 0.01218% | 0.01095% | 0.01105% | 0.01095% | 0.01138% | 0.01642% | 0.01138% | 0.01519% | 0.01103% | 0.01642% | 0.01138% | 0.01084% | 0.01218% | 0.01095% | 0.01105% | 0.01105% | 0.01095% | 0.01138% | 0.01642% | 0.01138% | 0.01519% | 0.01103% | 0.008137% | 0.008137%
5755 | 0.008017% | 0.01058% | 0.01215% | 0.01542% | 0.01047% | 0.0115% | 0.01188% | 0.01084% | 0.01025% | 0.01084% | 0.01047% | 0.01542% | 0.01047% | 0.01428% | 0.0102% | 0.01542% | 0.01047% | 0.0115% | 0.01188% | 0.01084% | 0.01025% | 0.01025% | 0.01084% | 0.01047% | 0.01542% | 0.01047% | 0.01428% | 0.0102% | 0.008017% | 0.008017%
5756 | 0.00802% | 0.01037% | 0.008807% | 0.01436% | 0.009982% | 0.01151% | 0.01161% | 0.01092% | 0.009533% | 0.01092% | 0.009982% | 0.01436% | 0.009982% | 0.01348% | 0.01008% | 0.01436% | 0.009982% | 0.01151% | 0.01161% | 0.01092% | 0.009533% | 0.009533% | 0.01092% | 0.009982% | 0.01436% | 0.009982% | 0.01348% | 0.01008% | 0.00802% | 0.00802%
5757 | 0.00771% | 0.01016% | 0.007256% | 0.01222% | 0.009415% | 0.01114% | 0.01055% | 0.01114% | 0.009094% | 0.01114% | 0.009415% | 0.01222% | 0.009415% | 0.01111% | 0.009118% | 0.01222% | 0.009415% | 0.01114% | 0.01055% | 0.01114% | 0.009094% | 0.009094% | 0.01114% | 0.009415% | 0.01222% | 0.009415% | 0.01111% | 0.009118% | 0.00771% | 0.00771%
5758 | 0.007186% | 0.01003% | 0.00654% | 0.009508% | 0.00915% | 0.011% | 0.00966% | 0.01135% | 0.008876% | 0.01135% | 0.00915% | 0.009508% | 0.00915% | 0.007602% | 0.008342% | 0.009508% | 0.00915% | 0.011% | 0.00966% | 0.01135% | 0.008876% | 0.008876% | 0.01135% | 0.00915% | 0.009508% | 0.00915% | 0.007602% | 0.008342% | 0.007186% | 0.007186%
5759 | 0.006996% | 0.009903% | 0.006513% | 0.007726% | 0.008973% | 0.01092% | 0.00913% | 0.01132% | 0.008814% | 0.01132% | 0.008973% | 0.007726% | 0.008973% | 0.005361% | 0.007739% | 0.007726% | 0.008973% | 0.01092% | 0.00913% | 0.01132% | 0.008814% | 0.008814% | 0.01132% | 0.008973% | 0.007726% | 0.008973% | 0.005361% | 0.007739% | 0.006996% | 0.006996%
5760 | 0.007019% | 0.009867% | 0.006421% | 0.006659% | 0.008823% | 0.01079% | 0.008859% | 0.009429% | 0.008759% | 0.009429% | 0.008823% | 0.006659% | 0.008823% | 0.004798% | 0.0071% | 0.006659% | 0.008823% | 0.01079% | 0.008859% | 0.009429% | 0.008759% | 0.008759% | 0.009429% | 0.008823% | 0.006659% | 0.008823% | 0.004798% | 0.0071% | 0.007019% | 0.007019%
5761 | 0.007004% | 0.009752% | 0.006572% | 0.00601% | 0.008719% | 0.01078% | 0.008733% | 0.007992% | 0.008714% | 0.007992% | 0.008719% | 0.00601% | 0.008719% | 0.004688% | 0.006868% | 0.00601% | 0.008719% | 0.01078% | 0.008733% | 0.007992% | 0.008714% | 0.008714% | 0.007992% | 0.008719% | 0.00601% | 0.008719% | 0.004688% | 0.006868% | 0.007004% | 0.007004%
5762 | 0.007117% | 0.009711% | 0.006516% | 0.005862% | 0.00869% | 0.01076% | 0.008708% | 0.00688% | 0.008932% | 0.00688% | 0.00869% | 0.005862% | 0.00869% | 0.00466% | 0.006884% | 0.005862% | 0.00869% | 0.01076% | 0.008708% | 0.00688% | 0.008932% | 0.008932% | 0.00688% | 0.00869% | 0.005862% | 0.00869% | 0.00466% | 0.006884% | 0.007117% | 0.007117%
5763 | 0.007351% | 0.009573% | 0.006434% | 0.005825% | 0.008801% | 0.01076% | 0.008729% | 0.006051% | 0.009435% | 0.006051% | 0.008801% | 0.005825% | 0.008801% | 0.004815% | 0.007119% | 0.005825% | 0.008801% | 0.01076% | 0.008729% | 0.006051% | 0.009435% | 0.009435% | 0.006051% | 0.008801% | 0.005825% | 0.008801% | 0.004815% | 0.007119% | 0.007351% | 0.007351%
5764 | 0.008248% | 0.009484% | 0.006499% | 0.005925% | 0.009376% | 0.01077% | 0.009058% | 0.005992% | 0.0102% | 0.005992% | 0.009376% | 0.005925% | 0.009376% | 0.005183% | 0.007794% | 0.005925% | 0.009376% | 0.01077% | 0.009058% | 0.005992% | 0.0102% | 0.0102% | 0.005992% | 0.009376% | 0.005925% | 0.009376% | 0.005183% | 0.007794% | 0.008248% | 0.008248%
5765 | 0.01036% | 0.009861% | 0.006692% | 0.006813% | 0.01033% | 0.01058% | 0.009959% | 0.006989% | 0.01111% | 0.006989% | 0.01033% | 0.006813% | 0.01033% | 0.005736% | 0.009209% | 0.006813% | 0.01033% | 0.01058% | 0.009959% | 0.006989% | 0.01111% | 0.01111% | 0.006989% | 0.01033% | 0.006813% | 0.01033% | 0.005736% | 0.009209% | 0.01036% | 0.01036%
5766 | 0.01156% | 0.009897% | 0.009896% | 0.006748% | 0.01177% | 0.01017% | 0.01013% | 0.008494% | 0.01271% | 0.008494% | 0.01177% | 0.006748% | 0.01177% | 0.006233% | 0.009864% | 0.006748% | 0.01177% | 0.01017% | 0.01013% | 0.008494% | 0.01271% | 0.01271% | 0.008494% | 0.01177% | 0.006748% | 0.01177% | 0.006233% | 0.009864% | 0.01156% | 0.01156%
5767 | 0.01553% | 0.01125% | 0.01484% | 0.008184% | 0.01368% | 0.01012% | 0.01168% | 0.01135% | 0.01402% | 0.01135% | 0.01368% | 0.008184% | 0.01368% | 0.008426% | 0.01217% | 0.008184% | 0.01368% | 0.01012% | 0.01168% | 0.01135% | 0.01402% | 0.01402% | 0.01135% | 0.01368% | 0.008184% | 0.01368% | 0.008426% | 0.01217% | 0.01553% | 0.01553%
5768 | 0.0171% | 0.01424% | 0.01667% | 0.01098% | 0.01587% | 0.0106% | 0.01398% | 0.01354% | 0.01526% | 0.01354% | 0.01587% | 0.01098% | 0.01587% | 0.01205% | 0.01507% | 0.01098% | 0.01587% | 0.0106% | 0.01398% | 0.01354% | 0.01526% | 0.01526% | 0.01354% | 0.01587% | 0.01098% | 0.01587% | 0.01205% | 0.01507% | 0.0171% | 0.0171%
5769 | 0.01915% | 0.01775% | 0.01828% | 0.01345% | 0.01771% | 0.01175% | 0.01616% | 0.01402% | 0.01642% | 0.01402% | 0.01771% | 0.01345% | 0.01771% | 0.01454% | 0.01735% | 0.01345% | 0.01771% | 0.01175% | 0.01616% | 0.01402% | 0.01642% | 0.01642% | 0.01402% | 0.01771% | 0.01345% | 0.01771% | 0.01454% | 0.01735% | 0.01915% | 0.01915%
5770 | 0.02119% | 0.02055% | 0.02032% | 0.01554% | 0.0189% | 0.01279% | 0.01801% | 0.01469% | 0.01709% | 0.01469% | 0.0189% | 0.01554% | 0.0189% | 0.01616% | 0.01898% | 0.01554% | 0.0189% | 0.01279% | 0.01801% | 0.01469% | 0.01709% | 0.01709% | 0.01469% | 0.0189% | 0.01554% | 0.0189% | 0.01616% | 0.01898% | 0.02119% | 0.02119%
5771 | 0.02265% | 0.02165% | 0.02159% | 0.01722% | 0.01928% | 0.01315% | 0.01902% | 0.01465% | 0.01731% | 0.01465% | 0.01928% | 0.01722% | 0.01928% | 0.0174% | 0.02003% | 0.01722% | 0.01928% | 0.01315% | 0.01902% | 0.01465% | 0.01731% | 0.01731% | 0.01465% | 0.01928% | 0.01722% | 0.01928% | 0.0174% | 0.02003% | 0.02265% | 0.02265%
5772 | 0.02367% | 0.0214% | 0.02284% | 0.0185% | 0.0192% | 0.01301% | 0.01949% | 0.01404% | 0.01725% | 0.01404% | 0.0192% | 0.0185% | 0.0192% | 0.01838% | 0.02049% | 0.0185% | 0.0192% | 0.01301% | 0.01949% | 0.01404% | 0.01725% | 0.01725% | 0.01404% | 0.0192% | 0.0185% | 0.0192% | 0.01838% | 0.02049% | 0.02367% | 0.02367%
5773 | 0.0237% | 0.0206% | 0.02361% | 0.01927% | 0.01831% | 0.01233% | 0.01933% | 0.01338% | 0.0166% | 0.01338% | 0.01831% | 0.01927% | 0.01831% | 0.01909% | 0.02048% | 0.01927% | 0.01831% | 0.01233% | 0.01933% | 0.01338% | 0.0166% | 0.0166% | 0.01338% | 0.01831% | 0.01927% | 0.01831% | 0.01909% | 0.02048% | 0.0237% | 0.0237%
5774 | 0.02235% | 0.01805% | 0.02339% | 0.01948% | 0.01715% | 0.01159% | 0.01856% | 0.01302% | 0.01564% | 0.01302% | 0.01715% | 0.01948% | 0.01715% | 0.01939% | 0.02017% | 0.01948% | 0.01715% | 0.01159% | 0.01856% | 0.01302% | 0.01564% | 0.01564% | 0.01302% | 0.01715% | 0.01948% | 0.01715% | 0.01939% | 0.02017% | 0.02235% | 0.02235%
5775 | 0.02057% | 0.01523% | 0.02266% | 0.01916% | 0.01595% | 0.01066% | 0.01696% | 0.01344% | 0.01478% | 0.01344% | 0.01595% | 0.01916% | 0.01595% | 0.01898% | 0.01905% | 0.01916% | 0.01595% | 0.01066% | 0.01696% | 0.01344% | 0.01478% | 0.01478% | 0.01344% | 0.01595% | 0.01916% | 0.01595% | 0.01898% | 0.01905% | 0.02057% | 0.02057%
5776 | 0.01807% | 0.01368% | 0.02174% | 0.01867% | 0.01492% | 0.01012% | 0.01511% | 0.01215% | 0.01424% | 0.01215% | 0.01492% | 0.01867% | 0.01492% | 0.01785% | 0.01684% | 0.01867% | 0.01492% | 0.01012% | 0.01511% | 0.01215% | 0.01424% | 0.01424% | 0.01215% | 0.01492% | 0.01867% | 0.01492% | 0.01785% | 0.01684% | 0.01807% | 0.01807%
5777 | 0.01506% | 0.01176% | 0.02041% | 0.01766% | 0.01336% | 0.009844% | 0.01332% | 0.01196% | 0.01322% | 0.01196% | 0.01336% | 0.01766% | 0.01336% | 0.01627% | 0.01398% | 0.01766% | 0.01336% | 0.009844% | 0.01332% | 0.01196% | 0.01322% | 0.01322% | 0.01196% | 0.01336% | 0.01766% | 0.01336% | 0.01627% | 0.01398% | 0.01506% | 0.01506%
5778 | 0.008397% | 0.01089% | 0.0143% | 0.0163% | 0.01152% | 0.00989% | 0.01183% | 0.01159% | 0.01183% | 0.01159% | 0.01152% | 0.0163% | 0.01152% | 0.01455% | 0.01105% | 0.0163% | 0.01152% | 0.00989% | 0.01183% | 0.01159% | 0.01183% | 0.01183% | 0.01159% | 0.01152% | 0.0163% | 0.01152% | 0.01455% | 0.01105% | 0.008397% | 0.008397%
5779 | 0.008098% | 0.01044% | 0.01239% | 0.01516% | 0.01038% | 0.0107% | 0.01147% | 0.01135% | 0.01062% | 0.01135% | 0.01038% | 0.01516% | 0.01038% | 0.01374% | 0.01022% | 0.01516% | 0.01038% | 0.0107% | 0.01147% | 0.01135% | 0.01062% | 0.01062% | 0.01135% | 0.01038% | 0.01516% | 0.01038% | 0.01374% | 0.01022% | 0.008098% | 0.008098%
5780 | 0.008264% | 0.01021% | 0.008963% | 0.01413% | 0.009873% | 0.0109% | 0.0113% | 0.01138% | 0.009761% | 0.01138% | 0.009873% | 0.01413% | 0.009873% | 0.01313% | 0.01007% | 0.01413% | 0.009873% | 0.0109% | 0.0113% | 0.01138% | 0.009761% | 0.009761% | 0.01138% | 0.009873% | 0.01413% | 0.009873% | 0.01313% | 0.01007% | 0.008264% | 0.008264%
5781 | 0.007658% | 0.01004% | 0.007302% | 0.01213% | 0.009306% | 0.01067% | 0.01031% | 0.01153% | 0.009218% | 0.01153% | 0.009306% | 0.01213% | 0.009306% | 0.01101% | 0.009114% | 0.01213% | 0.009306% | 0.01067% | 0.01031% | 0.01153% | 0.009218% | 0.009218% | 0.01153% | 0.009306% | 0.01213% | 0.009306% | 0.01101% | 0.009114% | 0.007658% | 0.007658%
5782 | 0.007063% | 0.009883% | 0.006553% | 0.009515% | 0.009039% | 0.01068% | 0.009482% | 0.01159% | 0.008961% | 0.01159% | 0.009039% | 0.009515% | 0.009039% | 0.007663% | 0.00834% | 0.009515% | 0.009039% | 0.01068% | 0.009482% | 0.01159% | 0.008961% | 0.008961% | 0.01159% | 0.009039% | 0.009515% | 0.009039% | 0.007663% | 0.00834% | 0.007063% | 0.007063%
5783 | 0.006915% | 0.009811% | 0.00658% | 0.007704% | 0.008859% | 0.01067% | 0.008987% | 0.01138% | 0.008838% | 0.01138% | 0.008859% | 0.007704% | 0.008859% | 0.005386% | 0.007741% | 0.007704% | 0.008859% | 0.01067% | 0.008987% | 0.01138% | 0.008838% | 0.008838% | 0.01138% | 0.008859% | 0.007704% | 0.008859% | 0.005386% | 0.007741% | 0.006915% | 0.006915%
5784 | 0.006945% | 0.009692% | 0.006513% | 0.006637% | 0.008749% | 0.01069% | 0.008779% | 0.009409% | 0.00873% | 0.009409% | 0.008749% | 0.006637% | 0.008749% | 0.004789% | 0.007104% | 0.006637% | 0.008749% | 0.01069% | 0.008779% | 0.009409% | 0.00873% | 0.00873% | 0.009409% | 0.008749% | 0.006637% | 0.008749% | 0.004789% | 0.007104% | 0.006945% | 0.006945%
5785 | 0.0069% | 0.009594% | 0.006557% | 0.005953% | 0.008595% | 0.01071% | 0.008646% | 0.007961% | 0.008707% | 0.007961% | 0.008595% | 0.005953% | 0.008595% | 0.004583% | 0.006874% | 0.005953% | 0.008595% | 0.01071% | 0.008646% | 0.007961% | 0.008707% | 0.008707% | 0.007961% | 0.008595% | 0.005953% | 0.008595% | 0.004583% | 0.006874% | 0.0069% | 0.0069%
5786 | 0.006953% | 0.009466% | 0.00653% | 0.005796% | 0.008582% | 0.01077% | 0.00862% | 0.006857% | 0.008898% | 0.006857% | 0.008582% | 0.005796% | 0.008582% | 0.004551% | 0.006896% | 0.005796% | 0.008582% | 0.01077% | 0.00862% | 0.006857% | 0.008898% | 0.008898% | 0.006857% | 0.008582% | 0.005796% | 0.008582% | 0.004551% | 0.006896% | 0.006953% | 0.006953%
5787 | 0.007184% | 0.00932% | 0.006478% | 0.005745% | 0.008706% | 0.01086% | 0.008656% | 0.006006% | 0.009356% | 0.006006% | 0.008706% | 0.005745% | 0.008706% | 0.00469% | 0.007132% | 0.005745% | 0.008706% | 0.01086% | 0.008656% | 0.006006% | 0.009356% | 0.009356% | 0.006006% | 0.008706% | 0.005745% | 0.008706% | 0.00469% | 0.007132% | 0.007184% | 0.007184%
5788 | 0.008051% | 0.009184% | 0.006555% | 0.005851% | 0.009216% | 0.01094% | 0.008953% | 0.005886% | 0.01004% | 0.005886% | 0.009216% | 0.005851% | 0.009216% | 0.005053% | 0.007814% | 0.005851% | 0.009216% | 0.01094% | 0.008953% | 0.005886% | 0.01004% | 0.01004% | 0.005886% | 0.009216% | 0.005851% | 0.009216% | 0.005053% | 0.007814% | 0.008051% | 0.008051%
5789 | 0.01017% | 0.009505% | 0.006684% | 0.006735% | 0.01022% | 0.01079% | 0.009795% | 0.006879% | 0.01094% | 0.006879% | 0.01022% | 0.006735% | 0.01022% | 0.005643% | 0.009231% | 0.006735% | 0.01022% | 0.01079% | 0.009795% | 0.006879% | 0.01094% | 0.01094% | 0.006879% | 0.01022% | 0.006735% | 0.01022% | 0.005643% | 0.009231% | 0.01017% | 0.01017%
5790 | 0.01148% | 0.009577% | 0.009929% | 0.006712% | 0.01155% | 0.01042% | 0.009975% | 0.0084% | 0.01255% | 0.0084% | 0.01155% | 0.006712% | 0.01155% | 0.006163% | 0.009935% | 0.006712% | 0.01155% | 0.01042% | 0.009975% | 0.0084% | 0.01255% | 0.01255% | 0.0084% | 0.01155% | 0.006712% | 0.01155% | 0.006163% | 0.009935% | 0.01148% | 0.01148%
5791 | 0.01542% | 0.01101% | 0.01499% | 0.008203% | 0.01364% | 0.01011% | 0.01152% | 0.01133% | 0.01431% | 0.01133% | 0.01364% | 0.008203% | 0.01364% | 0.008363% | 0.01218% | 0.008203% | 0.01364% | 0.01011% | 0.01152% | 0.01133% | 0.01431% | 0.01431% | 0.01133% | 0.01364% | 0.008203% | 0.01364% | 0.008363% | 0.01218% | 0.01542% | 0.01542%
5792 | 0.01714% | 0.01417% | 0.01681% | 0.01111% | 0.0161% | 0.01044% | 0.0139% | 0.01386% | 0.01599% | 0.01386% | 0.0161% | 0.01111% | 0.0161% | 0.01189% | 0.01508% | 0.01111% | 0.0161% | 0.01044% | 0.0139% | 0.01386% | 0.01599% | 0.01599% | 0.01386% | 0.0161% | 0.01111% | 0.0161% | 0.01189% | 0.01508% | 0.01714% | 0.01714%
5793 | 0.01909% | 0.01787% | 0.01848% | 0.01365% | 0.01809% | 0.01119% | 0.01618% | 0.01435% | 0.01718% | 0.01435% | 0.01809% | 0.01365% | 0.01809% | 0.01414% | 0.01738% | 0.01365% | 0.01809% | 0.01119% | 0.01618% | 0.01435% | 0.01718% | 0.01718% | 0.01435% | 0.01809% | 0.01365% | 0.01809% | 0.01414% | 0.01738% | 0.01909% | 0.01909%
5794 | 0.02124% | 0.02059% | 0.02053% | 0.01574% | 0.01933% | 0.01237% | 0.01806% | 0.015% | 0.01778% | 0.015% | 0.01933% | 0.01574% | 0.01933% | 0.0156% | 0.01902% | 0.01574% | 0.01933% | 0.01237% | 0.01806% | 0.015% | 0.01778% | 0.01778% | 0.015% | 0.01933% | 0.01574% | 0.01933% | 0.0156% | 0.01902% | 0.02124% | 0.02124%
5795 | 0.02301% | 0.02167% | 0.02191% | 0.01737% | 0.01963% | 0.01279% | 0.0191% | 0.01501% | 0.01778% | 0.01501% | 0.01963% | 0.01737% | 0.01963% | 0.01674% | 0.02008% | 0.01737% | 0.01963% | 0.01279% | 0.0191% | 0.01501% | 0.01778% | 0.01778% | 0.01501% | 0.01963% | 0.01737% | 0.01963% | 0.01674% | 0.02008% | 0.02301% | 0.02301%
5796 | 0.02364% | 0.02135% | 0.02284% | 0.01839% | 0.01933% | 0.01238% | 0.01938% | 0.01426% | 0.01746% | 0.01426% | 0.01933% | 0.01839% | 0.01933% | 0.01748% | 0.02051% | 0.01839% | 0.01933% | 0.01238% | 0.01938% | 0.01426% | 0.01746% | 0.01746% | 0.01426% | 0.01933% | 0.01839% | 0.01933% | 0.01748% | 0.02051% | 0.02364% | 0.02364%
5797 | 0.02326% | 0.02049% | 0.02321% | 0.01881% | 0.01831% | 0.01141% | 0.01908% | 0.01347% | 0.0168% | 0.01347% | 0.01831% | 0.01881% | 0.01831% | 0.01792% | 0.0205% | 0.01881% | 0.01831% | 0.01141% | 0.01908% | 0.01347% | 0.0168% | 0.0168% | 0.01347% | 0.01831% | 0.01881% | 0.01831% | 0.01792% | 0.0205% | 0.02326% | 0.02326%
5798 | 0.02184% | 0.01793% | 0.02273% | 0.01895% | 0.01696% | 0.0105% | 0.01815% | 0.0131% | 0.01577% | 0.0131% | 0.01696% | 0.01895% | 0.01696% | 0.01816% | 0.02014% | 0.01895% | 0.01696% | 0.0105% | 0.01815% | 0.0131% | 0.01577% | 0.01577% | 0.0131% | 0.01696% | 0.01895% | 0.01696% | 0.01816% | 0.02014% | 0.02184% | 0.02184%
5799 | 0.01995% | 0.01509% | 0.022% | 0.01876% | 0.01575% | 0.009712% | 0.01655% | 0.01351% | 0.01495% | 0.01351% | 0.01575% | 0.01876% | 0.01575% | 0.01797% | 0.01902% | 0.01876% | 0.01575% | 0.009712% | 0.01655% | 0.01351% | 0.01495% | 0.01495% | 0.01351% | 0.01575% | 0.01876% | 0.01575% | 0.01797% | 0.01902% | 0.01995% | 0.01995%
5800 | 0.01741% | 0.0134% | 0.02091% | 0.01822% | 0.01474% | 0.009544% | 0.01477% | 0.0121% | 0.01435% | 0.0121% | 0.01474% | 0.01822% | 0.01474% | 0.01706% | 0.01686% | 0.01822% | 0.01474% | 0.009544% | 0.01477% | 0.0121% | 0.01435% | 0.01435% | 0.0121% | 0.01474% | 0.01822% | 0.01474% | 0.01706% | 0.01686% | 0.01741% | 0.01741%
5801 | 0.01471% | 0.01142% | 0.01962% | 0.01727% | 0.01323% | 0.009353% | 0.01304% | 0.01192% | 0.01343% | 0.01192% | 0.01323% | 0.01727% | 0.01323% | 0.01574% | 0.01401% | 0.01727% | 0.01323% | 0.009353% | 0.01304% | 0.01192% | 0.01343% | 0.01343% | 0.01192% | 0.01323% | 0.01727% | 0.01323% | 0.01574% | 0.01401% | 0.01471% | 0.01471%
5802 | 0.008308% | 0.01061% | 0.0141% | 0.0161% | 0.01151% | 0.009556% | 0.01161% | 0.01165% | 0.01206% | 0.01165% | 0.01151% | 0.0161% | 0.01151% | 0.01436% | 0.01106% | 0.0161% | 0.01151% | 0.009556% | 0.01161% | 0.01165% | 0.01206% | 0.01206% | 0.01165% | 0.01151% | 0.0161% | 0.01151% | 0.01436% | 0.01106% | 0.008308% | 0.008308%
5803 | 0.008355% | 0.01026% | 0.01253% | 0.01526% | 0.01049% | 0.01051% | 0.01149% | 0.01142% | 0.01081% | 0.01142% | 0.01049% | 0.01526% | 0.01049% | 0.01391% | 0.01044% | 0.01526% | 0.01049% | 0.01051% | 0.01149% | 0.01142% | 0.01081% | 0.01081% | 0.01142% | 0.01049% | 0.01526% | 0.01049% | 0.01391% | 0.01044% | 0.008355% | 0.008355%
5804 | 0.008253% | 0.01009% | 0.008949% | 0.01411% | 0.009845% | 0.01081% | 0.01122% | 0.01134% | 0.009814% | 0.01134% | 0.009845% | 0.01411% | 0.009845% | 0.01326% | 0.01007% | 0.01411% | 0.009845% | 0.01081% | 0.01122% | 0.01134% | 0.009814% | 0.009814% | 0.01134% | 0.009845% | 0.01411% | 0.009845% | 0.01326% | 0.01007% | 0.008253% | 0.008253%
5805 | 0.007537% | 0.009895% | 0.007348% | 0.01205% | 0.009283% | 0.01058% | 0.01027% | 0.01153% | 0.009272% | 0.01153% | 0.009283% | 0.01205% | 0.009283% | 0.01102% | 0.009115% | 0.01205% | 0.009283% | 0.01058% | 0.01027% | 0.01153% | 0.009272% | 0.009272% | 0.01153% | 0.009283% | 0.01205% | 0.009283% | 0.01102% | 0.009115% | 0.007537% | 0.007537%
5806 | 0.00705% | 0.009794% | 0.006615% | 0.00942% | 0.009036% | 0.01062% | 0.009485% | 0.01172% | 0.009058% | 0.01172% | 0.009036% | 0.00942% | 0.009036% | 0.007579% | 0.008345% | 0.00942% | 0.009036% | 0.01062% | 0.009485% | 0.01172% | 0.009058% | 0.009058% | 0.01172% | 0.009036% | 0.00942% | 0.009036% | 0.007579% | 0.008345% | 0.00705% | 0.00705%
5807 | 0.006895% | 0.009745% | 0.006616% | 0.00766% | 0.008893% | 0.01067% | 0.009035% | 0.01168% | 0.008944% | 0.01168% | 0.008893% | 0.00766% | 0.008893% | 0.005296% | 0.007751% | 0.00766% | 0.008893% | 0.01067% | 0.009035% | 0.01168% | 0.008944% | 0.008944% | 0.01168% | 0.008893% | 0.00766% | 0.008893% | 0.005296% | 0.007751% | 0.006895% | 0.006895%
5808 | 0.006847% | 0.009698% | 0.006659% | 0.006608% | 0.00876% | 0.01069% | 0.008797% | 0.009553% | 0.008801% | 0.009553% | 0.00876% | 0.006608% | 0.00876% | 0.004723% | 0.007113% | 0.006608% | 0.00876% | 0.01069% | 0.008797% | 0.009553% | 0.008801% | 0.008801% | 0.009553% | 0.00876% | 0.006608% | 0.00876% | 0.004723% | 0.007113% | 0.006847% | 0.006847%
5809 | 0.006892% | 0.009587% | 0.006771% | 0.006013% | 0.008671% | 0.01075% | 0.008703% | 0.008121% | 0.008784% | 0.008121% | 0.008671% | 0.006013% | 0.008671% | 0.0047% | 0.006885% | 0.006013% | 0.008671% | 0.01075% | 0.008703% | 0.008121% | 0.008784% | 0.008784% | 0.008121% | 0.008671% | 0.006013% | 0.008671% | 0.0047% | 0.006885% | 0.006892% | 0.006892%
5810 | 0.00694% | 0.009515% | 0.006579% | 0.005849% | 0.008647% | 0.0108% | 0.008682% | 0.007003% | 0.008971% | 0.007003% | 0.008647% | 0.005849% | 0.008647% | 0.004677% | 0.006903% | 0.005849% | 0.008647% | 0.0108% | 0.008682% | 0.007003% | 0.008971% | 0.008971% | 0.007003% | 0.008647% | 0.005849% | 0.008647% | 0.004677% | 0.006903% | 0.00694% | 0.00694%
5811 | 0.007202% | 0.009446% | 0.006501% | 0.005797% | 0.008762% | 0.01087% | 0.008715% | 0.006148% | 0.009491% | 0.006148% | 0.008762% | 0.005797% | 0.008762% | 0.004832% | 0.007139% | 0.005797% | 0.008762% | 0.01087% | 0.008715% | 0.006148% | 0.009491% | 0.009491% | 0.006148% | 0.008762% | 0.005797% | 0.008762% | 0.004832% | 0.007139% | 0.007202% | 0.007202%
5812 | 0.008122% | 0.009419% | 0.006515% | 0.005905% | 0.009318% | 0.01094% | 0.009022% | 0.006014% | 0.01021% | 0.006014% | 0.009318% | 0.005905% | 0.009318% | 0.005211% | 0.007817% | 0.005905% | 0.009318% | 0.01094% | 0.009022% | 0.006014% | 0.01021% | 0.01021% | 0.006014% | 0.009318% | 0.005905% | 0.009318% | 0.005211% | 0.007817% | 0.008122% | 0.008122%
5813 | 0.01017% | 0.009971% | 0.006708% | 0.006806% | 0.0103% | 0.0108% | 0.009897% | 0.00703% | 0.01112% | 0.00703% | 0.0103% | 0.006806% | 0.0103% | 0.005776% | 0.009233% | 0.006806% | 0.0103% | 0.0108% | 0.009897% | 0.00703% | 0.01112% | 0.01112% | 0.00703% | 0.0103% | 0.006806% | 0.0103% | 0.005776% | 0.009233% | 0.01017% | 0.01017%
5814 | 0.01144% | 0.009917% | 0.01002% | 0.006808% | 0.01178% | 0.01042% | 0.01009% | 0.008577% | 0.01287% | 0.008577% | 0.01178% | 0.006808% | 0.01178% | 0.006354% | 0.009943% | 0.006808% | 0.01178% | 0.01042% | 0.01009% | 0.008577% | 0.01287% | 0.01287% | 0.008577% | 0.01178% | 0.006808% | 0.01178% | 0.006354% | 0.009943% | 0.01144% | 0.01144%
5815 | 0.01562% | 0.01122% | 0.01526% | 0.008359% | 0.01388% | 0.01019% | 0.01168% | 0.01167% | 0.01466% | 0.01167% | 0.01388% | 0.008359% | 0.01388% | 0.008647% | 0.01219% | 0.008359% | 0.01388% | 0.01019% | 0.01168% | 0.01167% | 0.01466% | 0.01466% | 0.01167% | 0.01388% | 0.008359% | 0.01388% | 0.008647% | 0.01219% | 0.01562% | 0.01562%
5816 | 0.01717% | 0.01429% | 0.01684% | 0.01128% | 0.01637% | 0.01054% | 0.01409% | 0.01431% | 0.0164% | 0.01431% | 0.01637% | 0.01128% | 0.01637% | 0.01233% | 0.01509% | 0.01128% | 0.01637% | 0.01054% | 0.01409% | 0.01431% | 0.0164% | 0.0164% | 0.01431% | 0.01637% | 0.01128% | 0.01637% | 0.01233% | 0.01509% | 0.01717% | 0.01717%
5817 | 0.01924% | 0.01777% | 0.01802% | 0.0137% | 0.0183% | 0.01137% | 0.01622% | 0.01491% | 0.01769% | 0.01491% | 0.0183% | 0.0137% | 0.0183% | 0.0146% | 0.01736% | 0.0137% | 0.0183% | 0.01137% | 0.01622% | 0.01491% | 0.01769% | 0.01769% | 0.01491% | 0.0183% | 0.0137% | 0.0183% | 0.0146% | 0.01736% | 0.01924% | 0.01924%
5818 | 0.02125% | 0.02034% | 0.01994% | 0.01574% | 0.01936% | 0.01216% | 0.01796% | 0.01531% | 0.01806% | 0.01531% | 0.01936% | 0.01574% | 0.01936% | 0.01618% | 0.01897% | 0.01574% | 0.01936% | 0.01216% | 0.01796% | 0.01531% | 0.01806% | 0.01806% | 0.01531% | 0.01936% | 0.01574% | 0.01936% | 0.01618% | 0.01897% | 0.02125% | 0.02125%
5819 | 0.02243% | 0.02131% | 0.02097% | 0.01719% | 0.01951% | 0.01271% | 0.01886% | 0.01503% | 0.01787% | 0.01503% | 0.01951% | 0.01719% | 0.01951% | 0.01737% | 0.02001% | 0.01719% | 0.01951% | 0.01271% | 0.01886% | 0.01503% | 0.01787% | 0.01787% | 0.01503% | 0.01951% | 0.01719% | 0.01951% | 0.01737% | 0.02001% | 0.02243% | 0.02243%
5820 | 0.02285% | 0.02101% | 0.02175% | 0.01816% | 0.01912% | 0.01252% | 0.01911% | 0.01416% | 0.01755% | 0.01416% | 0.01912% | 0.01816% | 0.01912% | 0.01815% | 0.02044% | 0.01816% | 0.01912% | 0.01252% | 0.01911% | 0.01416% | 0.01755% | 0.01755% | 0.01416% | 0.01912% | 0.01816% | 0.01912% | 0.01815% | 0.02044% | 0.02285% | 0.02285%
5821 | 0.02259% | 0.02026% | 0.02239% | 0.01875% | 0.01817% | 0.01168% | 0.01886% | 0.01345% | 0.01695% | 0.01345% | 0.01817% | 0.01875% | 0.01817% | 0.01862% | 0.02043% | 0.01875% | 0.01817% | 0.01168% | 0.01886% | 0.01345% | 0.01695% | 0.01695% | 0.01345% | 0.01817% | 0.01875% | 0.01817% | 0.01862% | 0.02043% | 0.02259% | 0.02259%
5822 | 0.02123% | 0.01773% | 0.02218% | 0.01894% | 0.01694% | 0.01085% | 0.01804% | 0.01308% | 0.01595% | 0.01308% | 0.01694% | 0.01894% | 0.01694% | 0.01874% | 0.02011% | 0.01894% | 0.01694% | 0.01085% | 0.01804% | 0.01308% | 0.01595% | 0.01595% | 0.01308% | 0.01694% | 0.01894% | 0.01694% | 0.01874% | 0.02011% | 0.02123% | 0.02123%
5823 | 0.01939% | 0.01509% | 0.02156% | 0.01871% | 0.01588% | 0.01022% | 0.01656% | 0.01347% | 0.01526% | 0.01347% | 0.01588% | 0.01871% | 0.01588% | 0.01835% | 0.01901% | 0.01871% | 0.01588% | 0.01022% | 0.01656% | 0.01347% | 0.01526% | 0.01526% | 0.01347% | 0.01588% | 0.01871% | 0.01588% | 0.01835% | 0.01901% | 0.01939% | 0.01939%
5824 | 0.01688% | 0.01349% | 0.02052% | 0.01822% | 0.01481% | 0.01005% | 0.01478% | 0.01204% | 0.01456% | 0.01204% | 0.01481% | 0.01822% | 0.01481% | 0.01739% | 0.01682% | 0.01822% | 0.01481% | 0.01005% | 0.01478% | 0.01204% | 0.01456% | 0.01456% | 0.01204% | 0.01481% | 0.01822% | 0.01481% | 0.01739% | 0.01682% | 0.01688% | 0.01688%
5825 | 0.01428% | 0.01161% | 0.0193% | 0.01738% | 0.0134% | 0.009869% | 0.01314% | 0.01201% | 0.01371% | 0.01201% | 0.0134% | 0.01738% | 0.0134% | 0.016% | 0.01399% | 0.01738% | 0.0134% | 0.009869% | 0.01314% | 0.01201% | 0.01371% | 0.01371% | 0.01201% | 0.0134% | 0.01738% | 0.0134% | 0.016% | 0.01399% | 0.01428% | 0.01428%
5826 | 0.008125% | 0.01077% | 0.01397% | 0.01615% | 0.0116% | 0.0101% | 0.01175% | 0.01179% | 0.01227% | 0.01179% | 0.0116% | 0.01615% | 0.0116% | 0.01442% | 0.01106% | 0.01615% | 0.0116% | 0.0101% | 0.01175% | 0.01179% | 0.01227% | 0.01227% | 0.01179% | 0.0116% | 0.01615% | 0.0116% | 0.01442% | 0.01106% | 0.008125% | 0.008125%
5827 | 0.008201% | 0.01031% | 0.01235% | 0.01533% | 0.01061% | 0.01097% | 0.01172% | 0.0117% | 0.011% | 0.0117% | 0.01061% | 0.01533% | 0.01061% | 0.0139% | 0.01053% | 0.01533% | 0.01061% | 0.01097% | 0.01172% | 0.0117% | 0.011% | 0.011% | 0.0117% | 0.01061% | 0.01533% | 0.01061% | 0.0139% | 0.01053% | 0.008201% | 0.008201%
5828 | 0.00809% | 0.01013% | 0.008836% | 0.01416% | 0.009962% | 0.01113% | 0.01134% | 0.01182% | 0.01006% | 0.01182% | 0.009962% | 0.01416% | 0.009962% | 0.01314% | 0.01007% | 0.01416% | 0.009962% | 0.01113% | 0.01134% | 0.01182% | 0.01006% | 0.01006% | 0.01182% | 0.009962% | 0.01416% | 0.009962% | 0.01314% | 0.01007% | 0.00809% | 0.00809%
5829 | 0.007519% | 0.009905% | 0.007244% | 0.0121% | 0.009408% | 0.01091% | 0.01037% | 0.01215% | 0.009606% | 0.01215% | 0.009408% | 0.0121% | 0.009408% | 0.01091% | 0.009119% | 0.0121% | 0.009408% | 0.01091% | 0.01037% | 0.01215% | 0.009606% | 0.009606% | 0.01215% | 0.009408% | 0.0121% | 0.009408% | 0.01091% | 0.009119% | 0.007519% | 0.007519%
5830 | 0.007088% | 0.009814% | 0.006617% | 0.009433% | 0.00915% | 0.01091% | 0.009555% | 0.01236% | 0.009364% | 0.01236% | 0.00915% | 0.009433% | 0.00915% | 0.007517% | 0.008348% | 0.009433% | 0.00915% | 0.01091% | 0.009555% | 0.01236% | 0.009364% | 0.009364% | 0.01236% | 0.00915% | 0.009433% | 0.00915% | 0.007517% | 0.008348% | 0.007088% | 0.007088%
5831 | 0.006927% | 0.009695% | 0.006489% | 0.007654% | 0.00899% | 0.01094% | 0.009057% | 0.01231% | 0.009229% | 0.01231% | 0.00899% | 0.007654% | 0.00899% | 0.005353% | 0.007747% | 0.007654% | 0.00899% | 0.01094% | 0.009057% | 0.01231% | 0.009229% | 0.009229% | 0.01231% | 0.00899% | 0.007654% | 0.00899% | 0.005353% | 0.007747% | 0.006927% | 0.006927%
5832 | 0.006936% | 0.00962% | 0.006585% | 0.006612% | 0.008825% | 0.01083% | 0.008812% | 0.009886% | 0.00904% | 0.009886% | 0.008825% | 0.006612% | 0.008825% | 0.004795% | 0.007111% | 0.006612% | 0.008825% | 0.01083% | 0.008812% | 0.009886% | 0.00904% | 0.00904% | 0.009886% | 0.008825% | 0.006612% | 0.008825% | 0.004795% | 0.007111% | 0.006936% | 0.006936%
5833 | 0.005703% | 0.0115% | 0.005535% | 0.005883% | 0.009226% | 0.01215% | 0.00894% | 0.008564% | 0.009214% | 0.008564% | 0.009226% | 0.005883% | 0.009226% | 0.004926% | 0.006862% | 0.005883% | 0.009226% | 0.01215% | 0.00894% | 0.008564% | 0.009214% | 0.009214% | 0.008564% | 0.009226% | 0.005883% | 0.009226% | 0.004926% | 0.006862% | 0.005703% | 0.005703%
5834 | 0.005608% | 0.0116% | 0.005436% | 0.005789% | 0.00903% | 0.01215% | 0.008861% | 0.007809% | 0.009357% | 0.007809% | 0.00903% | 0.005789% | 0.00903% | 0.004495% | 0.006866% | 0.005789% | 0.00903% | 0.01215% | 0.008861% | 0.007809% | 0.009357% | 0.009357% | 0.007809% | 0.00903% | 0.005789% | 0.00903% | 0.004495% | 0.006866% | 0.005608% | 0.005608%
5835 | 0.005474% | 0.01166% | 0.005331% | 0.005776% | 0.00922% | 0.01221% | 0.008759% | 0.007547% | 0.009963% | 0.007547% | 0.00922% | 0.005776% | 0.00922% | 0.004536% | 0.006869% | 0.005776% | 0.00922% | 0.01221% | 0.008759% | 0.007547% | 0.009963% | 0.009963% | 0.007547% | 0.00922% | 0.005776% | 0.00922% | 0.004536% | 0.006869% | 0.005474% | 0.005474%
5836 | 0.005396% | 0.01169% | 0.005295% | 0.005876% | 0.009537% | 0.0123% | 0.008639% | 0.007744% | 0.01017% | 0.007744% | 0.009537% | 0.005876% | 0.009537% | 0.004858% | 0.006869% | 0.005876% | 0.009537% | 0.0123% | 0.008639% | 0.007744% | 0.01017% | 0.01017% | 0.007744% | 0.009537% | 0.005876% | 0.009537% | 0.004858% | 0.006869% | 0.005396% | 0.005396%
5837 | 0.005268% | 0.01218% | 0.005239% | 0.00651% | 0.009499% | 0.01218% | 0.008581% | 0.008536% | 0.01029% | 0.008536% | 0.009499% | 0.00651% | 0.009499% | 0.005364% | 0.006869% | 0.00651% | 0.009499% | 0.01218% | 0.008581% | 0.008536% | 0.01029% | 0.01029% | 0.008536% | 0.009499% | 0.00651% | 0.009499% | 0.005364% | 0.006869% | 0.005268% | 0.005268%
5838 | 0.006612% | 0.01188% | 0.005883% | 0.006429% | 0.009343% | 0.01166% | 0.007304% | 0.009665% | 0.01089% | 0.009665% | 0.009343% | 0.006429% | 0.009343% | 0.00583% | 0.005128% | 0.006429% | 0.009343% | 0.01166% | 0.007304% | 0.009665% | 0.01089% | 0.01089% | 0.009665% | 0.009343% | 0.006429% | 0.009343% | 0.00583% | 0.005128% | 0.006612% | 0.006612%
5839 | 0.005589% | 0.01206% | 0.004882% | 0.007949% | 0.009881% | 0.01127% | 0.006932% | 0.01252% | 0.01141% | 0.01252% | 0.009881% | 0.007949% | 0.009881% | 0.008062% | 0.004264% | 0.007949% | 0.009881% | 0.01127% | 0.006932% | 0.01252% | 0.01141% | 0.01141% | 0.01252% | 0.009881% | 0.007949% | 0.009881% | 0.008062% | 0.004264% | 0.005589% | 0.005589%
5840 | 0.005223% | 0.01287% | 0.004639% | 0.01081% | 0.01086% | 0.01175% | 0.00752% | 0.01437% | 0.01186% | 0.01437% | 0.01086% | 0.01081% | 0.01086% | 0.01167% | 0.004264% | 0.01081% | 0.01086% | 0.01175% | 0.00752% | 0.01437% | 0.01186% | 0.01186% | 0.01437% | 0.01086% | 0.01081% | 0.01086% | 0.01167% | 0.004264% | 0.005223% | 0.005223%
5841 | 0.005455% | 0.01402% | 0.004746% | 0.01329% | 0.01209% | 0.01239% | 0.008399% | 0.01523% | 0.01241% | 0.01523% | 0.01209% | 0.01329% | 0.01209% | 0.01415% | 0.004296% | 0.01329% | 0.01209% | 0.01239% | 0.008399% | 0.01523% | 0.01241% | 0.01241% | 0.01523% | 0.01209% | 0.01329% | 0.01209% | 0.01415% | 0.004296% | 0.005455% | 0.005455%
5842 | 0.00621% | 0.01537% | 0.005376% | 0.01536% | 0.01296% | 0.01334% | 0.009413% | 0.01651% | 0.01281% | 0.01651% | 0.01296% | 0.01536% | 0.01296% | 0.01584% | 0.004346% | 0.01536% | 0.01296% | 0.01334% | 0.009413% | 0.01651% | 0.01281% | 0.01281% | 0.01651% | 0.01296% | 0.01536% | 0.01296% | 0.01584% | 0.004346% | 0.00621% | 0.00621%
5843 | 0.006564% | 0.01638% | 0.005948% | 0.01708% | 0.01322% | 0.01393% | 0.01039% | 0.01713% | 0.01294% | 0.01713% | 0.01322% | 0.01708% | 0.01322% | 0.01721% | 0.004377% | 0.01708% | 0.01322% | 0.01393% | 0.01039% | 0.01713% | 0.01294% | 0.01294% | 0.01713% | 0.01322% | 0.01708% | 0.01322% | 0.01721% | 0.004377% | 0.006564% | 0.006564%
5844 | 0.00724% | 0.01631% | 0.006486% | 0.01828% | 0.01342% | 0.01385% | 0.01115% | 0.01725% | 0.01313% | 0.01725% | 0.01342% | 0.01828% | 0.01342% | 0.01819% | 0.004413% | 0.01828% | 0.01342% | 0.01385% | 0.01115% | 0.01725% | 0.01313% | 0.01313% | 0.01725% | 0.01342% | 0.01828% | 0.01342% | 0.01819% | 0.004413% | 0.00724% | 0.00724%
5845 | 0.007967% | 0.0157% | 0.007123% | 0.01913% | 0.01382% | 0.01326% | 0.01142% | 0.01752% | 0.01346% | 0.01752% | 0.01382% | 0.01913% | 0.01382% | 0.01905% | 0.004464% | 0.01913% | 0.01382% | 0.01326% | 0.01142% | 0.01752% | 0.01346% | 0.01346% | 0.01752% | 0.01382% | 0.01913% | 0.01382% | 0.01905% | 0.004464% | 0.007967% | 0.007967%
5846 | 0.008432% | 0.01466% | 0.007487% | 0.01933% | 0.0142% | 0.0123% | 0.01132% | 0.01748% | 0.01381% | 0.01748% | 0.0142% | 0.01933% | 0.0142% | 0.01971% | 0.004515% | 0.01933% | 0.0142% | 0.0123% | 0.01132% | 0.01748% | 0.01381% | 0.01381% | 0.01748% | 0.0142% | 0.01933% | 0.0142% | 0.01971% | 0.004515% | 0.008432% | 0.008432%
5847 | 0.008766% | 0.01366% | 0.007789% | 0.01912% | 0.01443% | 0.01172% | 0.011% | 0.01775% | 0.01401% | 0.01775% | 0.01443% | 0.01912% | 0.01443% | 0.02013% | 0.004567% | 0.01912% | 0.01443% | 0.01172% | 0.011% | 0.01775% | 0.01401% | 0.01401% | 0.01775% | 0.01443% | 0.01912% | 0.01443% | 0.02013% | 0.004567% | 0.008766% | 0.008766%
5848 | 0.00856% | 0.01293% | 0.00775% | 0.0186% | 0.01417% | 0.01124% | 0.01022% | 0.01612% | 0.0138% | 0.01612% | 0.01417% | 0.0186% | 0.01417% | 0.02002% | 0.004571% | 0.0186% | 0.01417% | 0.01124% | 0.01022% | 0.01612% | 0.0138% | 0.0138% | 0.01612% | 0.01417% | 0.0186% | 0.01417% | 0.02002% | 0.004571% | 0.00856% | 0.00856%
5849 | 0.008142% | 0.01213% | 0.007166% | 0.01761% | 0.01349% | 0.01107% | 0.009306% | 0.0155% | 0.0132% | 0.0155% | 0.01349% | 0.01761% | 0.01349% | 0.0195% | 0.004525% | 0.01761% | 0.01349% | 0.01107% | 0.009306% | 0.0155% | 0.0132% | 0.0132% | 0.0155% | 0.01349% | 0.01761% | 0.01349% | 0.0195% | 0.004525% | 0.008142% | 0.008142%
5850 | 0.007556% | 0.01171% | 0.006513% | 0.01618% | 0.01235% | 0.01133% | 0.00823% | 0.01478% | 0.01233% | 0.01478% | 0.01235% | 0.01618% | 0.01235% | 0.01842% | 0.004394% | 0.01618% | 0.01235% | 0.01133% | 0.00823% | 0.01478% | 0.01233% | 0.01233% | 0.01478% | 0.01235% | 0.01618% | 0.01235% | 0.01842% | 0.004394% | 0.007556% | 0.007556%
5851 | 0.008156% | 0.01163% | 0.007026% | 0.01517% | 0.01158% | 0.01242% | 0.008658% | 0.01421% | 0.01164% | 0.01421% | 0.01158% | 0.01517% | 0.01158% | 0.01768% | 0.00598% | 0.01517% | 0.01158% | 0.01242% | 0.008658% | 0.01421% | 0.01164% | 0.01164% | 0.01421% | 0.01158% | 0.01517% | 0.01158% | 0.01768% | 0.00598% | 0.008156% | 0.008156%
5852 | 0.008338% | 0.01155% | 0.007292% | 0.01379% | 0.01099% | 0.01256% | 0.009044% | 0.0135% | 0.01108% | 0.0135% | 0.01099% | 0.01379% | 0.01099% | 0.01633% | 0.006881% | 0.01379% | 0.01099% | 0.01256% | 0.009044% | 0.0135% | 0.01108% | 0.01108% | 0.0135% | 0.01099% | 0.01379% | 0.01099% | 0.01633% | 0.006881% | 0.008338% | 0.008338%
5853 | 0.006743% | 0.01144% | 0.006298% | 0.01166% | 0.01012% | 0.01259% | 0.008916% | 0.0129% | 0.0104% | 0.0129% | 0.01012% | 0.01166% | 0.01012% | 0.01354% | 0.00688% | 0.01166% | 0.01012% | 0.01259% | 0.008916% | 0.0129% | 0.0104% | 0.0104% | 0.0129% | 0.01012% | 0.01166% | 0.01012% | 0.01354% | 0.00688% | 0.006743% | 0.006743%
5854 | 0.006477% | 0.01135% | 0.006191% | 0.00897% | 0.009646% | 0.01241% | 0.008903% | 0.01228% | 0.009818% | 0.01228% | 0.009646% | 0.00897% | 0.009646% | 0.009406% | 0.006887% | 0.00897% | 0.009646% | 0.01241% | 0.008903% | 0.01228% | 0.009818% | 0.009818% | 0.01228% | 0.009646% | 0.00897% | 0.009646% | 0.009406% | 0.006887% | 0.006477% | 0.006477%
5855 | 0.006203% | 0.01127% | 0.00602% | 0.007169% | 0.009313% | 0.01237% | 0.008937% | 0.01109% | 0.00949% | 0.01109% | 0.009313% | 0.007169% | 0.009313% | 0.006571% | 0.006896% | 0.007169% | 0.009313% | 0.01237% | 0.008937% | 0.01109% | 0.00949% | 0.00949% | 0.01109% | 0.009313% | 0.007169% | 0.009313% | 0.006571% | 0.006896% | 0.006203% | 0.006203%
5856 | 0.006108% | 0.01055% | 0.005939% | 0.00644% | 0.009037% | 0.01203% | 0.00889% | 0.00957% | 0.009237% | 0.00957% | 0.009037% | 0.00644% | 0.009037% | 0.005273% | 0.006891% | 0.00644% | 0.009037% | 0.01203% | 0.00889% | 0.00957% | 0.009237% | 0.009237% | 0.00957% | 0.009037% | 0.00644% | 0.009037% | 0.005273% | 0.006891% | 0.006108% | 0.006108%
5857 | 0.005163% | 0.008803% | 0.00514% | 0.006209% | 0.007917% | 0.01209% | 0.007607% | 0.0096% | 0.008344% | 0.0096% | 0.007917% | 0.006209% | 0.007917% | 0.004775% | 0.006849% | 0.006209% | 0.007917% | 0.01209% | 0.007607% | 0.0096% | 0.008344% | 0.008344% | 0.0096% | 0.007917% | 0.006209% | 0.007917% | 0.004775% | 0.006849% | 0.005163% | 0.005163%
5858 | 0.005159% | 0.008621% | 0.005109% | 0.006091% | 0.007994% | 0.012% | 0.007657% | 0.008957% | 0.008414% | 0.008957% | 0.007994% | 0.006091% | 0.007994% | 0.004456% | 0.006853% | 0.006091% | 0.007994% | 0.012% | 0.007657% | 0.008957% | 0.008414% | 0.008414% | 0.008957% | 0.007994% | 0.006091% | 0.007994% | 0.004456% | 0.006853% | 0.005159% | 0.005159%
5859 | 0.005006% | 0.008494% | 0.004962% | 0.006035% | 0.007864% | 0.01199% | 0.007672% | 0.008553% | 0.008163% | 0.008553% | 0.007864% | 0.006035% | 0.007864% | 0.004429% | 0.006858% | 0.006035% | 0.007864% | 0.01199% | 0.007672% | 0.008553% | 0.008163% | 0.008163% | 0.008553% | 0.007864% | 0.006035% | 0.007864% | 0.004429% | 0.006858% | 0.005006% | 0.005006%
5860 | 0.005009% | 0.008405% | 0.005018% | 0.006046% | 0.007922% | 0.01202% | 0.007765% | 0.008745% | 0.008229% | 0.008745% | 0.007922% | 0.006046% | 0.007922% | 0.004784% | 0.006862% | 0.006046% | 0.007922% | 0.01202% | 0.007765% | 0.008745% | 0.008229% | 0.008229% | 0.008745% | 0.007922% | 0.006046% | 0.007922% | 0.004784% | 0.006862% | 0.005009% | 0.005009%
5861 | 0.004978% | 0.008318% | 0.005071% | 0.006721% | 0.008075% | 0.01208% | 0.007918% | 0.009404% | 0.008322% | 0.009404% | 0.008075% | 0.006721% | 0.008075% | 0.005672% | 0.006867% | 0.006721% | 0.008075% | 0.01208% | 0.007918% | 0.009404% | 0.008322% | 0.008322% | 0.009404% | 0.008075% | 0.006721% | 0.008075% | 0.005672% | 0.006867% | 0.004978% | 0.004978%
5862 | 0.006437% | 0.008226% | 0.00557% | 0.006169% | 0.007364% | 0.0114% | 0.006531% | 0.009591% | 0.007855% | 0.009591% | 0.007364% | 0.006169% | 0.007364% | 0.006058% | 0.005149% | 0.006169% | 0.007364% | 0.0114% | 0.006531% | 0.009591% | 0.007855% | 0.007855% | 0.009591% | 0.007364% | 0.006169% | 0.007364% | 0.006058% | 0.005149% | 0.006437% | 0.006437%
5863 | 0.004445% | 0.009219% | 0.004222% | 0.006494% | 0.007244% | 0.01086% | 0.006051% | 0.01123% | 0.007724% | 0.01123% | 0.007244% | 0.006494% | 0.007244% | 0.00718% | 0.004266% | 0.006494% | 0.007244% | 0.01086% | 0.006051% | 0.01123% | 0.007724% | 0.007724% | 0.01123% | 0.007244% | 0.006494% | 0.007244% | 0.00718% | 0.004266% | 0.004445% | 0.004445%
5864 | 0.004882% | 0.009679% | 0.004213% | 0.007931% | 0.007898% | 0.01159% | 0.006622% | 0.01335% | 0.008316% | 0.01335% | 0.007898% | 0.007931% | 0.007898% | 0.009622% | 0.00426% | 0.007931% | 0.007898% | 0.01159% | 0.006622% | 0.01335% | 0.008316% | 0.008316% | 0.01335% | 0.007898% | 0.007931% | 0.007898% | 0.009622% | 0.00426% | 0.004882% | 0.004882%
5865 | 0.004983% | 0.01045% | 0.004087% | 0.009853% | 0.008182% | 0.01251% | 0.006759% | 0.01475% | 0.008531% | 0.01475% | 0.008182% | 0.009853% | 0.008182% | 0.01198% | 0.004271% | 0.009853% | 0.008182% | 0.01251% | 0.006759% | 0.01475% | 0.008531% | 0.008531% | 0.01475% | 0.008182% | 0.009853% | 0.008182% | 0.01198% | 0.004271% | 0.004983% | 0.004983%
5866 | 0.005112% | 0.01141% | 0.004171% | 0.01205% | 0.008266% | 0.01376% | 0.006795% | 0.01577% | 0.008502% | 0.01577% | 0.008266% | 0.01205% | 0.008266% | 0.01414% | 0.004297% | 0.01205% | 0.008266% | 0.01376% | 0.006795% | 0.01577% | 0.008502% | 0.008502% | 0.01577% | 0.008266% | 0.01205% | 0.008266% | 0.01414% | 0.004297% | 0.005112% | 0.005112%
5867 | 0.005288% | 0.01258% | 0.00479% | 0.01419% | 0.008289% | 0.01416% | 0.006816% | 0.01651% | 0.008481% | 0.01651% | 0.008289% | 0.01419% | 0.008289% | 0.01589% | 0.004318% | 0.01419% | 0.008289% | 0.01416% | 0.006816% | 0.01651% | 0.008481% | 0.008481% | 0.01651% | 0.008289% | 0.01419% | 0.008289% | 0.01589% | 0.004318% | 0.005288% | 0.005288%
5868 | 0.006011% | 0.01319% | 0.005195% | 0.01595% | 0.008775% | 0.01387% | 0.007126% | 0.01699% | 0.009024% | 0.01699% | 0.008775% | 0.01595% | 0.008775% | 0.01696% | 0.004343% | 0.01595% | 0.008775% | 0.01387% | 0.007126% | 0.01699% | 0.009024% | 0.009024% | 0.01699% | 0.008775% | 0.01595% | 0.008775% | 0.01696% | 0.004343% | 0.006011% | 0.006011%
5869 | 0.006432% | 0.01334% | 0.005705% | 0.01699% | 0.009078% | 0.01312% | 0.007416% | 0.01746% | 0.00927% | 0.01746% | 0.009078% | 0.01699% | 0.009078% | 0.0177% | 0.004386% | 0.01699% | 0.009078% | 0.01312% | 0.007416% | 0.01746% | 0.00927% | 0.00927% | 0.01746% | 0.009078% | 0.01699% | 0.009078% | 0.0177% | 0.004386% | 0.006432% | 0.006432%
5870 | 0.006679% | 0.01281% | 0.006048% | 0.01736% | 0.00935% | 0.01241% | 0.007737% | 0.01746% | 0.009348% | 0.01746% | 0.00935% | 0.01736% | 0.00935% | 0.0183% | 0.004429% | 0.01736% | 0.00935% | 0.01241% | 0.007737% | 0.01746% | 0.009348% | 0.009348% | 0.01746% | 0.00935% | 0.01736% | 0.00935% | 0.0183% | 0.004429% | 0.006679% | 0.006679%
5871 | 0.007069% | 0.01186% | 0.006362% | 0.01702% | 0.009408% | 0.01162% | 0.007787% | 0.01746% | 0.009289% | 0.01746% | 0.009408% | 0.01702% | 0.009408% | 0.01838% | 0.004438% | 0.01702% | 0.009408% | 0.01162% | 0.007787% | 0.01746% | 0.009289% | 0.009289% | 0.01746% | 0.009408% | 0.01702% | 0.009408% | 0.01838% | 0.004438% | 0.007069% | 0.007069%
5872 | 0.006864% | 0.01096% | 0.00615% | 0.01609% | 0.009045% | 0.01144% | 0.007479% | 0.01548% | 0.009011% | 0.01548% | 0.009045% | 0.01609% | 0.009045% | 0.01789% | 0.004407% | 0.01609% | 0.009045% | 0.01144% | 0.007479% | 0.01548% | 0.009011% | 0.009011% | 0.01548% | 0.009045% | 0.01609% | 0.009045% | 0.01789% | 0.004407% | 0.006864% | 0.006864%
5873 | 0.006449% | 0.01018% | 0.005665% | 0.01477% | 0.008592% | 0.01103% | 0.006925% | 0.01467% | 0.008831% | 0.01467% | 0.008592% | 0.01477% | 0.008592% | 0.01668% | 0.004359% | 0.01477% | 0.008592% | 0.01103% | 0.006925% | 0.01467% | 0.008831% | 0.008831% | 0.01467% | 0.008592% | 0.01477% | 0.008592% | 0.01668% | 0.004359% | 0.006449% | 0.006449%
5874 | 0.006149% | 0.009677% | 0.005203% | 0.01316% | 0.007913% | 0.01109% | 0.006271% | 0.01427% | 0.008559% | 0.01427% | 0.007913% | 0.01316% | 0.007913% | 0.01488% | 0.004289% | 0.01316% | 0.007913% | 0.01109% | 0.006271% | 0.01427% | 0.008559% | 0.008559% | 0.01427% | 0.007913% | 0.01316% | 0.007913% | 0.01488% | 0.004289% | 0.006149% | 0.006149%
5875 | 0.00681% | 0.009564% | 0.005834% | 0.01211% | 0.007937% | 0.01229% | 0.007046% | 0.01408% | 0.008554% | 0.01408% | 0.007937% | 0.01211% | 0.007937% | 0.01366% | 0.005957% | 0.01211% | 0.007937% | 0.01229% | 0.007046% | 0.01408% | 0.008554% | 0.008554% | 0.01408% | 0.007937% | 0.01211% | 0.007937% | 0.01366% | 0.005957% | 0.00681% | 0.00681%
5876 | 0.007092% | 0.009413% | 0.005973% | 0.01089% | 0.007996% | 0.01229% | 0.007492% | 0.01361% | 0.008523% | 0.01361% | 0.007996% | 0.01089% | 0.007996% | 0.01204% | 0.006871% | 0.01089% | 0.007996% | 0.01229% | 0.007492% | 0.01361% | 0.008523% | 0.008523% | 0.01361% | 0.007996% | 0.01089% | 0.007996% | 0.01204% | 0.006871% | 0.007092% | 0.007092%
5877 | 0.005756% | 0.009221% | 0.005455% | 0.009587% | 0.007931% | 0.01209% | 0.007408% | 0.01313% | 0.008525% | 0.01313% | 0.007931% | 0.009587% | 0.007931% | 0.01004% | 0.006876% | 0.009587% | 0.007931% | 0.01209% | 0.007408% | 0.01313% | 0.008525% | 0.008525% | 0.01313% | 0.007931% | 0.009587% | 0.007931% | 0.01004% | 0.006876% | 0.005756% | 0.005756%
5878 | 0.005549% | 0.009137% | 0.005329% | 0.0085% | 0.008005% | 0.01211% | 0.007461% | 0.01277% | 0.008611% | 0.01277% | 0.008005% | 0.0085% | 0.008005% | 0.00823% | 0.006882% | 0.0085% | 0.008005% | 0.01211% | 0.007461% | 0.01277% | 0.008611% | 0.008611% | 0.01277% | 0.008005% | 0.0085% | 0.008005% | 0.00823% | 0.006882% | 0.005549% | 0.005549%
5879 | 0.005487% | 0.009063% | 0.005322% | 0.007666% | 0.008097% | 0.01204% | 0.007536% | 0.01187% | 0.008766% | 0.01187% | 0.008097% | 0.007666% | 0.008097% | 0.006577% | 0.006887% | 0.007666% | 0.008097% | 0.01204% | 0.007536% | 0.01187% | 0.008766% | 0.008766% | 0.01187% | 0.008097% | 0.007666% | 0.008097% | 0.006577% | 0.006887% | 0.005487% | 0.005487%
5880 | 0.005418% | 0.009495% | 0.005209% | 0.006676% | 0.008441% | 0.0121% | 0.007993% | 0.01023% | 0.008912% | 0.01023% | 0.008441% | 0.006676% | 0.008441% | 0.005364% | 0.006855% | 0.006676% | 0.008441% | 0.0121% | 0.007993% | 0.01023% | 0.008912% | 0.008912% | 0.01023% | 0.008441% | 0.006676% | 0.008441% | 0.005364% | 0.006855% | 0.005418% | 0.005418%
5881 | 0.006975% | 0.009243% | 0.006572% | 0.005996% | 0.009115% | 0.01071% | 0.008997% | 0.009068% | 0.009661% | 0.009068% | 0.009115% | 0.005996% | 0.009115% | 0.004724% | 0.006891% | 0.005996% | 0.009115% | 0.01071% | 0.008997% | 0.009068% | 0.009661% | 0.009661% | 0.009068% | 0.009115% | 0.005996% | 0.009115% | 0.004724% | 0.006891% | 0.006975% | 0.006975%
5882 | 0.007006% | 0.009183% | 0.006599% | 0.005844% | 0.009062% | 0.01077% | 0.008851% | 0.007878% | 0.01002% | 0.007878% | 0.009062% | 0.005844% | 0.009062% | 0.0047% | 0.006912% | 0.005844% | 0.009062% | 0.01077% | 0.008851% | 0.007878% | 0.01002% | 0.01002% | 0.007878% | 0.009062% | 0.005844% | 0.009062% | 0.0047% | 0.006912% | 0.007006% | 0.007006%
5883 | 0.007311% | 0.0091% | 0.006547% | 0.005814% | 0.009261% | 0.0108% | 0.008859% | 0.007009% | 0.01095% | 0.007009% | 0.009261% | 0.005814% | 0.009261% | 0.004873% | 0.007147% | 0.005814% | 0.009261% | 0.0108% | 0.008859% | 0.007009% | 0.01095% | 0.01095% | 0.007009% | 0.009261% | 0.005814% | 0.009261% | 0.004873% | 0.007147% | 0.007311% | 0.007311%
5884 | 0.008224% | 0.009056% | 0.006538% | 0.005953% | 0.009975% | 0.01087% | 0.009211% | 0.006902% | 0.01186% | 0.006902% | 0.009975% | 0.005953% | 0.009975% | 0.005248% | 0.007827% | 0.005953% | 0.009975% | 0.01087% | 0.009211% | 0.006902% | 0.01186% | 0.01186% | 0.006902% | 0.009975% | 0.005953% | 0.009975% | 0.005248% | 0.007827% | 0.008224% | 0.008224%
5885 | 0.01036% | 0.009659% | 0.00674% | 0.006926% | 0.01124% | 0.01074% | 0.01016% | 0.007979% | 0.01345% | 0.007979% | 0.01124% | 0.006926% | 0.01124% | 0.005898% | 0.009244% | 0.006926% | 0.01124% | 0.01074% | 0.01016% | 0.007979% | 0.01345% | 0.01345% | 0.007979% | 0.01124% | 0.006926% | 0.01124% | 0.005898% | 0.009244% | 0.01036% | 0.01036%
5886 | 0.01458% | 0.009637% | 0.01155% | 0.006965% | 0.01293% | 0.01045% | 0.01051% | 0.009548% | 0.0151% | 0.009548% | 0.01293% | 0.006965% | 0.01293% | 0.006455% | 0.01003% | 0.006965% | 0.01293% | 0.01045% | 0.01051% | 0.009548% | 0.0151% | 0.0151% | 0.009548% | 0.01293% | 0.006965% | 0.01293% | 0.006455% | 0.01003% | 0.01458% | 0.01458%
5887 | 0.01595% | 0.011% | 0.01445% | 0.008485% | 0.01501% | 0.01018% | 0.01202% | 0.01366% | 0.01662% | 0.01366% | 0.01501% | 0.008485% | 0.01501% | 0.008638% | 0.01219% | 0.008485% | 0.01501% | 0.01018% | 0.01202% | 0.01366% | 0.01662% | 0.01662% | 0.01366% | 0.01501% | 0.008485% | 0.01501% | 0.008638% | 0.01219% | 0.01595% | 0.01595%
5888 | 0.01879% | 0.01417% | 0.01662% | 0.01137% | 0.01724% | 0.01049% | 0.01438% | 0.01579% | 0.01802% | 0.01579% | 0.01724% | 0.01137% | 0.01724% | 0.01225% | 0.01509% | 0.01137% | 0.01724% | 0.01049% | 0.01438% | 0.01579% | 0.01802% | 0.01802% | 0.01579% | 0.01724% | 0.01137% | 0.01724% | 0.01225% | 0.01509% | 0.01879% | 0.01879%
5889 | 0.02137% | 0.01764% | 0.01896% | 0.01383% | 0.01915% | 0.01121% | 0.01659% | 0.01623% | 0.01911% | 0.01623% | 0.01915% | 0.01383% | 0.01915% | 0.01464% | 0.01737% | 0.01383% | 0.01915% | 0.01121% | 0.01659% | 0.01623% | 0.01911% | 0.01911% | 0.01623% | 0.01915% | 0.01383% | 0.01915% | 0.01464% | 0.01737% | 0.02137% | 0.02137%
5890 | 0.02374% | 0.02039% | 0.02175% | 0.01582% | 0.02035% | 0.01242% | 0.01844% | 0.01668% | 0.01956% | 0.01668% | 0.02035% | 0.01582% | 0.02035% | 0.01626% | 0.019% | 0.01582% | 0.02035% | 0.01242% | 0.01844% | 0.01668% | 0.01956% | 0.01956% | 0.01668% | 0.02035% | 0.01582% | 0.02035% | 0.01626% | 0.019% | 0.02374% | 0.02374%
5891 | 0.02571% | 0.02157% | 0.02354% | 0.01744% | 0.02085% | 0.01295% | 0.01951% | 0.0167% | 0.01981% | 0.0167% | 0.02085% | 0.01744% | 0.02085% | 0.01755% | 0.02006% | 0.01744% | 0.02085% | 0.01295% | 0.01951% | 0.0167% | 0.01981% | 0.01981% | 0.0167% | 0.02085% | 0.01744% | 0.02085% | 0.01755% | 0.02006% | 0.02571% | 0.02571%
5892 | 0.02677% | 0.02119% | 0.02459% | 0.01853% | 0.02058% | 0.01269% | 0.01982% | 0.01601% | 0.01966% | 0.01601% | 0.02058% | 0.01853% | 0.02058% | 0.01843% | 0.0205% | 0.01853% | 0.02058% | 0.01269% | 0.01982% | 0.01601% | 0.01966% | 0.01966% | 0.01601% | 0.02058% | 0.01853% | 0.02058% | 0.01843% | 0.0205% | 0.02677% | 0.02677%
5893 | 0.02676% | 0.02034% | 0.02516% | 0.01921% | 0.01978% | 0.01194% | 0.01965% | 0.01547% | 0.01926% | 0.01547% | 0.01978% | 0.01921% | 0.01978% | 0.01904% | 0.02051% | 0.01921% | 0.01978% | 0.01194% | 0.01965% | 0.01547% | 0.01926% | 0.01926% | 0.01547% | 0.01978% | 0.01921% | 0.01978% | 0.01904% | 0.02051% | 0.02676% | 0.02676%
5894 | 0.02521% | 0.01776% | 0.02438% | 0.01937% | 0.01855% | 0.01109% | 0.01884% | 0.01506% | 0.01826% | 0.01506% | 0.01855% | 0.01937% | 0.01855% | 0.01919% | 0.0202% | 0.01937% | 0.01855% | 0.01109% | 0.01884% | 0.01506% | 0.01826% | 0.01826% | 0.01506% | 0.01855% | 0.01937% | 0.01855% | 0.01919% | 0.0202% | 0.02521% | 0.02521%
5895 | 0.0228% | 0.01504% | 0.02337% | 0.01909% | 0.01742% | 0.01041% | 0.01735% | 0.01543% | 0.01741% | 0.01543% | 0.01742% | 0.01909% | 0.01742% | 0.01876% | 0.01913% | 0.01909% | 0.01742% | 0.01041% | 0.01735% | 0.01543% | 0.01741% | 0.01741% | 0.01543% | 0.01742% | 0.01909% | 0.01742% | 0.01876% | 0.01913% | 0.0228% | 0.0228%
5896 | 0.01987% | 0.01342% | 0.0218% | 0.01857% | 0.0163% | 0.01029% | 0.01555% | 0.01396% | 0.01653% | 0.01396% | 0.0163% | 0.01857% | 0.0163% | 0.01768% | 0.01693% | 0.01857% | 0.0163% | 0.01029% | 0.01555% | 0.01396% | 0.01653% | 0.01653% | 0.01396% | 0.0163% | 0.01857% | 0.0163% | 0.01768% | 0.01693% | 0.01987% | 0.01987%
5897 | 0.01657% | 0.01152% | 0.01992% | 0.01764% | 0.01456% | 0.01014% | 0.01376% | 0.01364% | 0.0152% | 0.01364% | 0.01456% | 0.01764% | 0.01456% | 0.01619% | 0.01404% | 0.01764% | 0.01456% | 0.01014% | 0.01376% | 0.01364% | 0.0152% | 0.0152% | 0.01364% | 0.01456% | 0.01764% | 0.01456% | 0.01619% | 0.01404% | 0.01657% | 0.01657%
5898 | 0.01324% | 0.01067% | 0.01798% | 0.01628% | 0.0126% | 0.01005% | 0.01219% | 0.01333% | 0.01355% | 0.01333% | 0.0126% | 0.01628% | 0.0126% | 0.0145% | 0.01107% | 0.01628% | 0.0126% | 0.01005% | 0.01219% | 0.01333% | 0.01355% | 0.01355% | 0.01333% | 0.0126% | 0.01628% | 0.0126% | 0.0145% | 0.01107% | 0.01324% | 0.01324%
5899 | 0.01185% | 0.0103% | 0.01484% | 0.01535% | 0.0114% | 0.01082% | 0.01209% | 0.01323% | 0.01209% | 0.01323% | 0.0114% | 0.01535% | 0.0114% | 0.01392% | 0.01065% | 0.01535% | 0.0114% | 0.01082% | 0.01209% | 0.01323% | 0.01209% | 0.01209% | 0.01323% | 0.0114% | 0.01535% | 0.0114% | 0.01392% | 0.01065% | 0.01185% | 0.01185%
5900 | 0.01091% | 0.01004% | 0.01056% | 0.01414% | 0.0106% | 0.01082% | 0.01157% | 0.01322% | 0.01104% | 0.01322% | 0.0106% | 0.01414% | 0.0106% | 0.0131% | 0.01008% | 0.01414% | 0.0106% | 0.01082% | 0.01157% | 0.01322% | 0.01104% | 0.01104% | 0.01322% | 0.0106% | 0.01414% | 0.0106% | 0.0131% | 0.01008% | 0.01091% | 0.01091%
5901 | 0.007742% | 0.009899% | 0.007466% | 0.01212% | 0.01001% | 0.0106% | 0.01058% | 0.01343% | 0.01054% | 0.01343% | 0.01001% | 0.01212% | 0.01001% | 0.01092% | 0.009125% | 0.01212% | 0.01001% | 0.0106% | 0.01058% | 0.01343% | 0.01054% | 0.01054% | 0.01343% | 0.01001% | 0.01212% | 0.01001% | 0.01092% | 0.009125% | 0.007742% | 0.007742%
5902 | 0.007289% | 0.009818% | 0.006677% | 0.009503% | 0.009708% | 0.0106% | 0.009735% | 0.0136% | 0.01027% | 0.0136% | 0.009708% | 0.009503% | 0.009708% | 0.007559% | 0.008353% | 0.009503% | 0.009708% | 0.0106% | 0.009735% | 0.0136% | 0.01027% | 0.01027% | 0.0136% | 0.009708% | 0.009503% | 0.009708% | 0.007559% | 0.008353% | 0.007289% | 0.007289%
5903 | 0.007101% | 0.009673% | 0.006594% | 0.00774% | 0.009499% | 0.01065% | 0.009213% | 0.01346% | 0.01002% | 0.01346% | 0.009499% | 0.00774% | 0.009499% | 0.005408% | 0.007754% | 0.00774% | 0.009499% | 0.01065% | 0.009213% | 0.01346% | 0.01002% | 0.01002% | 0.01346% | 0.009499% | 0.00774% | 0.009499% | 0.005408% | 0.007754% | 0.007101% | 0.007101%
5904 | 0.006662% | 0.00938% | 0.006233% | 0.006726% | 0.00904% | 0.01102% | 0.008634% | 0.01077% | 0.009612% | 0.01077% | 0.00904% | 0.006726% | 0.00904% | 0.004955% | 0.007084% | 0.006726% | 0.00904% | 0.01102% | 0.008634% | 0.01077% | 0.009612% | 0.009612% | 0.01077% | 0.00904% | 0.006726% | 0.00904% | 0.004955% | 0.007084% | 0.006662% | 0.006662%
5905 | 0.007125% | 0.009495% | 0.006655% | 0.006052% | 0.009119% | 0.01075% | 0.008805% | 0.009197% | 0.009705% | 0.009197% | 0.009119% | 0.006052% | 0.009119% | 0.004751% | 0.006884% | 0.006052% | 0.009119% | 0.01075% | 0.008805% | 0.009197% | 0.009705% | 0.009705% | 0.009197% | 0.009119% | 0.006052% | 0.009119% | 0.004751% | 0.006884% | 0.007125% | 0.007125%
5906 | 0.007149% | 0.009422% | 0.006583% | 0.005884% | 0.009047% | 0.01083% | 0.008764% | 0.007959% | 0.009969% | 0.007959% | 0.009047% | 0.005884% | 0.009047% | 0.004724% | 0.006905% | 0.005884% | 0.009047% | 0.01083% | 0.008764% | 0.007959% | 0.009969% | 0.009969% | 0.007959% | 0.009047% | 0.005884% | 0.009047% | 0.004724% | 0.006905% | 0.007149% | 0.007149%
5907 | 0.007398% | 0.009338% | 0.006536% | 0.005834% | 0.009146% | 0.01093% | 0.008784% | 0.006957% | 0.01068% | 0.006957% | 0.009146% | 0.005834% | 0.009146% | 0.004881% | 0.00714% | 0.005834% | 0.009146% | 0.01093% | 0.008784% | 0.006957% | 0.01068% | 0.01068% | 0.006957% | 0.009146% | 0.005834% | 0.009146% | 0.004881% | 0.00714% | 0.007398% | 0.007398%
5908 | 0.008317% | 0.009294% | 0.006526% | 0.005962% | 0.009764% | 0.01102% | 0.009103% | 0.006781% | 0.0114% | 0.006781% | 0.009764% | 0.005962% | 0.009764% | 0.005254% | 0.007819% | 0.005962% | 0.009764% | 0.01102% | 0.009103% | 0.006781% | 0.0114% | 0.0114% | 0.006781% | 0.009764% | 0.005962% | 0.009764% | 0.005254% | 0.007819% | 0.008317% | 0.008317%
5909 | 0.01044% | 0.009729% | 0.00672% | 0.006912% | 0.01091% | 0.0108% | 0.01002% | 0.007866% | 0.01241% | 0.007866% | 0.01091% | 0.006912% | 0.01091% | 0.005803% | 0.009232% | 0.006912% | 0.01091% | 0.0108% | 0.01002% | 0.007866% | 0.01241% | 0.01241% | 0.007866% | 0.01091% | 0.006912% | 0.01091% | 0.005803% | 0.009232% | 0.01044% | 0.01044%
5910 | 0.01456% | 0.009879% | 0.01143% | 0.007005% | 0.0127% | 0.01051% | 0.01038% | 0.009452% | 0.01451% | 0.009452% | 0.0127% | 0.007005% | 0.0127% | 0.006541% | 0.01002% | 0.007005% | 0.0127% | 0.01051% | 0.01038% | 0.009452% | 0.01451% | 0.01451% | 0.009452% | 0.0127% | 0.007005% | 0.0127% | 0.006541% | 0.01002% | 0.01456% | 0.01456%
5911 | 0.01651% | 0.01127% | 0.01475% | 0.008586% | 0.01488% | 0.01026% | 0.01192% | 0.01343% | 0.01622% | 0.01343% | 0.01488% | 0.008586% | 0.01488% | 0.008786% | 0.01219% | 0.008586% | 0.01488% | 0.01026% | 0.01192% | 0.01343% | 0.01622% | 0.01622% | 0.01343% | 0.01488% | 0.008586% | 0.01488% | 0.008786% | 0.01219% | 0.01651% | 0.01651%
5912 | 0.01983% | 0.01453% | 0.01765% | 0.01164% | 0.01741% | 0.01049% | 0.01436% | 0.01567% | 0.01785% | 0.01567% | 0.01741% | 0.01164% | 0.01741% | 0.01251% | 0.0151% | 0.01164% | 0.01741% | 0.01049% | 0.01436% | 0.01567% | 0.01785% | 0.01785% | 0.01567% | 0.01741% | 0.01164% | 0.01741% | 0.01251% | 0.0151% | 0.01983% | 0.01983%
5913 | 0.02281% | 0.01806% | 0.02038% | 0.01427% | 0.01958% | 0.01114% | 0.01672% | 0.01625% | 0.01928% | 0.01625% | 0.01958% | 0.01427% | 0.01958% | 0.01503% | 0.01742% | 0.01427% | 0.01958% | 0.01114% | 0.01672% | 0.01625% | 0.01928% | 0.01928% | 0.01625% | 0.01958% | 0.01427% | 0.01958% | 0.01503% | 0.01742% | 0.02281% | 0.02281%
5914 | 0.02531% | 0.02071% | 0.02314% | 0.0164% | 0.0208% | 0.01198% | 0.01861% | 0.01676% | 0.01988% | 0.01676% | 0.0208% | 0.0164% | 0.0208% | 0.01673% | 0.01905% | 0.0164% | 0.0208% | 0.01198% | 0.01861% | 0.01676% | 0.01988% | 0.01988% | 0.01676% | 0.0208% | 0.0164% | 0.0208% | 0.01673% | 0.01905% | 0.02531% | 0.02531%
5915 | 0.02716% | 0.02183% | 0.02498% | 0.01807% | 0.02114% | 0.01264% | 0.01973% | 0.01665% | 0.01987% | 0.01665% | 0.02114% | 0.01807% | 0.02114% | 0.01818% | 0.02011% | 0.01807% | 0.02114% | 0.01264% | 0.01973% | 0.01665% | 0.01987% | 0.01987% | 0.01665% | 0.02114% | 0.01807% | 0.02114% | 0.01818% | 0.02011% | 0.02716% | 0.02716%
5916 | 0.02797% | 0.02137% | 0.02579% | 0.0191% | 0.02083% | 0.01257% | 0.02005% | 0.01595% | 0.01963% | 0.01595% | 0.02083% | 0.0191% | 0.02083% | 0.01915% | 0.02054% | 0.0191% | 0.02083% | 0.01257% | 0.02005% | 0.01595% | 0.01963% | 0.01963% | 0.01595% | 0.02083% | 0.0191% | 0.02083% | 0.01915% | 0.02054% | 0.02797% | 0.02797%
5917 | 0.02767% | 0.02053% | 0.026% | 0.01967% | 0.01998% | 0.01164% | 0.01982% | 0.01539% | 0.01921% | 0.01539% | 0.01998% | 0.01967% | 0.01998% | 0.01972% | 0.02053% | 0.01967% | 0.01998% | 0.01164% | 0.01982% | 0.01539% | 0.01921% | 0.01921% | 0.01539% | 0.01998% | 0.01967% | 0.01998% | 0.01972% | 0.02053% | 0.02767% | 0.02767%
5918 | 0.02596% | 0.01794% | 0.02512% | 0.01976% | 0.01865% | 0.01069% | 0.01897% | 0.01499% | 0.01815% | 0.01499% | 0.01865% | 0.01976% | 0.01865% | 0.01982% | 0.02019% | 0.01976% | 0.01865% | 0.01069% | 0.01897% | 0.01499% | 0.01815% | 0.01815% | 0.01499% | 0.01865% | 0.01976% | 0.01865% | 0.01982% | 0.02019% | 0.02596% | 0.02596%
5919 | 0.02358% | 0.01526% | 0.02436% | 0.01948% | 0.01747% | 0.01003% | 0.01751% | 0.01531% | 0.01723% | 0.01531% | 0.01747% | 0.01948% | 0.01747% | 0.01937% | 0.01913% | 0.01948% | 0.01747% | 0.01003% | 0.01751% | 0.01531% | 0.01723% | 0.01723% | 0.01531% | 0.01747% | 0.01948% | 0.01747% | 0.01937% | 0.01913% | 0.02358% | 0.02358%
5920 | 0.02044% | 0.01362% | 0.02262% | 0.01884% | 0.01629% | 0.009735% | 0.01561% | 0.01388% | 0.01647% | 0.01388% | 0.01629% | 0.01884% | 0.01629% | 0.01811% | 0.01693% | 0.01884% | 0.01629% | 0.009735% | 0.01561% | 0.01388% | 0.01647% | 0.01647% | 0.01388% | 0.01629% | 0.01884% | 0.01629% | 0.01811% | 0.01693% | 0.02044% | 0.02044%
5921 | 0.01727% | 0.01174% | 0.02094% | 0.01792% | 0.01463% | 0.00945% | 0.01385% | 0.01362% | 0.01527% | 0.01362% | 0.01463% | 0.01792% | 0.01463% | 0.01649% | 0.01406% | 0.01792% | 0.01463% | 0.00945% | 0.01385% | 0.01362% | 0.01527% | 0.01527% | 0.01362% | 0.01463% | 0.01792% | 0.01463% | 0.01649% | 0.01406% | 0.01727% | 0.01727%
5922 | 0.01373% | 0.01093% | 0.01913% | 0.01655% | 0.01253% | 0.009623% | 0.01222% | 0.01318% | 0.01339% | 0.01318% | 0.01253% | 0.01655% | 0.01253% | 0.01472% | 0.01109% | 0.01655% | 0.01253% | 0.009623% | 0.01222% | 0.01318% | 0.01339% | 0.01339% | 0.01318% | 0.01253% | 0.01655% | 0.01253% | 0.01472% | 0.01109% | 0.01373% | 0.01373%
5923 | 0.01219% | 0.01056% | 0.01562% | 0.01558% | 0.0113% | 0.01067% | 0.01211% | 0.01301% | 0.01189% | 0.01301% | 0.0113% | 0.01558% | 0.0113% | 0.01413% | 0.01068% | 0.01558% | 0.0113% | 0.01067% | 0.01211% | 0.01301% | 0.01189% | 0.01189% | 0.01301% | 0.0113% | 0.01558% | 0.0113% | 0.01413% | 0.01068% | 0.01219% | 0.01219%
5924 | 0.01102% | 0.01028% | 0.01087% | 0.01429% | 0.01047% | 0.0108% | 0.01157% | 0.01298% | 0.01083% | 0.01298% | 0.01047% | 0.01429% | 0.01047% | 0.01324% | 0.01008% | 0.01429% | 0.01047% | 0.0108% | 0.01157% | 0.01298% | 0.01083% | 0.01083% | 0.01298% | 0.01047% | 0.01429% | 0.01047% | 0.01324% | 0.01008% | 0.01102% | 0.01102%
5925 | 0.007732% | 0.01009% | 0.007447% | 0.01221% | 0.009844% | 0.01062% | 0.01057% | 0.01315% | 0.01028% | 0.01315% | 0.009844% | 0.01221% | 0.009844% | 0.01101% | 0.009123% | 0.01221% | 0.009844% | 0.01062% | 0.01057% | 0.01315% | 0.01028% | 0.01028% | 0.01315% | 0.009844% | 0.01221% | 0.009844% | 0.01101% | 0.009123% | 0.007732% | 0.007732%
5926 | 0.007235% | 0.009985% | 0.00666% | 0.009518% | 0.009527% | 0.01066% | 0.009706% | 0.01326% | 0.009969% | 0.01326% | 0.009527% | 0.009518% | 0.009527% | 0.007574% | 0.00835% | 0.009518% | 0.009527% | 0.01066% | 0.009706% | 0.01326% | 0.009969% | 0.009969% | 0.01326% | 0.009527% | 0.009518% | 0.009527% | 0.007574% | 0.00835% | 0.007235% | 0.007235%
5927 | 0.007057% | 0.009864% | 0.006568% | 0.00773% | 0.009317% | 0.01064% | 0.009188% | 0.01314% | 0.009757% | 0.01314% | 0.009317% | 0.00773% | 0.009317% | 0.005384% | 0.007749% | 0.00773% | 0.009317% | 0.01064% | 0.009188% | 0.01314% | 0.009757% | 0.009757% | 0.01314% | 0.009317% | 0.00773% | 0.009317% | 0.005384% | 0.007749% | 0.007057% | 0.007057%
5928 | 0.007043% | 0.009678% | 0.00655% | 0.006673% | 0.009176% | 0.01066% | 0.008927% | 0.01058% | 0.009674% | 0.01058% | 0.009176% | 0.006673% | 0.009176% | 0.004848% | 0.007112% | 0.006673% | 0.009176% | 0.01066% | 0.008927% | 0.01058% | 0.009674% | 0.009674% | 0.01058% | 0.009176% | 0.006673% | 0.009176% | 0.004848% | 0.007112% | 0.007043% | 0.007043%
5929 | 0.007074% | 0.009571% | 0.006621% | 0.006026% | 0.009007% | 0.01065% | 0.008785% | 0.009032% | 0.009508% | 0.009032% | 0.009007% | 0.006026% | 0.009007% | 0.004721% | 0.006877% | 0.006026% | 0.009007% | 0.01065% | 0.008785% | 0.009032% | 0.009508% | 0.009508% | 0.009032% | 0.009007% | 0.006026% | 0.009007% | 0.004721% | 0.006877% | 0.007074% | 0.007074%
5930 | 0.007075% | 0.009423% | 0.006525% | 0.005876% | 0.008961% | 0.01069% | 0.008739% | 0.007836% | 0.009806% | 0.007836% | 0.008961% | 0.005876% | 0.008961% | 0.004688% | 0.006897% | 0.005876% | 0.008961% | 0.01069% | 0.008739% | 0.007836% | 0.009806% | 0.009806% | 0.007836% | 0.008961% | 0.005876% | 0.008961% | 0.004688% | 0.006897% | 0.007075% | 0.007075%
5931 | 0.007317% | 0.00923% | 0.006446% | 0.005849% | 0.009114% | 0.01073% | 0.008788% | 0.006927% | 0.01059% | 0.006927% | 0.009114% | 0.005849% | 0.009114% | 0.004843% | 0.007137% | 0.005849% | 0.009114% | 0.01073% | 0.008788% | 0.006927% | 0.01059% | 0.01059% | 0.006927% | 0.009114% | 0.005849% | 0.009114% | 0.004843% | 0.007137% | 0.007317% | 0.007317%
5932 | 0.008276% | 0.009153% | 0.006479% | 0.005986% | 0.009783% | 0.01077% | 0.009121% | 0.00682% | 0.01143% | 0.00682% | 0.009783% | 0.005986% | 0.009783% | 0.005238% | 0.007817% | 0.005986% | 0.009783% | 0.01077% | 0.009121% | 0.00682% | 0.01143% | 0.01143% | 0.00682% | 0.009783% | 0.005986% | 0.009783% | 0.005238% | 0.007817% | 0.008276% | 0.008276%
5933 | 0.01042% | 0.009635% | 0.006736% | 0.00693% | 0.011% | 0.01061% | 0.01004% | 0.00792% | 0.01291% | 0.00792% | 0.011% | 0.00693% | 0.011% | 0.005871% | 0.009234% | 0.00693% | 0.011% | 0.01061% | 0.01004% | 0.00792% | 0.01291% | 0.01291% | 0.00792% | 0.011% | 0.00693% | 0.011% | 0.005871% | 0.009234% | 0.01042% | 0.01042%
5934 | 0.01449% | 0.00962% | 0.0114% | 0.007015% | 0.01273% | 0.01032% | 0.01045% | 0.009531% | 0.01461% | 0.009531% | 0.01273% | 0.007015% | 0.01273% | 0.006447% | 0.01014% | 0.007015% | 0.01273% | 0.01032% | 0.01045% | 0.009531% | 0.01461% | 0.01461% | 0.009531% | 0.01273% | 0.007015% | 0.01273% | 0.006447% | 0.01014% | 0.01449% | 0.01449%
5935 | 0.01611% | 0.01091% | 0.01445% | 0.008383% | 0.01469% | 0.01013% | 0.0118% | 0.01339% | 0.01606% | 0.01339% | 0.01469% | 0.008383% | 0.01469% | 0.008493% | 0.01218% | 0.008383% | 0.01469% | 0.01013% | 0.0118% | 0.01339% | 0.01606% | 0.01606% | 0.01339% | 0.01469% | 0.008383% | 0.01469% | 0.008493% | 0.01218% | 0.01611% | 0.01611%
5936 | 0.01908% | 0.01419% | 0.01681% | 0.01125% | 0.01702% | 0.01039% | 0.01405% | 0.01565% | 0.01765% | 0.01565% | 0.01702% | 0.01125% | 0.01702% | 0.01204% | 0.01507% | 0.01125% | 0.01702% | 0.01039% | 0.01405% | 0.01565% | 0.01765% | 0.01765% | 0.01565% | 0.01702% | 0.01125% | 0.01702% | 0.01204% | 0.01507% | 0.01908% | 0.01908%
5937 | 0.02179% | 0.01774% | 0.01888% | 0.01374% | 0.01909% | 0.01086% | 0.01619% | 0.01644% | 0.01917% | 0.01644% | 0.01909% | 0.01374% | 0.01909% | 0.01444% | 0.01733% | 0.01374% | 0.01909% | 0.01086% | 0.01619% | 0.01644% | 0.01917% | 0.01917% | 0.01644% | 0.01909% | 0.01374% | 0.01909% | 0.01444% | 0.01733% | 0.02179% | 0.02179%
5938 | 0.02422% | 0.02054% | 0.0214% | 0.01586% | 0.02052% | 0.01182% | 0.01808% | 0.01722% | 0.02011% | 0.01722% | 0.02052% | 0.01586% | 0.02052% | 0.01608% | 0.01894% | 0.01586% | 0.02052% | 0.01182% | 0.01808% | 0.01722% | 0.02011% | 0.02011% | 0.01722% | 0.02052% | 0.01586% | 0.02052% | 0.01608% | 0.01894% | 0.02422% | 0.02422%
5939 | 0.02606% | 0.02165% | 0.02315% | 0.01751% | 0.02102% | 0.01271% | 0.01922% | 0.01724% | 0.02035% | 0.01724% | 0.02102% | 0.01751% | 0.02102% | 0.01748% | 0.02001% | 0.01751% | 0.02102% | 0.01271% | 0.01922% | 0.01724% | 0.02035% | 0.02035% | 0.01724% | 0.02102% | 0.01751% | 0.02102% | 0.01748% | 0.02001% | 0.02606% | 0.02606%
5940 | 0.027% | 0.02124% | 0.02437% | 0.01862% | 0.02066% | 0.01245% | 0.01959% | 0.01632% | 0.01993% | 0.01632% | 0.02066% | 0.01862% | 0.02066% | 0.01851% | 0.02045% | 0.01862% | 0.02066% | 0.01245% | 0.01959% | 0.01632% | 0.01993% | 0.01993% | 0.01632% | 0.02066% | 0.01862% | 0.02066% | 0.01851% | 0.02045% | 0.027% | 0.027%
5941 | 0.02662% | 0.0204% | 0.02483% | 0.01925% | 0.01972% | 0.01154% | 0.01941% | 0.01558% | 0.01926% | 0.01558% | 0.01972% | 0.01925% | 0.01972% | 0.01914% | 0.02045% | 0.01925% | 0.01972% | 0.01154% | 0.01941% | 0.01558% | 0.01926% | 0.01926% | 0.01558% | 0.01972% | 0.01925% | 0.01972% | 0.01914% | 0.02045% | 0.02662% | 0.02662%
5942 | 0.02497% | 0.01787% | 0.02414% | 0.01936% | 0.01842% | 0.01068% | 0.01858% | 0.01506% | 0.01811% | 0.01506% | 0.01842% | 0.01936% | 0.01842% | 0.0193% | 0.02014% | 0.01936% | 0.01842% | 0.01068% | 0.01858% | 0.01506% | 0.01811% | 0.01811% | 0.01506% | 0.01842% | 0.01936% | 0.01842% | 0.0193% | 0.02014% | 0.02497% | 0.02497%
5943 | 0.02241% | 0.01517% | 0.02314% | 0.01902% | 0.01702% | 0.01013% | 0.01697% | 0.01521% | 0.01684% | 0.01521% | 0.01702% | 0.01902% | 0.01702% | 0.0188% | 0.01903% | 0.01902% | 0.01702% | 0.01013% | 0.01697% | 0.01521% | 0.01684% | 0.01684% | 0.01521% | 0.01702% | 0.01902% | 0.01702% | 0.0188% | 0.01903% | 0.02241% | 0.02241%
5944 | 0.01944% | 0.01356% | 0.02156% | 0.01843% | 0.01583% | 0.01009% | 0.01515% | 0.01369% | 0.01585% | 0.01369% | 0.01583% | 0.01843% | 0.01583% | 0.01768% | 0.01684% | 0.01843% | 0.01583% | 0.01009% | 0.01515% | 0.01369% | 0.01585% | 0.01585% | 0.01369% | 0.01583% | 0.01843% | 0.01583% | 0.01768% | 0.01684% | 0.01944% | 0.01944%
5945 | 0.01636% | 0.01165% | 0.01979% | 0.0175% | 0.01429% | 0.009905% | 0.01344% | 0.0135% | 0.01484% | 0.0135% | 0.01429% | 0.0175% | 0.01429% | 0.01618% | 0.014% | 0.0175% | 0.01429% | 0.009905% | 0.01344% | 0.0135% | 0.01484% | 0.01484% | 0.0135% | 0.01429% | 0.0175% | 0.01429% | 0.01618% | 0.014% | 0.01636% | 0.01636%
5946 | 0.01323% | 0.01074% | 0.018% | 0.01622% | 0.01238% | 0.01011% | 0.01193% | 0.01334% | 0.01335% | 0.01334% | 0.01238% | 0.01622% | 0.01238% | 0.01451% | 0.01106% | 0.01622% | 0.01238% | 0.01011% | 0.01193% | 0.01334% | 0.01335% | 0.01335% | 0.01334% | 0.01238% | 0.01622% | 0.01238% | 0.01451% | 0.01106% | 0.01323% | 0.01323%
5947 | 0.01205% | 0.01026% | 0.01498% | 0.01544% | 0.01126% | 0.01107% | 0.01201% | 0.01335% | 0.01204% | 0.01335% | 0.01126% | 0.01544% | 0.01126% | 0.01406% | 0.01069% | 0.01544% | 0.01126% | 0.01107% | 0.01201% | 0.01335% | 0.01204% | 0.01204% | 0.01335% | 0.01126% | 0.01544% | 0.01126% | 0.01406% | 0.01069% | 0.01205% | 0.01205%
5948 | 0.01103% | 0.009928% | 0.01059% | 0.01424% | 0.01054% | 0.01108% | 0.01151% | 0.01338% | 0.01102% | 0.01338% | 0.01054% | 0.01424% | 0.01054% | 0.01325% | 0.01008% | 0.01424% | 0.01054% | 0.01108% | 0.01151% | 0.01338% | 0.01102% | 0.01102% | 0.01338% | 0.01054% | 0.01424% | 0.01054% | 0.01325% | 0.01008% | 0.01103% | 0.01103%
5949 | 0.007766% | 0.009706% | 0.007435% | 0.0123% | 0.009955% | 0.01092% | 0.01054% | 0.01362% | 0.01053% | 0.01362% | 0.009955% | 0.0123% | 0.009955% | 0.01119% | 0.009127% | 0.0123% | 0.009955% | 0.01092% | 0.01054% | 0.01362% | 0.01053% | 0.01053% | 0.01362% | 0.009955% | 0.0123% | 0.009955% | 0.01119% | 0.009127% | 0.007766% | 0.007766%
5950 | 0.007281% | 0.009588% | 0.006645% | 0.009686% | 0.00967% | 0.01091% | 0.009703% | 0.01379% | 0.01026% | 0.01379% | 0.00967% | 0.009686% | 0.00967% | 0.007821% | 0.008355% | 0.009686% | 0.00967% | 0.01091% | 0.009703% | 0.01379% | 0.01026% | 0.01026% | 0.01379% | 0.00967% | 0.009686% | 0.00967% | 0.007821% | 0.008355% | 0.007281% | 0.007281%
5951 | 0.007103% | 0.009453% | 0.006587% | 0.007855% | 0.0095% | 0.01084% | 0.009187% | 0.01369% | 0.01008% | 0.01369% | 0.0095% | 0.007855% | 0.0095% | 0.005532% | 0.007756% | 0.007855% | 0.0095% | 0.01084% | 0.009187% | 0.01369% | 0.01008% | 0.01008% | 0.01369% | 0.0095% | 0.007855% | 0.0095% | 0.005532% | 0.007756% | 0.007103% | 0.007103%
5952 | 0.007048% | 0.009404% | 0.006519% | 0.006746% | 0.009286% | 0.01076% | 0.008935% | 0.01078% | 0.009916% | 0.01078% | 0.009286% | 0.006746% | 0.009286% | 0.004911% | 0.007118% | 0.006746% | 0.009286% | 0.01076% | 0.008935% | 0.01078% | 0.009916% | 0.009916% | 0.01078% | 0.009286% | 0.006746% | 0.009286% | 0.004911% | 0.007118% | 0.007048% | 0.007048%
5953 | 0.007099% | 0.009277% | 0.006672% | 0.006063% | 0.00923% | 0.01082% | 0.008832% | 0.009442% | 0.009942% | 0.009442% | 0.00923% | 0.006063% | 0.00923% | 0.004736% | 0.006889% | 0.006063% | 0.00923% | 0.01082% | 0.008832% | 0.009442% | 0.009942% | 0.009942% | 0.009442% | 0.00923% | 0.006063% | 0.00923% | 0.004736% | 0.006889% | 0.007099% | 0.007099%
5954 | 0.007138% | 0.009146% | 0.006615% | 0.005914% | 0.009214% | 0.01081% | 0.008803% | 0.008289% | 0.0103% | 0.008289% | 0.009214% | 0.005914% | 0.009214% | 0.004712% | 0.006909% | 0.005914% | 0.009214% | 0.01081% | 0.008803% | 0.008289% | 0.0103% | 0.0103% | 0.008289% | 0.009214% | 0.005914% | 0.009214% | 0.004712% | 0.006909% | 0.007138% | 0.007138%
5955 | 0.007411% | 0.009106% | 0.006535% | 0.005883% | 0.009425% | 0.01087% | 0.008845% | 0.007435% | 0.01125% | 0.007435% | 0.009425% | 0.005883% | 0.009425% | 0.004859% | 0.007148% | 0.005883% | 0.009425% | 0.01087% | 0.008845% | 0.007435% | 0.01125% | 0.01125% | 0.007435% | 0.009425% | 0.005883% | 0.009425% | 0.004859% | 0.007148% | 0.007411% | 0.007411%
5956 | 0.008344% | 0.008979% | 0.006593% | 0.006047% | 0.0102% | 0.01092% | 0.009188% | 0.007291% | 0.01216% | 0.007291% | 0.0102% | 0.006047% | 0.0102% | 0.005258% | 0.007831% | 0.006047% | 0.0102% | 0.01092% | 0.009188% | 0.007291% | 0.01216% | 0.01216% | 0.007291% | 0.0102% | 0.006047% | 0.0102% | 0.005258% | 0.007831% | 0.008344% | 0.008344%
5957 | 0.01059% | 0.009565% | 0.006805% | 0.007135% | 0.01153% | 0.01071% | 0.01013% | 0.008413% | 0.01384% | 0.008413% | 0.01153% | 0.007135% | 0.01153% | 0.005938% | 0.009253% | 0.007135% | 0.01153% | 0.01071% | 0.01013% | 0.008413% | 0.01384% | 0.01384% | 0.008413% | 0.01153% | 0.007135% | 0.01153% | 0.005938% | 0.009253% | 0.01059% | 0.01059%
5958 | 0.0157% | 0.009562% | 0.01193% | 0.007342% | 0.01338% | 0.0105% | 0.01059% | 0.01003% | 0.01563% | 0.01003% | 0.01338% | 0.007342% | 0.01338% | 0.006632% | 0.01026% | 0.007342% | 0.01338% | 0.0105% | 0.01059% | 0.01003% | 0.01563% | 0.01563% | 0.01003% | 0.01338% | 0.007342% | 0.01338% | 0.006632% | 0.01026% | 0.0157% | 0.0157%
5959 | 0.01702% | 0.01092% | 0.01475% | 0.00879% | 0.01548% | 0.01029% | 0.01196% | 0.01438% | 0.01721% | 0.01438% | 0.01548% | 0.00879% | 0.01548% | 0.008749% | 0.0122% | 0.00879% | 0.01548% | 0.01029% | 0.01196% | 0.01438% | 0.01721% | 0.01721% | 0.01438% | 0.01548% | 0.00879% | 0.01548% | 0.008749% | 0.0122% | 0.01702% | 0.01702%
5960 | 0.01963% | 0.01439% | 0.01684% | 0.01175% | 0.01787% | 0.01065% | 0.01433% | 0.01644% | 0.01864% | 0.01644% | 0.01787% | 0.01175% | 0.01787% | 0.01233% | 0.01508% | 0.01175% | 0.01787% | 0.01065% | 0.01433% | 0.01644% | 0.01864% | 0.01864% | 0.01644% | 0.01787% | 0.01175% | 0.01787% | 0.01233% | 0.01508% | 0.01963% | 0.01963%
5961 | 0.02216% | 0.0179% | 0.01928% | 0.01427% | 0.01988% | 0.01175% | 0.01667% | 0.01683% | 0.01964% | 0.01683% | 0.01988% | 0.01427% | 0.01988% | 0.01476% | 0.01737% | 0.01427% | 0.01988% | 0.01175% | 0.01667% | 0.01683% | 0.01964% | 0.01964% | 0.01683% | 0.01988% | 0.01427% | 0.01988% | 0.01476% | 0.01737% | 0.02216% | 0.02216%
5962 | 0.02442% | 0.02063% | 0.02218% | 0.01626% | 0.02086% | 0.01294% | 0.01863% | 0.01704% | 0.01973% | 0.01704% | 0.02086% | 0.01626% | 0.02086% | 0.01644% | 0.01901% | 0.01626% | 0.02086% | 0.01294% | 0.01863% | 0.01704% | 0.01973% | 0.01973% | 0.01704% | 0.02086% | 0.01626% | 0.02086% | 0.01644% | 0.01901% | 0.02442% | 0.02442%
5963 | 0.02614% | 0.02166% | 0.0241% | 0.01778% | 0.02108% | 0.01359% | 0.01985% | 0.01671% | 0.01949% | 0.01671% | 0.02108% | 0.01778% | 0.02108% | 0.01782% | 0.02008% | 0.01778% | 0.02108% | 0.01359% | 0.01985% | 0.01671% | 0.01949% | 0.01949% | 0.01671% | 0.02108% | 0.01778% | 0.02108% | 0.01782% | 0.02008% | 0.02614% | 0.02614%
5964 | 0.02684% | 0.02122% | 0.02518% | 0.01874% | 0.02065% | 0.01324% | 0.02024% | 0.01565% | 0.01902% | 0.01565% | 0.02065% | 0.01874% | 0.02065% | 0.01872% | 0.02052% | 0.01874% | 0.02065% | 0.01324% | 0.02024% | 0.01565% | 0.01902% | 0.01902% | 0.01565% | 0.02065% | 0.01874% | 0.02065% | 0.01872% | 0.02052% | 0.02684% | 0.02684%
5965 | 0.02639% | 0.02032% | 0.02556% | 0.01924% | 0.01961% | 0.01231% | 0.02003% | 0.01476% | 0.01823% | 0.01476% | 0.01961% | 0.01924% | 0.01961% | 0.0193% | 0.02052% | 0.01924% | 0.01961% | 0.01231% | 0.02003% | 0.01476% | 0.01823% | 0.01823% | 0.01476% | 0.01961% | 0.01924% | 0.01961% | 0.0193% | 0.02052% | 0.02639% | 0.02639%
5966 | 0.02507% | 0.0178% | 0.02503% | 0.01951% | 0.01846% | 0.0114% | 0.01925% | 0.01448% | 0.01733% | 0.01448% | 0.01846% | 0.01951% | 0.01846% | 0.01961% | 0.02021% | 0.01951% | 0.01846% | 0.0114% | 0.01925% | 0.01448% | 0.01733% | 0.01733% | 0.01448% | 0.01846% | 0.01951% | 0.01846% | 0.01961% | 0.02021% | 0.02507% | 0.02507%
5967 | 0.02325% | 0.01518% | 0.02442% | 0.01949% | 0.01768% | 0.01095% | 0.01793% | 0.01523% | 0.01689% | 0.01523% | 0.01768% | 0.01949% | 0.01768% | 0.01947% | 0.01918% | 0.01949% | 0.01768% | 0.01095% | 0.01793% | 0.01523% | 0.01689% | 0.01689% | 0.01523% | 0.01768% | 0.01949% | 0.01768% | 0.01947% | 0.01918% | 0.02325% | 0.02325%
5968 | 0.02057% | 0.01361% | 0.02292% | 0.01907% | 0.01677% | 0.01048% | 0.01612% | 0.01403% | 0.01644% | 0.01403% | 0.01677% | 0.01907% | 0.01677% | 0.01849% | 0.01701% | 0.01907% | 0.01677% | 0.01048% | 0.01612% | 0.01403% | 0.01644% | 0.01644% | 0.01403% | 0.01677% | 0.01907% | 0.01677% | 0.01849% | 0.01701% | 0.02057% | 0.02057%
5969 | 0.01718% | 0.01167% | 0.02078% | 0.01803% | 0.01495% | 0.01001% | 0.01411% | 0.01372% | 0.01519% | 0.01372% | 0.01495% | 0.01803% | 0.01495% | 0.01688% | 0.0141% | 0.01803% | 0.01495% | 0.01001% | 0.01411% | 0.01372% | 0.01519% | 0.01519% | 0.01372% | 0.01495% | 0.01803% | 0.01495% | 0.01688% | 0.0141% | 0.01718% | 0.01718%
5970 | 0.01361% | 0.01075% | 0.01856% | 0.01657% | 0.01275% | 0.01022% | 0.01234% | 0.01334% | 0.01342% | 0.01334% | 0.01275% | 0.01657% | 0.01275% | 0.01507% | 0.0111% | 0.01657% | 0.01275% | 0.01022% | 0.01234% | 0.01334% | 0.01342% | 0.01342% | 0.01334% | 0.01275% | 0.01657% | 0.01275% | 0.01507% | 0.0111% | 0.01361% | 0.01361%
5971 | 0.01224% | 0.01031% | 0.01539% | 0.01577% | 0.01148% | 0.01137% | 0.01235% | 0.01327% | 0.01194% | 0.01327% | 0.01148% | 0.01577% | 0.01148% | 0.01464% | 0.01084% | 0.01577% | 0.01148% | 0.01137% | 0.01235% | 0.01327% | 0.01194% | 0.01194% | 0.01327% | 0.01148% | 0.01577% | 0.01148% | 0.01464% | 0.01084% | 0.01224% | 0.01224%
5972 | 0.01113% | 0.01001% | 0.01076% | 0.01448% | 0.01065% | 0.01132% | 0.01166% | 0.01325% | 0.01088% | 0.01325% | 0.01065% | 0.01448% | 0.01065% | 0.01364% | 0.01009% | 0.01448% | 0.01065% | 0.01132% | 0.01166% | 0.01325% | 0.01088% | 0.01088% | 0.01325% | 0.01065% | 0.01448% | 0.01065% | 0.01364% | 0.01009% | 0.01113% | 0.01113%
5973 | 0.007862% | 0.009788% | 0.007445% | 0.01239% | 0.01002% | 0.0111% | 0.01065% | 0.01348% | 0.01036% | 0.01348% | 0.01002% | 0.01239% | 0.01002% | 0.01134% | 0.00913% | 0.01239% | 0.01002% | 0.0111% | 0.01065% | 0.01348% | 0.01036% | 0.01036% | 0.01348% | 0.01002% | 0.01239% | 0.01002% | 0.01134% | 0.00913% | 0.007862% | 0.007862%
5974 | 0.007404% | 0.009677% | 0.006566% | 0.009675% | 0.009708% | 0.0111% | 0.009786% | 0.01366% | 0.01006% | 0.01366% | 0.009708% | 0.009675% | 0.009708% | 0.007774% | 0.008353% | 0.009675% | 0.009708% | 0.0111% | 0.009786% | 0.01366% | 0.01006% | 0.01006% | 0.01366% | 0.009708% | 0.009675% | 0.009708% | 0.007774% | 0.008353% | 0.007404% | 0.007404%
5975 | 0.007171% | 0.009555% | 0.006609% | 0.00783% | 0.009495% | 0.01104% | 0.009255% | 0.01351% | 0.009831% | 0.01351% | 0.009495% | 0.00783% | 0.009495% | 0.005401% | 0.007749% | 0.00783% | 0.009495% | 0.01104% | 0.009255% | 0.01351% | 0.009831% | 0.009831% | 0.01351% | 0.009495% | 0.00783% | 0.009495% | 0.005401% | 0.007749% | 0.007171% | 0.007171%
5976 | 0.00711% | 0.009377% | 0.006368% | 0.006722% | 0.009255% | 0.01091% | 0.008953% | 0.01075% | 0.009751% | 0.01075% | 0.009255% | 0.006722% | 0.009255% | 0.004817% | 0.007111% | 0.006722% | 0.009255% | 0.01091% | 0.008953% | 0.01075% | 0.009751% | 0.009751% | 0.01075% | 0.009255% | 0.006722% | 0.009255% | 0.004817% | 0.007111% | 0.00711% | 0.00711%
5977 | 0.007085% | 0.009311% | 0.00657% | 0.00605% | 0.009033% | 0.01089% | 0.008792% | 0.009139% | 0.009509% | 0.009139% | 0.009033% | 0.00605% | 0.009033% | 0.00475% | 0.006871% | 0.00605% | 0.009033% | 0.01089% | 0.008792% | 0.009139% | 0.009509% | 0.009509% | 0.009139% | 0.009033% | 0.00605% | 0.009033% | 0.00475% | 0.006871% | 0.007085% | 0.007085%
5978 | 0.007105% | 0.009237% | 0.006528% | 0.005889% | 0.008974% | 0.01087% | 0.008752% | 0.007902% | 0.009768% | 0.007902% | 0.008974% | 0.005889% | 0.008974% | 0.004717% | 0.006889% | 0.005889% | 0.008974% | 0.01087% | 0.008752% | 0.007902% | 0.009768% | 0.009768% | 0.007902% | 0.008974% | 0.005889% | 0.008974% | 0.004717% | 0.006889% | 0.007105% | 0.007105%
5979 | 0.007316% | 0.009095% | 0.006474% | 0.005846% | 0.009098% | 0.01091% | 0.008781% | 0.006897% | 0.01044% | 0.006897% | 0.009098% | 0.005846% | 0.009098% | 0.004858% | 0.007122% | 0.005846% | 0.009098% | 0.01091% | 0.008781% | 0.006897% | 0.01044% | 0.01044% | 0.006897% | 0.009098% | 0.005846% | 0.009098% | 0.004858% | 0.007122% | 0.007316% | 0.007316%
5980 | 0.008315% | 0.008995% | 0.006505% | 0.005982% | 0.009795% | 0.01099% | 0.009129% | 0.006745% | 0.01116% | 0.006745% | 0.009795% | 0.005982% | 0.009795% | 0.005243% | 0.007797% | 0.005982% | 0.009795% | 0.01099% | 0.009129% | 0.006745% | 0.01116% | 0.01116% | 0.006745% | 0.009795% | 0.005982% | 0.009795% | 0.005243% | 0.007797% | 0.008315% | 0.008315%
5981 | 0.01055% | 0.009527% | 0.00671% | 0.006917% | 0.01096% | 0.01069% | 0.01006% | 0.007828% | 0.01213% | 0.007828% | 0.01096% | 0.006917% | 0.01096% | 0.005793% | 0.009211% | 0.006917% | 0.01096% | 0.01069% | 0.01006% | 0.007828% | 0.01213% | 0.01213% | 0.007828% | 0.01096% | 0.006917% | 0.01096% | 0.005793% | 0.009211% | 0.01055% | 0.01055%
5982 | 0.01468% | 0.009555% | 0.0113% | 0.00721% | 0.01283% | 0.01055% | 0.01068% | 0.009489% | 0.01426% | 0.009489% | 0.01283% | 0.00721% | 0.01283% | 0.006686% | 0.01036% | 0.00721% | 0.01283% | 0.01055% | 0.01068% | 0.009489% | 0.01426% | 0.01426% | 0.009489% | 0.01283% | 0.00721% | 0.01283% | 0.006686% | 0.01036% | 0.01468% | 0.01468%
5983 | 0.01656% | 0.01083% | 0.01445% | 0.00859% | 0.0149% | 0.01035% | 0.01197% | 0.0133% | 0.01589% | 0.0133% | 0.0149% | 0.00859% | 0.0149% | 0.00878% | 0.01217% | 0.00859% | 0.0149% | 0.01035% | 0.01197% | 0.0133% | 0.01589% | 0.01589% | 0.0133% | 0.0149% | 0.00859% | 0.0149% | 0.00878% | 0.01217% | 0.01656% | 0.01656%
5984 | 0.01958% | 0.01415% | 0.01722% | 0.01162% | 0.01741% | 0.01075% | 0.01438% | 0.01551% | 0.01746% | 0.01551% | 0.01741% | 0.01162% | 0.01741% | 0.0125% | 0.01508% | 0.01162% | 0.01741% | 0.01075% | 0.01438% | 0.01551% | 0.01746% | 0.01746% | 0.01551% | 0.01741% | 0.01162% | 0.01741% | 0.0125% | 0.01508% | 0.01958% | 0.01958%
5985 | 0.02231% | 0.01774% | 0.01981% | 0.01419% | 0.01947% | 0.01145% | 0.01667% | 0.01604% | 0.0188% | 0.01604% | 0.01947% | 0.01419% | 0.01947% | 0.01501% | 0.01738% | 0.01419% | 0.01947% | 0.01145% | 0.01667% | 0.01604% | 0.0188% | 0.0188% | 0.01604% | 0.01947% | 0.01419% | 0.01947% | 0.01501% | 0.01738% | 0.02231% | 0.02231%
5986 | 0.02487% | 0.02041% | 0.02277% | 0.01629% | 0.02067% | 0.01221% | 0.01863% | 0.01649% | 0.01938% | 0.01649% | 0.02067% | 0.01629% | 0.02067% | 0.0168% | 0.01903% | 0.01629% | 0.02067% | 0.01221% | 0.01863% | 0.01649% | 0.01938% | 0.01938% | 0.01649% | 0.02067% | 0.01629% | 0.02067% | 0.0168% | 0.01903% | 0.02487% | 0.02487%
5987 | 0.02637% | 0.02141% | 0.02431% | 0.01778% | 0.02084% | 0.01242% | 0.01962% | 0.01627% | 0.01927% | 0.01627% | 0.02084% | 0.01778% | 0.02084% | 0.01802% | 0.02008% | 0.01778% | 0.02084% | 0.01242% | 0.01962% | 0.01627% | 0.01927% | 0.01927% | 0.01627% | 0.02084% | 0.01778% | 0.02084% | 0.01802% | 0.02008% | 0.02637% | 0.02637%
5988 | 0.02705% | 0.02104% | 0.02525% | 0.01876% | 0.02047% | 0.01222% | 0.01991% | 0.01542% | 0.01893% | 0.01542% | 0.02047% | 0.01876% | 0.02047% | 0.01884% | 0.02052% | 0.01876% | 0.02047% | 0.01222% | 0.01991% | 0.01542% | 0.01893% | 0.01893% | 0.01542% | 0.02047% | 0.01876% | 0.02047% | 0.01884% | 0.02052% | 0.02705% | 0.02705%
5989 | 0.02679% | 0.02025% | 0.02577% | 0.01937% | 0.01959% | 0.01153% | 0.01974% | 0.01481% | 0.01837% | 0.01481% | 0.01959% | 0.01937% | 0.01959% | 0.01942% | 0.02053% | 0.01937% | 0.01959% | 0.01153% | 0.01974% | 0.01481% | 0.01837% | 0.01837% | 0.01481% | 0.01959% | 0.01937% | 0.01959% | 0.01942% | 0.02053% | 0.02679% | 0.02679%
5990 | 0.02522% | 0.01776% | 0.02506% | 0.01949% | 0.01823% | 0.01064% | 0.01888% | 0.01435% | 0.01727% | 0.01435% | 0.01823% | 0.01949% | 0.01823% | 0.01953% | 0.02022% | 0.01949% | 0.01823% | 0.01064% | 0.01888% | 0.01435% | 0.01727% | 0.01727% | 0.01435% | 0.01823% | 0.01949% | 0.01823% | 0.01953% | 0.02022% | 0.02522% | 0.02522%
5991 | 0.02301% | 0.01506% | 0.02413% | 0.0192% | 0.01703% | 0.009881% | 0.01736% | 0.01468% | 0.01644% | 0.01468% | 0.01703% | 0.0192% | 0.01703% | 0.01906% | 0.01916% | 0.0192% | 0.01703% | 0.009881% | 0.01736% | 0.01468% | 0.01644% | 0.01644% | 0.01468% | 0.01703% | 0.0192% | 0.01703% | 0.01906% | 0.01916% | 0.02301% | 0.02301%
5992 | 0.02025% | 0.01349% | 0.02265% | 0.01876% | 0.01593% | 0.009598% | 0.01553% | 0.01326% | 0.01568% | 0.01326% | 0.01593% | 0.01876% | 0.01593% | 0.01799% | 0.01696% | 0.01876% | 0.01593% | 0.009598% | 0.01553% | 0.01326% | 0.01568% | 0.01568% | 0.01326% | 0.01593% | 0.01876% | 0.01593% | 0.01799% | 0.01696% | 0.02025% | 0.02025%
5993 | 0.01698% | 0.01157% | 0.02078% | 0.01783% | 0.01435% | 0.009427% | 0.01379% | 0.01305% | 0.0146% | 0.01305% | 0.01435% | 0.01783% | 0.01435% | 0.01647% | 0.01409% | 0.01783% | 0.01435% | 0.009427% | 0.01379% | 0.01305% | 0.0146% | 0.0146% | 0.01305% | 0.01435% | 0.01783% | 0.01435% | 0.01647% | 0.01409% | 0.01698% | 0.01698%
5994 | 0.01327% | 0.01069% | 0.01839% | 0.0163% | 0.01226% | 0.009356% | 0.01202% | 0.01257% | 0.01292% | 0.01257% | 0.01226% | 0.0163% | 0.01226% | 0.01452% | 0.01108% | 0.0163% | 0.01226% | 0.009356% | 0.01202% | 0.01257% | 0.01292% | 0.01292% | 0.01257% | 0.01226% | 0.0163% | 0.01226% | 0.01452% | 0.01108% | 0.01327% | 0.01327%
5995 | 0.01197% | 0.01028% | 0.01521% | 0.01539% | 0.01104% | 0.01042% | 0.01206% | 0.01243% | 0.01146% | 0.01243% | 0.01104% | 0.01539% | 0.01104% | 0.014% | 0.01087% | 0.01539% | 0.01104% | 0.01042% | 0.01206% | 0.01243% | 0.01146% | 0.01146% | 0.01243% | 0.01104% | 0.01539% | 0.01104% | 0.014% | 0.01087% | 0.01197% | 0.01197%
5996 | 0.01076% | 0.009989% | 0.01071% | 0.01408% | 0.01019% | 0.01063% | 0.01141% | 0.01238% | 0.01042% | 0.01238% | 0.01019% | 0.01408% | 0.01019% | 0.01306% | 0.01007% | 0.01408% | 0.01019% | 0.01063% | 0.01141% | 0.01238% | 0.01042% | 0.01042% | 0.01238% | 0.01019% | 0.01408% | 0.01019% | 0.01306% | 0.01007% | 0.01076% | 0.01076%
5997 | 0.007638% | 0.009772% | 0.007411% | 0.01204% | 0.009555% | 0.01056% | 0.01044% | 0.01249% | 0.009795% | 0.01249% | 0.009555% | 0.01204% | 0.009555% | 0.01087% | 0.009117% | 0.01204% | 0.009555% | 0.01056% | 0.01044% | 0.01249% | 0.009795% | 0.009795% | 0.01249% | 0.009555% | 0.01204% | 0.009555% | 0.01087% | 0.009117% | 0.007638% | 0.007638%
5998 | 0.007161% | 0.009617% | 0.00663% | 0.009377% | 0.009216% | 0.01062% | 0.009591% | 0.01253% | 0.009433% | 0.01253% | 0.009216% | 0.009377% | 0.009216% | 0.007486% | 0.008346% | 0.009377% | 0.009216% | 0.01062% | 0.009591% | 0.01253% | 0.009433% | 0.009433% | 0.01253% | 0.009216% | 0.009377% | 0.009216% | 0.007486% | 0.008346% | 0.007161% | 0.007161%
5999 | 0.007016% | 0.009481% | 0.006538% | 0.007615% | 0.008999% | 0.01065% | 0.00907% | 0.01237% | 0.009222% | 0.01237% | 0.008999% | 0.007615% | 0.008999% | 0.005319% | 0.007749% | 0.007615% | 0.008999% | 0.01065% | 0.00907% | 0.01237% | 0.009222% | 0.009222% | 0.01237% | 0.008999% | 0.007615% | 0.008999% | 0.005319% | 0.007749% | 0.007016% | 0.007016%
6000 | 0.006997% | 0.009339% | 0.006556% | 0.006611% | 0.008925% | 0.01074% | 0.008855% | 0.01021% | 0.009242% | 0.01021% | 0.008925% | 0.006611% | 0.008925% | 0.004785% | 0.007111% | 0.006611% | 0.008925% | 0.01074% | 0.008855% | 0.01021% | 0.009242% | 0.009242% | 0.01021% | 0.008925% | 0.006611% | 0.008925% | 0.004785% | 0.007111% | 0.006997% | 0.006997%
6001 | 0.005744% | 0.0111% | 0.005569% | 0.005874% | 0.009224% | 0.01203% | 0.008932% | 0.008606% | 0.00914% | 0.008606% | 0.009224% | 0.005874% | 0.009224% | 0.004861% | 0.006868% | 0.005874% | 0.009224% | 0.01203% | 0.008932% | 0.008606% | 0.00914% | 0.00914% | 0.008606% | 0.009224% | 0.005874% | 0.009224% | 0.004861% | 0.006868% | 0.005744% | 0.005744%
6002 | 0.005549% | 0.01121% | 0.005429% | 0.00577% | 0.008999% | 0.01202% | 0.008835% | 0.00782% | 0.009253% | 0.00782% | 0.008999% | 0.00577% | 0.008999% | 0.004427% | 0.006869% | 0.00577% | 0.008999% | 0.01202% | 0.008835% | 0.00782% | 0.009253% | 0.009253% | 0.00782% | 0.008999% | 0.00577% | 0.008999% | 0.004427% | 0.006869% | 0.005549% | 0.005549%
6003 | 0.005535% | 0.01124% | 0.005299% | 0.005757% | 0.009141% | 0.01205% | 0.008735% | 0.007518% | 0.009813% | 0.007518% | 0.009141% | 0.005757% | 0.009141% | 0.004456% | 0.006869% | 0.005757% | 0.009141% | 0.01205% | 0.008735% | 0.007518% | 0.009813% | 0.009813% | 0.007518% | 0.009141% | 0.005757% | 0.009141% | 0.004456% | 0.006869% | 0.005535% | 0.005535%
6004 | 0.005354% | 0.01128% | 0.00527% | 0.005851% | 0.00941% | 0.01212% | 0.008614% | 0.007626% | 0.009948% | 0.007626% | 0.00941% | 0.005851% | 0.00941% | 0.004771% | 0.006868% | 0.005851% | 0.00941% | 0.01212% | 0.008614% | 0.007626% | 0.009948% | 0.009948% | 0.007626% | 0.00941% | 0.005851% | 0.00941% | 0.004771% | 0.006868% | 0.005354% | 0.005354%
6005 | 0.005241% | 0.01173% | 0.005193% | 0.006397% | 0.009313% | 0.01202% | 0.008555% | 0.008317% | 0.009946% | 0.008317% | 0.009313% | 0.006397% | 0.009313% | 0.005252% | 0.006871% | 0.006397% | 0.009313% | 0.01202% | 0.008555% | 0.008317% | 0.009946% | 0.009946% | 0.008317% | 0.009313% | 0.006397% | 0.009313% | 0.005252% | 0.006871% | 0.005241% | 0.005241%
6006 | 0.006375% | 0.01145% | 0.005859% | 0.006537% | 0.009237% | 0.01172% | 0.007668% | 0.009444% | 0.01043% | 0.009444% | 0.009237% | 0.006537% | 0.009237% | 0.006006% | 0.005625% | 0.006537% | 0.009237% | 0.01172% | 0.007668% | 0.009444% | 0.01043% | 0.01043% | 0.009444% | 0.009237% | 0.006537% | 0.009237% | 0.006006% | 0.005625% | 0.006375% | 0.006375%
6007 | 0.00513% | 0.01165% | 0.004403% | 0.007661% | 0.009287% | 0.01116% | 0.006825% | 0.01161% | 0.01059% | 0.01161% | 0.009287% | 0.007661% | 0.009287% | 0.0079% | 0.004271% | 0.007661% | 0.009287% | 0.01116% | 0.006825% | 0.01161% | 0.01059% | 0.01059% | 0.01161% | 0.009287% | 0.007661% | 0.009287% | 0.0079% | 0.004271% | 0.00513% | 0.00513%
6008 | 0.004781% | 0.01267% | 0.004405% | 0.01031% | 0.01% | 0.01136% | 0.007266% | 0.01339% | 0.01078% | 0.01339% | 0.01% | 0.01031% | 0.01% | 0.01139% | 0.004261% | 0.01031% | 0.01% | 0.01136% | 0.007266% | 0.01339% | 0.01078% | 0.01078% | 0.01339% | 0.01% | 0.01031% | 0.01% | 0.01139% | 0.004261% | 0.004781% | 0.004781%
6009 | 0.005007% | 0.01395% | 0.004577% | 0.01259% | 0.01099% | 0.01173% | 0.007949% | 0.01408% | 0.01113% | 0.01408% | 0.01099% | 0.01259% | 0.01099% | 0.0137% | 0.004266% | 0.01259% | 0.01099% | 0.01173% | 0.007949% | 0.01408% | 0.01113% | 0.01113% | 0.01408% | 0.01099% | 0.01259% | 0.01099% | 0.0137% | 0.004266% | 0.005007% | 0.005007%
6010 | 0.005336% | 0.01539% | 0.00495% | 0.01444% | 0.01174% | 0.0122% | 0.008824% | 0.01529% | 0.01156% | 0.01529% | 0.01174% | 0.01444% | 0.01174% | 0.01521% | 0.004279% | 0.01444% | 0.01174% | 0.0122% | 0.008824% | 0.01529% | 0.01156% | 0.01156% | 0.01529% | 0.01174% | 0.01444% | 0.01174% | 0.01521% | 0.004279% | 0.005336% | 0.005336%
6011 | 0.005683% | 0.01638% | 0.005607% | 0.01604% | 0.01211% | 0.0124% | 0.009788% | 0.01592% | 0.01179% | 0.01592% | 0.01211% | 0.01604% | 0.01211% | 0.01641% | 0.004307% | 0.01604% | 0.01211% | 0.0124% | 0.009788% | 0.01592% | 0.01179% | 0.01179% | 0.01592% | 0.01211% | 0.01604% | 0.01211% | 0.01641% | 0.004307% | 0.005683% | 0.005683%
6012 | 0.006213% | 0.01634% | 0.005958% | 0.01725% | 0.01227% | 0.0121% | 0.01041% | 0.01603% | 0.0119% | 0.01603% | 0.01227% | 0.01725% | 0.01227% | 0.01734% | 0.004328% | 0.01725% | 0.01227% | 0.0121% | 0.01041% | 0.01603% | 0.0119% | 0.0119% | 0.01603% | 0.01227% | 0.01725% | 0.01227% | 0.01734% | 0.004328% | 0.006213% | 0.006213%
6013 | 0.006722% | 0.0158% | 0.00657% | 0.01803% | 0.01258% | 0.0113% | 0.01065% | 0.01623% | 0.01208% | 0.01623% | 0.01258% | 0.01803% | 0.01258% | 0.01811% | 0.004364% | 0.01803% | 0.01258% | 0.0113% | 0.01065% | 0.01623% | 0.01208% | 0.01208% | 0.01623% | 0.01258% | 0.01803% | 0.01258% | 0.01811% | 0.004364% | 0.006722% | 0.006722%
6014 | 0.006824% | 0.01476% | 0.00679% | 0.01812% | 0.01268% | 0.01041% | 0.01028% | 0.01612% | 0.01221% | 0.01612% | 0.01268% | 0.01812% | 0.01268% | 0.01852% | 0.004385% | 0.01812% | 0.01268% | 0.01041% | 0.01028% | 0.01612% | 0.01221% | 0.01221% | 0.01612% | 0.01268% | 0.01812% | 0.01268% | 0.01852% | 0.004385% | 0.006824% | 0.006824%
6015 | 0.006884% | 0.01374% | 0.006767% | 0.01778% | 0.01259% | 0.009597% | 0.009618% | 0.01634% | 0.01217% | 0.01634% | 0.01259% | 0.01778% | 0.01259% | 0.01861% | 0.004384% | 0.01778% | 0.01259% | 0.009597% | 0.009618% | 0.01634% | 0.01217% | 0.01217% | 0.01634% | 0.01259% | 0.01778% | 0.01259% | 0.01861% | 0.004384% | 0.006884% | 0.006884%
6016 | 0.006743% | 0.01302% | 0.006786% | 0.01736% | 0.0124% | 0.009387% | 0.008976% | 0.01477% | 0.01202% | 0.01477% | 0.0124% | 0.01736% | 0.0124% | 0.01858% | 0.004377% | 0.01736% | 0.0124% | 0.009387% | 0.008976% | 0.01477% | 0.01202% | 0.01202% | 0.01477% | 0.0124% | 0.01736% | 0.0124% | 0.01858% | 0.004377% | 0.006743% | 0.006743%
6017 | 0.006335% | 0.01217% | 0.006199% | 0.01652% | 0.01183% | 0.009298% | 0.008187% | 0.0142% | 0.01155% | 0.0142% | 0.01183% | 0.01652% | 0.01183% | 0.01817% | 0.004343% | 0.01652% | 0.01183% | 0.009298% | 0.008187% | 0.0142% | 0.01155% | 0.01155% | 0.0142% | 0.01183% | 0.01652% | 0.01183% | 0.01817% | 0.004343% | 0.006335% | 0.006335%
6018 | 0.006286% | 0.0117% | 0.005772% | 0.0153% | 0.01092% | 0.009873% | 0.00738% | 0.0135% | 0.01087% | 0.0135% | 0.01092% | 0.0153% | 0.01092% | 0.01724% | 0.00429% | 0.0153% | 0.01092% | 0.009873% | 0.00738% | 0.0135% | 0.01087% | 0.01087% | 0.0135% | 0.01092% | 0.0153% | 0.01092% | 0.01724% | 0.00429% | 0.006286% | 0.006286%
6019 | 0.007604% | 0.01168% | 0.007084% | 0.01481% | 0.01074% | 0.01153% | 0.008543% | 0.0131% | 0.01052% | 0.0131% | 0.01074% | 0.01481% | 0.01074% | 0.01711% | 0.006465% | 0.01481% | 0.01074% | 0.01153% | 0.008543% | 0.0131% | 0.01052% | 0.01052% | 0.0131% | 0.01074% | 0.01481% | 0.01074% | 0.01711% | 0.006465% | 0.007604% | 0.007604%
6020 | 0.007797% | 0.0116% | 0.007268% | 0.01346% | 0.0102% | 0.0119% | 0.00876% | 0.01238% | 0.01001% | 0.01238% | 0.0102% | 0.01346% | 0.0102% | 0.0159% | 0.00689% | 0.01346% | 0.0102% | 0.0119% | 0.00876% | 0.01238% | 0.01001% | 0.01001% | 0.01238% | 0.0102% | 0.01346% | 0.0102% | 0.0159% | 0.00689% | 0.007797% | 0.007797%
6021 | 0.006719% | 0.01158% | 0.006379% | 0.0115% | 0.009487% | 0.01201% | 0.008734% | 0.01178% | 0.009431% | 0.01178% | 0.009487% | 0.0115% | 0.009487% | 0.01336% | 0.006902% | 0.0115% | 0.009487% | 0.01201% | 0.008734% | 0.01178% | 0.009431% | 0.009431% | 0.01178% | 0.009487% | 0.0115% | 0.009487% | 0.01336% | 0.006902% | 0.006719% | 0.006719%
6022 | 0.00646% | 0.01154% | 0.006235% | 0.008894% | 0.009111% | 0.01215% | 0.008756% | 0.01111% | 0.008978% | 0.01111% | 0.009111% | 0.008894% | 0.009111% | 0.009327% | 0.006913% | 0.008894% | 0.009111% | 0.01215% | 0.008756% | 0.01111% | 0.008978% | 0.008978% | 0.01111% | 0.009111% | 0.008894% | 0.009111% | 0.009327% | 0.006913% | 0.00646% | 0.00646%
6023 | 0.006235% | 0.01146% | 0.006013% | 0.007126% | 0.008846% | 0.01214% | 0.008818% | 0.009861% | 0.008718% | 0.009861% | 0.008846% | 0.007126% | 0.008846% | 0.006541% | 0.006923% | 0.007126% | 0.008846% | 0.01214% | 0.008818% | 0.009861% | 0.008718% | 0.008718% | 0.009861% | 0.008846% | 0.007126% | 0.008846% | 0.006541% | 0.006923% | 0.006235% | 0.006235%
6024 | 0.006129% | 0.01066% | 0.005839% | 0.006411% | 0.008727% | 0.01178% | 0.00883% | 0.00898% | 0.008735% | 0.00898% | 0.008727% | 0.006411% | 0.008727% | 0.005259% | 0.006912% | 0.006411% | 0.008727% | 0.01178% | 0.00883% | 0.00898% | 0.008735% | 0.008735% | 0.00898% | 0.008727% | 0.006411% | 0.008727% | 0.005259% | 0.006912% | 0.006129% | 0.006129%
6025 | 0.005247% | 0.009196% | 0.005125% | 0.006212% | 0.0077% | 0.01211% | 0.00756% | 0.008833% | 0.007864% | 0.008833% | 0.0077% | 0.006212% | 0.0077% | 0.004753% | 0.006863% | 0.006212% | 0.0077% | 0.01211% | 0.00756% | 0.008833% | 0.007864% | 0.007864% | 0.008833% | 0.0077% | 0.006212% | 0.0077% | 0.004753% | 0.006863% | 0.005247% | 0.005247%
6026 | 0.005213% | 0.009071% | 0.005167% | 0.0061% | 0.007808% | 0.01213% | 0.007633% | 0.008234% | 0.007944% | 0.008234% | 0.007808% | 0.0061% | 0.007808% | 0.004453% | 0.006866% | 0.0061% | 0.007808% | 0.01213% | 0.007633% | 0.008234% | 0.007944% | 0.007944% | 0.008234% | 0.007808% | 0.0061% | 0.007808% | 0.004453% | 0.006866% | 0.005213% | 0.005213%
6027 | 0.005048% | 0.008952% | 0.00498% | 0.006056% | 0.007721% | 0.01217% | 0.007666% | 0.007832% | 0.0077% | 0.007832% | 0.007721% | 0.006056% | 0.007721% | 0.004427% | 0.006872% | 0.006056% | 0.007721% | 0.01217% | 0.007666% | 0.007832% | 0.0077% | 0.0077% | 0.007832% | 0.007721% | 0.006056% | 0.007721% | 0.004427% | 0.006872% | 0.005048% | 0.005048%
6028 | 0.005045% | 0.008804% | 0.005011% | 0.006081% | 0.007814% | 0.0122% | 0.007778% | 0.007996% | 0.007795% | 0.007996% | 0.007814% | 0.006081% | 0.007814% | 0.004789% | 0.006876% | 0.006081% | 0.007814% | 0.0122% | 0.007778% | 0.007996% | 0.007795% | 0.007795% | 0.007996% | 0.007814% | 0.006081% | 0.007814% | 0.004789% | 0.006876% | 0.005045% | 0.005045%
6029 | 0.005014% | 0.00873% | 0.005046% | 0.006808% | 0.007981% | 0.01228% | 0.007952% | 0.008633% | 0.007882% | 0.008633% | 0.007981% | 0.006808% | 0.007981% | 0.005689% | 0.006881% | 0.006808% | 0.007981% | 0.01228% | 0.007952% | 0.008633% | 0.007882% | 0.007882% | 0.008633% | 0.007981% | 0.006808% | 0.007981% | 0.005689% | 0.006881% | 0.005014% | 0.005014%
6030 | 0.00668% | 0.008666% | 0.006253% | 0.006524% | 0.007479% | 0.01182% | 0.007% | 0.008932% | 0.00754% | 0.008932% | 0.007479% | 0.006524% | 0.007479% | 0.006431% | 0.00572% | 0.006524% | 0.007479% | 0.01182% | 0.007% | 0.008932% | 0.00754% | 0.00754% | 0.008932% | 0.007479% | 0.006524% | 0.007479% | 0.006431% | 0.00572% | 0.00668% | 0.00668%
6031 | 0.004186% | 0.009383% | 0.004395% | 0.00657% | 0.007062% | 0.01093% | 0.006054% | 0.01% | 0.00735% | 0.01% | 0.007062% | 0.00657% | 0.007062% | 0.007255% | 0.004279% | 0.00657% | 0.007062% | 0.01093% | 0.006054% | 0.01% | 0.00735% | 0.00735% | 0.01% | 0.007062% | 0.00657% | 0.007062% | 0.007255% | 0.004279% | 0.004186% | 0.004186%
6032 | 0.004795% | 0.009827% | 0.004588% | 0.007989% | 0.00771% | 0.01125% | 0.006586% | 0.01209% | 0.00811% | 0.01209% | 0.00771% | 0.007989% | 0.00771% | 0.009663% | 0.004271% | 0.007989% | 0.00771% | 0.01125% | 0.006586% | 0.01209% | 0.00811% | 0.00811% | 0.01209% | 0.00771% | 0.007989% | 0.00771% | 0.009663% | 0.004271% | 0.004795% | 0.004795%
6033 | 0.004858% | 0.01066% | 0.004753% | 0.009695% | 0.007929% | 0.01173% | 0.006627% | 0.01337% | 0.008399% | 0.01337% | 0.007929% | 0.009695% | 0.007929% | 0.01186% | 0.004287% | 0.009695% | 0.007929% | 0.01173% | 0.006627% | 0.01337% | 0.008399% | 0.008399% | 0.01337% | 0.007929% | 0.009695% | 0.007929% | 0.01186% | 0.004287% | 0.004858% | 0.004858%
6034 | 0.005105% | 0.01172% | 0.005122% | 0.01173% | 0.007994% | 0.01222% | 0.006623% | 0.01419% | 0.008385% | 0.01419% | 0.007994% | 0.01173% | 0.007994% | 0.01382% | 0.004324% | 0.01173% | 0.007994% | 0.01222% | 0.006623% | 0.01419% | 0.008385% | 0.008385% | 0.01419% | 0.007994% | 0.01173% | 0.007994% | 0.01382% | 0.004324% | 0.005105% | 0.005105%
6035 | 0.005305% | 0.01291% | 0.005479% | 0.01377% | 0.008011% | 0.01239% | 0.006623% | 0.01489% | 0.008286% | 0.01489% | 0.008011% | 0.01377% | 0.008011% | 0.01542% | 0.004355% | 0.01377% | 0.008011% | 0.01239% | 0.006623% | 0.01489% | 0.008286% | 0.008286% | 0.01489% | 0.008011% | 0.01377% | 0.008011% | 0.01542% | 0.004355% | 0.005305% | 0.005305%
6036 | 0.006136% | 0.01349% | 0.006132% | 0.01545% | 0.008152% | 0.01196% | 0.006817% | 0.01534% | 0.008426% | 0.01534% | 0.008152% | 0.01545% | 0.008152% | 0.01644% | 0.004373% | 0.01545% | 0.008152% | 0.01196% | 0.006817% | 0.01534% | 0.008426% | 0.008426% | 0.01534% | 0.008152% | 0.01545% | 0.008152% | 0.01644% | 0.004373% | 0.006136% | 0.006136%
6037 | 0.006416% | 0.01354% | 0.006367% | 0.01643% | 0.008367% | 0.01105% | 0.006983% | 0.01586% | 0.008643% | 0.01586% | 0.008367% | 0.01643% | 0.008367% | 0.01703% | 0.004397% | 0.01643% | 0.008367% | 0.01105% | 0.006983% | 0.01586% | 0.008643% | 0.008643% | 0.01586% | 0.008367% | 0.01643% | 0.008367% | 0.01703% | 0.004397% | 0.006416% | 0.006416%
6038 | 0.006378% | 0.01296% | 0.006466% | 0.01674% | 0.008649% | 0.01036% | 0.007209% | 0.01608% | 0.008845% | 0.01608% | 0.008649% | 0.01674% | 0.008649% | 0.01747% | 0.004423% | 0.01674% | 0.008649% | 0.01036% | 0.007209% | 0.01608% | 0.008845% | 0.008845% | 0.01608% | 0.008649% | 0.01674% | 0.008649% | 0.01747% | 0.004423% | 0.006378% | 0.006378%
6039 | 0.006748% | 0.01197% | 0.006543% | 0.01638% | 0.008753% | 0.01014% | 0.007238% | 0.01626% | 0.008998% | 0.01626% | 0.008753% | 0.01638% | 0.008753% | 0.01744% | 0.004431% | 0.01638% | 0.008753% | 0.01014% | 0.007238% | 0.01626% | 0.008998% | 0.008998% | 0.01626% | 0.008753% | 0.01638% | 0.008753% | 0.01744% | 0.004431% | 0.006748% | 0.006748%
6040 | 0.006832% | 0.01108% | 0.006498% | 0.01563% | 0.008653% | 0.009909% | 0.007092% | 0.01444% | 0.008982% | 0.01444% | 0.008653% | 0.01563% | 0.008653% | 0.01705% | 0.004436% | 0.01563% | 0.008653% | 0.009909% | 0.007092% | 0.01444% | 0.008982% | 0.008982% | 0.01444% | 0.008653% | 0.01563% | 0.008653% | 0.01705% | 0.004436% | 0.006832% | 0.006832%
6041 | 0.00642% | 0.01024% | 0.00624% | 0.01441% | 0.008212% | 0.009998% | 0.006653% | 0.01363% | 0.008675% | 0.01363% | 0.008212% | 0.01441% | 0.008212% | 0.01601% | 0.004398% | 0.01441% | 0.008212% | 0.009998% | 0.006653% | 0.01363% | 0.008675% | 0.008675% | 0.01363% | 0.008212% | 0.01441% | 0.008212% | 0.01601% | 0.004398% | 0.00642% | 0.00642%
6042 | 0.005982% | 0.009632% | 0.005469% | 0.01274% | 0.007405% | 0.01038% | 0.005961% | 0.01298% | 0.008161% | 0.01298% | 0.007405% | 0.01274% | 0.007405% | 0.01427% | 0.004304% | 0.01274% | 0.007405% | 0.01038% | 0.005961% | 0.01298% | 0.008161% | 0.008161% | 0.01298% | 0.007405% | 0.01274% | 0.007405% | 0.01427% | 0.004304% | 0.005982% | 0.005982%
6043 | 0.00717% | 0.009498% | 0.006514% | 0.012% | 0.007582% | 0.01177% | 0.007274% | 0.0126% | 0.007809% | 0.0126% | 0.007582% | 0.012% | 0.007582% | 0.01358% | 0.006618% | 0.012% | 0.007582% | 0.01177% | 0.007274% | 0.0126% | 0.007809% | 0.007809% | 0.0126% | 0.007582% | 0.012% | 0.007582% | 0.01358% | 0.006618% | 0.00717% | 0.00717%
6044 | 0.006974% | 0.009315% | 0.006457% | 0.0106% | 0.007435% | 0.01186% | 0.007303% | 0.01202% | 0.007605% | 0.01202% | 0.007435% | 0.0106% | 0.007435% | 0.01183% | 0.006878% | 0.0106% | 0.007435% | 0.01186% | 0.007303% | 0.01202% | 0.007605% | 0.007605% | 0.01202% | 0.007435% | 0.0106% | 0.007435% | 0.01183% | 0.006878% | 0.006974% | 0.006974%
6045 | 0.005661% | 0.009167% | 0.005567% | 0.009378% | 0.007408% | 0.0119% | 0.007278% | 0.01151% | 0.007591% | 0.01151% | 0.007408% | 0.009378% | 0.007408% | 0.00995% | 0.006881% | 0.009378% | 0.007408% | 0.0119% | 0.007278% | 0.01151% | 0.007591% | 0.007591% | 0.01151% | 0.007408% | 0.009378% | 0.007408% | 0.00995% | 0.006881% | 0.005661% | 0.005661%
6046 | 0.005426% | 0.009031% | 0.005417% | 0.008332% | 0.007461% | 0.01197% | 0.007341% | 0.01111% | 0.007646% | 0.01111% | 0.007461% | 0.008332% | 0.007461% | 0.008141% | 0.006888% | 0.008332% | 0.007461% | 0.01197% | 0.007341% | 0.01111% | 0.007646% | 0.007646% | 0.01111% | 0.007461% | 0.008332% | 0.007461% | 0.008141% | 0.006888% | 0.005426% | 0.005426%
6047 | 0.005373% | 0.008869% | 0.005342% | 0.007513% | 0.00755% | 0.0119% | 0.007413% | 0.01023% | 0.007789% | 0.01023% | 0.00755% | 0.007513% | 0.00755% | 0.006476% | 0.006892% | 0.007513% | 0.00755% | 0.0119% | 0.007413% | 0.01023% | 0.007789% | 0.007789% | 0.01023% | 0.00755% | 0.007513% | 0.00755% | 0.006476% | 0.006892% | 0.005373% | 0.005373%
6048 | 0.005402% | 0.009447% | 0.005264% | 0.006568% | 0.007963% | 0.01194% | 0.00788% | 0.009356% | 0.00804% | 0.009356% | 0.007963% | 0.006568% | 0.007963% | 0.0053% | 0.006867% | 0.006568% | 0.007963% | 0.01194% | 0.00788% | 0.009356% | 0.00804% | 0.00804% | 0.009356% | 0.007963% | 0.006568% | 0.007963% | 0.0053% | 0.006867% | 0.005402% | 0.005402%
6049 | 0.006997% | 0.009081% | 0.006541% | 0.005939% | 0.008553% | 0.01067% | 0.008807% | 0.008105% | 0.008665% | 0.008105% | 0.008553% | 0.005939% | 0.008553% | 0.004647% | 0.006896% | 0.005939% | 0.008553% | 0.01067% | 0.008807% | 0.008105% | 0.008665% | 0.008665% | 0.008105% | 0.008553% | 0.005939% | 0.008553% | 0.004647% | 0.006896% | 0.006997% | 0.006997%
6050 | 0.006985% | 0.008979% | 0.006517% | 0.005779% | 0.008507% | 0.01076% | 0.008691% | 0.006965% | 0.008864% | 0.006965% | 0.008507% | 0.005779% | 0.008507% | 0.004628% | 0.006917% | 0.005779% | 0.008507% | 0.01076% | 0.008691% | 0.006965% | 0.008864% | 0.008864% | 0.006965% | 0.008507% | 0.005779% | 0.008507% | 0.004628% | 0.006917% | 0.006985% | 0.006985%
6051 | 0.007301% | 0.008893% | 0.006515% | 0.005744% | 0.008632% | 0.01083% | 0.008709% | 0.006101% | 0.009391% | 0.006101% | 0.008632% | 0.005744% | 0.008632% | 0.004793% | 0.007157% | 0.005744% | 0.008632% | 0.01083% | 0.008709% | 0.006101% | 0.009391% | 0.009391% | 0.006101% | 0.008632% | 0.005744% | 0.008632% | 0.004793% | 0.007157% | 0.007301% | 0.007301%
6052 | 0.008154% | 0.008842% | 0.006508% | 0.005849% | 0.009191% | 0.01089% | 0.009031% | 0.005991% | 0.01006% | 0.005991% | 0.009191% | 0.005849% | 0.009191% | 0.005159% | 0.00784% | 0.005849% | 0.009191% | 0.01089% | 0.009031% | 0.005991% | 0.01006% | 0.01006% | 0.005991% | 0.009191% | 0.005849% | 0.009191% | 0.005159% | 0.00784% | 0.008154% | 0.008154%
6053 | 0.01012% | 0.009382% | 0.006695% | 0.006664% | 0.01015% | 0.01067% | 0.009891% | 0.006977% | 0.01101% | 0.006977% | 0.01015% | 0.006664% | 0.01015% | 0.005725% | 0.009255% | 0.006664% | 0.01015% | 0.01067% | 0.009891% | 0.006977% | 0.01101% | 0.01101% | 0.006977% | 0.01015% | 0.006664% | 0.01015% | 0.005725% | 0.009255% | 0.01012% | 0.01012%
6054 | 0.01389% | 0.009442% | 0.01218% | 0.006922% | 0.01181% | 0.01057% | 0.01057% | 0.008612% | 0.01276% | 0.008612% | 0.01181% | 0.006922% | 0.01181% | 0.006584% | 0.01056% | 0.006922% | 0.01181% | 0.01057% | 0.01057% | 0.008612% | 0.01276% | 0.01276% | 0.008612% | 0.01181% | 0.006922% | 0.01181% | 0.006584% | 0.01056% | 0.01389% | 0.01389%
6055 | 0.01515% | 0.01072% | 0.01492% | 0.008123% | 0.01357% | 0.01015% | 0.0116% | 0.0114% | 0.01437% | 0.0114% | 0.01357% | 0.008123% | 0.01357% | 0.008438% | 0.01219% | 0.008123% | 0.01357% | 0.01015% | 0.0116% | 0.0114% | 0.01437% | 0.01437% | 0.0114% | 0.01357% | 0.008123% | 0.01357% | 0.008438% | 0.01219% | 0.01515% | 0.01515%
6056 | 0.01763% | 0.01385% | 0.01736% | 0.01095% | 0.01599% | 0.0104% | 0.01397% | 0.01386% | 0.016% | 0.01386% | 0.01599% | 0.01095% | 0.01599% | 0.012% | 0.01507% | 0.01095% | 0.01599% | 0.0104% | 0.01397% | 0.01386% | 0.016% | 0.016% | 0.01386% | 0.01599% | 0.01095% | 0.01599% | 0.012% | 0.01507% | 0.01763% | 0.01763%
6057 | 0.02% | 0.01738% | 0.01937% | 0.0133% | 0.01795% | 0.01101% | 0.0161% | 0.01443% | 0.01727% | 0.01443% | 0.01795% | 0.0133% | 0.01795% | 0.01425% | 0.01733% | 0.0133% | 0.01795% | 0.01101% | 0.0161% | 0.01443% | 0.01727% | 0.01727% | 0.01443% | 0.01795% | 0.0133% | 0.01795% | 0.01425% | 0.01733% | 0.02% | 0.02%
6058 | 0.02231% | 0.02001% | 0.02172% | 0.0152% | 0.01909% | 0.0119% | 0.01784% | 0.01504% | 0.0178% | 0.01504% | 0.01909% | 0.0152% | 0.01909% | 0.0158% | 0.01893% | 0.0152% | 0.01909% | 0.0119% | 0.01784% | 0.01504% | 0.0178% | 0.0178% | 0.01504% | 0.01909% | 0.0152% | 0.01909% | 0.0158% | 0.01893% | 0.02231% | 0.02231%
6059 | 0.0243% | 0.02112% | 0.02363% | 0.01691% | 0.01947% | 0.01307% | 0.01897% | 0.01495% | 0.01769% | 0.01495% | 0.01947% | 0.01691% | 0.01947% | 0.01726% | 0.02% | 0.01691% | 0.01947% | 0.01307% | 0.01897% | 0.01495% | 0.01769% | 0.01769% | 0.01495% | 0.01947% | 0.01691% | 0.01947% | 0.01726% | 0.02% | 0.0243% | 0.0243%
6060 | 0.02542% | 0.02089% | 0.02495% | 0.01807% | 0.01922% | 0.01273% | 0.01937% | 0.01422% | 0.01736% | 0.01422% | 0.01922% | 0.01807% | 0.01922% | 0.0183% | 0.02046% | 0.01807% | 0.01922% | 0.01273% | 0.01937% | 0.01422% | 0.01736% | 0.01736% | 0.01422% | 0.01922% | 0.01807% | 0.01922% | 0.0183% | 0.02046% | 0.02542% | 0.02542%
6061 | 0.02531% | 0.02003% | 0.02561% | 0.0188% | 0.01843% | 0.01202% | 0.01929% | 0.01362% | 0.01682% | 0.01362% | 0.01843% | 0.0188% | 0.01843% | 0.01906% | 0.0205% | 0.0188% | 0.01843% | 0.01202% | 0.01929% | 0.01362% | 0.01682% | 0.01682% | 0.01362% | 0.01843% | 0.0188% | 0.01843% | 0.01906% | 0.0205% | 0.02531% | 0.02531%
6062 | 0.02371% | 0.01744% | 0.02476% | 0.01894% | 0.01709% | 0.01116% | 0.01844% | 0.01318% | 0.01571% | 0.01318% | 0.01709% | 0.01894% | 0.01709% | 0.0193% | 0.02018% | 0.01894% | 0.01709% | 0.01116% | 0.01844% | 0.01318% | 0.01571% | 0.01571% | 0.01318% | 0.01709% | 0.01894% | 0.01709% | 0.0193% | 0.02018% | 0.02371% | 0.02371%
6063 | 0.02118% | 0.01473% | 0.02316% | 0.01843% | 0.01572% | 0.01027% | 0.0167% | 0.01341% | 0.01479% | 0.01341% | 0.01572% | 0.01843% | 0.01572% | 0.0187% | 0.019% | 0.01843% | 0.01572% | 0.01027% | 0.0167% | 0.01341% | 0.01479% | 0.01479% | 0.01341% | 0.01572% | 0.01843% | 0.01572% | 0.0187% | 0.019% | 0.02118% | 0.02118%
6064 | 0.01801% | 0.01316% | 0.02128% | 0.01781% | 0.01466% | 0.01001% | 0.01488% | 0.01197% | 0.01411% | 0.01197% | 0.01466% | 0.01781% | 0.01466% | 0.01755% | 0.0168% | 0.01781% | 0.01466% | 0.01001% | 0.01488% | 0.01197% | 0.01411% | 0.01411% | 0.01197% | 0.01466% | 0.01781% | 0.01466% | 0.01755% | 0.0168% | 0.01801% | 0.01801%
6065 | 0.0149% | 0.01119% | 0.01937% | 0.01686% | 0.01317% | 0.009824% | 0.01314% | 0.01181% | 0.01317% | 0.01181% | 0.01317% | 0.01686% | 0.01317% | 0.01602% | 0.01396% | 0.01686% | 0.01317% | 0.009824% | 0.01314% | 0.01181% | 0.01317% | 0.01317% | 0.01181% | 0.01317% | 0.01686% | 0.01317% | 0.01602% | 0.01396% | 0.0149% | 0.0149%
6066 | 0.0118% | 0.0103% | 0.01748% | 0.01555% | 0.01127% | 0.009885% | 0.01151% | 0.01142% | 0.01175% | 0.01142% | 0.01127% | 0.01555% | 0.01127% | 0.01426% | 0.01101% | 0.01555% | 0.01127% | 0.009885% | 0.01151% | 0.01142% | 0.01175% | 0.01175% | 0.01142% | 0.01127% | 0.01555% | 0.01127% | 0.01426% | 0.01101% | 0.0118% | 0.0118%
6067 | 0.01117% | 0.009932% | 0.01482% | 0.015% | 0.01058% | 0.01093% | 0.01196% | 0.01133% | 0.01068% | 0.01133% | 0.01058% | 0.015% | 0.01058% | 0.01399% | 0.01122% | 0.015% | 0.01058% | 0.01093% | 0.01196% | 0.01133% | 0.01068% | 0.01068% | 0.01133% | 0.01058% | 0.015% | 0.01058% | 0.01399% | 0.01122% | 0.01117% | 0.01117%
6068 | 0.009905% | 0.009644% | 0.0101% | 0.01359% | 0.009664% | 0.01086% | 0.01107% | 0.01128% | 0.009713% | 0.01128% | 0.009664% | 0.01359% | 0.009664% | 0.01285% | 0.01006% | 0.01359% | 0.009664% | 0.01086% | 0.01107% | 0.01128% | 0.009713% | 0.009713% | 0.01128% | 0.009664% | 0.01359% | 0.009664% | 0.01285% | 0.01006% | 0.009905% | 0.009905%
6069 | 0.007465% | 0.009448% | 0.007306% | 0.01165% | 0.009133% | 0.0108% | 0.01016% | 0.01157% | 0.009249% | 0.01157% | 0.009133% | 0.01165% | 0.009133% | 0.01071% | 0.009109% | 0.01165% | 0.009133% | 0.0108% | 0.01016% | 0.01157% | 0.009249% | 0.009249% | 0.01157% | 0.009133% | 0.01165% | 0.009133% | 0.01071% | 0.009109% | 0.007465% | 0.007465%
6070 | 0.007082% | 0.009311% | 0.006581% | 0.009119% | 0.008882% | 0.01077% | 0.009368% | 0.0118% | 0.009026% | 0.0118% | 0.008882% | 0.009119% | 0.008882% | 0.007394% | 0.008341% | 0.009119% | 0.008882% | 0.01077% | 0.009368% | 0.0118% | 0.009026% | 0.009026% | 0.0118% | 0.008882% | 0.009119% | 0.008882% | 0.007394% | 0.008341% | 0.007082% | 0.007082%
6071 | 0.00692% | 0.009104% | 0.006509% | 0.007417% | 0.008703% | 0.0108% | 0.00887% | 0.01171% | 0.0089% | 0.01171% | 0.008703% | 0.007417% | 0.008703% | 0.00527% | 0.007747% | 0.007417% | 0.008703% | 0.0108% | 0.00887% | 0.01171% | 0.0089% | 0.0089% | 0.01171% | 0.008703% | 0.007417% | 0.008703% | 0.00527% | 0.007747% | 0.00692% | 0.00692%
6072 | 0.006534% | 0.008874% | 0.006171% | 0.006502% | 0.008376% | 0.01113% | 0.008381% | 0.009705% | 0.008577% | 0.009705% | 0.008376% | 0.006502% | 0.008376% | 0.004847% | 0.007085% | 0.006502% | 0.008376% | 0.01113% | 0.008381% | 0.009705% | 0.008577% | 0.008577% | 0.009705% | 0.008376% | 0.006502% | 0.008376% | 0.004847% | 0.007085% | 0.006534% | 0.006534%
6073 | 0.006895% | 0.008832% | 0.006603% | 0.005933% | 0.008489% | 0.01099% | 0.008558% | 0.008173% | 0.008757% | 0.008173% | 0.008489% | 0.005933% | 0.008489% | 0.00465% | 0.006885% | 0.005933% | 0.008489% | 0.01099% | 0.008558% | 0.008173% | 0.008757% | 0.008757% | 0.008173% | 0.008489% | 0.005933% | 0.008489% | 0.00465% | 0.006885% | 0.006895% | 0.006895%
6074 | 0.006942% | 0.008756% | 0.006504% | 0.005779% | 0.008478% | 0.01095% | 0.008536% | 0.007062% | 0.008988% | 0.007062% | 0.008478% | 0.005779% | 0.008478% | 0.004629% | 0.006905% | 0.005779% | 0.008478% | 0.01095% | 0.008536% | 0.007062% | 0.008988% | 0.008988% | 0.007062% | 0.008478% | 0.005779% | 0.008478% | 0.004629% | 0.006905% | 0.006942% | 0.006942%
6075 | 0.007199% | 0.008636% | 0.006475% | 0.005727% | 0.008623% | 0.01093% | 0.008586% | 0.006205% | 0.009592% | 0.006205% | 0.008623% | 0.005727% | 0.008623% | 0.004802% | 0.00714% | 0.005727% | 0.008623% | 0.01093% | 0.008586% | 0.006205% | 0.009592% | 0.009592% | 0.006205% | 0.008623% | 0.005727% | 0.008623% | 0.004802% | 0.00714% | 0.007199% | 0.007199%
6076 | 0.008123% | 0.008573% | 0.006488% | 0.005841% | 0.009188% | 0.01106% | 0.008898% | 0.006112% | 0.01035% | 0.006112% | 0.009188% | 0.005841% | 0.009188% | 0.005178% | 0.00782% | 0.005841% | 0.009188% | 0.01106% | 0.008898% | 0.006112% | 0.01035% | 0.01035% | 0.006112% | 0.009188% | 0.005841% | 0.009188% | 0.005178% | 0.00782% | 0.008123% | 0.008123%
6077 | 0.01031% | 0.00915% | 0.006681% | 0.006637% | 0.01019% | 0.0107% | 0.009715% | 0.007149% | 0.0113% | 0.007149% | 0.01019% | 0.006637% | 0.01019% | 0.005729% | 0.009236% | 0.006637% | 0.01019% | 0.0107% | 0.009715% | 0.007149% | 0.0113% | 0.0113% | 0.007149% | 0.01019% | 0.006637% | 0.01019% | 0.005729% | 0.009236% | 0.01031% | 0.01031%
6078 | 0.01364% | 0.009138% | 0.01148% | 0.006854% | 0.0118% | 0.01064% | 0.01032% | 0.008793% | 0.01315% | 0.008793% | 0.0118% | 0.006854% | 0.0118% | 0.006581% | 0.01054% | 0.006854% | 0.0118% | 0.01064% | 0.01032% | 0.008793% | 0.01315% | 0.01315% | 0.008793% | 0.0118% | 0.006854% | 0.0118% | 0.006581% | 0.01054% | 0.01364% | 0.01364%
6079 | 0.01463% | 0.01035% | 0.01368% | 0.007959% | 0.01344% | 0.01024% | 0.01125% | 0.01188% | 0.01456% | 0.01188% | 0.01344% | 0.007959% | 0.01344% | 0.008398% | 0.01216% | 0.007959% | 0.01344% | 0.01024% | 0.01125% | 0.01188% | 0.01456% | 0.01456% | 0.01188% | 0.01344% | 0.007959% | 0.01344% | 0.008398% | 0.01216% | 0.01463% | 0.01463%
6080 | 0.01682% | 0.01354% | 0.01556% | 0.0106% | 0.01577% | 0.01055% | 0.01345% | 0.01421% | 0.01602% | 0.01421% | 0.01577% | 0.0106% | 0.01577% | 0.01182% | 0.01503% | 0.0106% | 0.01577% | 0.01055% | 0.01345% | 0.01421% | 0.01602% | 0.01602% | 0.01421% | 0.01577% | 0.0106% | 0.01577% | 0.01182% | 0.01503% | 0.01682% | 0.01682%
6081 | 0.01935% | 0.01702% | 0.01788% | 0.01303% | 0.01793% | 0.01128% | 0.01572% | 0.01486% | 0.01745% | 0.01486% | 0.01793% | 0.01303% | 0.01793% | 0.01413% | 0.0173% | 0.01303% | 0.01793% | 0.01128% | 0.01572% | 0.01486% | 0.01745% | 0.01745% | 0.01486% | 0.01793% | 0.01303% | 0.01793% | 0.01413% | 0.0173% | 0.01935% | 0.01935%
6082 | 0.02199% | 0.01976% | 0.02087% | 0.01519% | 0.01933% | 0.0123% | 0.01773% | 0.01547% | 0.01812% | 0.01547% | 0.01933% | 0.01519% | 0.01933% | 0.01596% | 0.01896% | 0.01519% | 0.01933% | 0.0123% | 0.01773% | 0.01547% | 0.01812% | 0.01812% | 0.01547% | 0.01933% | 0.01519% | 0.01933% | 0.01596% | 0.01896% | 0.02199% | 0.02199%
6083 | 0.02367% | 0.02079% | 0.02267% | 0.01683% | 0.01964% | 0.01287% | 0.0188% | 0.0153% | 0.018% | 0.0153% | 0.01964% | 0.01683% | 0.01964% | 0.01743% | 0.02002% | 0.01683% | 0.01964% | 0.01287% | 0.0188% | 0.0153% | 0.018% | 0.018% | 0.0153% | 0.01964% | 0.01683% | 0.01964% | 0.01743% | 0.02002% | 0.02367% | 0.02367%
6084 | 0.02436% | 0.02044% | 0.02366% | 0.01784% | 0.01926% | 0.01259% | 0.01905% | 0.01443% | 0.01762% | 0.01443% | 0.01926% | 0.01784% | 0.01926% | 0.01834% | 0.02045% | 0.01784% | 0.01926% | 0.01259% | 0.01905% | 0.01443% | 0.01762% | 0.01762% | 0.01443% | 0.01926% | 0.01784% | 0.01926% | 0.01834% | 0.02045% | 0.02436% | 0.02436%
6085 | 0.02417% | 0.01965% | 0.02418% | 0.01843% | 0.01834% | 0.01168% | 0.01887% | 0.01375% | 0.01704% | 0.01375% | 0.01834% | 0.01843% | 0.01834% | 0.01892% | 0.02046% | 0.01843% | 0.01834% | 0.01168% | 0.01887% | 0.01375% | 0.01704% | 0.01704% | 0.01375% | 0.01834% | 0.01843% | 0.01834% | 0.01892% | 0.02046% | 0.02417% | 0.02417%
6086 | 0.02271% | 0.01718% | 0.02349% | 0.01859% | 0.01709% | 0.01074% | 0.01809% | 0.01333% | 0.016% | 0.01333% | 0.01709% | 0.01859% | 0.01709% | 0.01907% | 0.02014% | 0.01859% | 0.01709% | 0.01074% | 0.01809% | 0.01333% | 0.016% | 0.016% | 0.01333% | 0.01709% | 0.01859% | 0.01709% | 0.01907% | 0.02014% | 0.02271% | 0.02271%
6087 | 0.02042% | 0.01455% | 0.02238% | 0.0182% | 0.01583% | 0.01004% | 0.01644% | 0.01358% | 0.01513% | 0.01358% | 0.01583% | 0.0182% | 0.01583% | 0.01845% | 0.01904% | 0.0182% | 0.01583% | 0.01004% | 0.01644% | 0.01358% | 0.01513% | 0.01513% | 0.01358% | 0.01583% | 0.0182% | 0.01583% | 0.01845% | 0.01904% | 0.02042% | 0.02042%
6088 | 0.01759% | 0.01299% | 0.0208% | 0.01768% | 0.01472% | 0.009788% | 0.01456% | 0.01215% | 0.01442% | 0.01215% | 0.01472% | 0.01768% | 0.01472% | 0.01728% | 0.01684% | 0.01768% | 0.01472% | 0.009788% | 0.01456% | 0.01215% | 0.01442% | 0.01442% | 0.01215% | 0.01472% | 0.01768% | 0.01472% | 0.01728% | 0.01684% | 0.01759% | 0.01759%
6089 | 0.0147% | 0.01112% | 0.0191% | 0.01685% | 0.01327% | 0.009567% | 0.01286% | 0.01202% | 0.01344% | 0.01202% | 0.01327% | 0.01685% | 0.01327% | 0.01584% | 0.01399% | 0.01685% | 0.01327% | 0.009567% | 0.01286% | 0.01202% | 0.01344% | 0.01344% | 0.01202% | 0.01327% | 0.01685% | 0.01327% | 0.01584% | 0.01399% | 0.0147% | 0.0147%
6090 | 0.01163% | 0.01024% | 0.01714% | 0.01558% | 0.01137% | 0.009656% | 0.01131% | 0.01165% | 0.01196% | 0.01165% | 0.01137% | 0.01558% | 0.01137% | 0.01415% | 0.01103% | 0.01558% | 0.01137% | 0.009656% | 0.01131% | 0.01165% | 0.01196% | 0.01196% | 0.01165% | 0.01137% | 0.01558% | 0.01137% | 0.01415% | 0.01103% | 0.01163% | 0.01163%
6091 | 0.01108% | 0.009943% | 0.01461% | 0.01506% | 0.01065% | 0.0107% | 0.01188% | 0.01152% | 0.01083% | 0.01152% | 0.01065% | 0.01506% | 0.01065% | 0.01399% | 0.01127% | 0.01506% | 0.01065% | 0.0107% | 0.01188% | 0.01152% | 0.01083% | 0.01083% | 0.01152% | 0.01065% | 0.01506% | 0.01065% | 0.01399% | 0.01127% | 0.01108% | 0.01108%
6092 | 0.009741% | 0.00956% | 0.01005% | 0.01359% | 0.00972% | 0.01065% | 0.01099% | 0.01128% | 0.009763% | 0.01128% | 0.00972% | 0.01359% | 0.00972% | 0.01282% | 0.01006% | 0.01359% | 0.00972% | 0.01065% | 0.01099% | 0.01128% | 0.009763% | 0.009763% | 0.01128% | 0.00972% | 0.01359% | 0.00972% | 0.01282% | 0.01006% | 0.009741% | 0.009741%
6093 | 0.00752% | 0.009326% | 0.007277% | 0.01161% | 0.009113% | 0.01056% | 0.01006% | 0.01136% | 0.009186% | 0.01136% | 0.009113% | 0.01161% | 0.009113% | 0.01068% | 0.009108% | 0.01161% | 0.009113% | 0.01056% | 0.01006% | 0.01136% | 0.009186% | 0.009186% | 0.01136% | 0.009113% | 0.01161% | 0.009113% | 0.01068% | 0.009108% | 0.00752% | 0.00752%
6094 | 0.007037% | 0.009246% | 0.006487% | 0.009088% | 0.008826% | 0.01066% | 0.0093% | 0.01139% | 0.008906% | 0.01139% | 0.008826% | 0.009088% | 0.008826% | 0.007369% | 0.008338% | 0.009088% | 0.008826% | 0.01066% | 0.0093% | 0.01139% | 0.008906% | 0.008906% | 0.01139% | 0.008826% | 0.009088% | 0.008826% | 0.007369% | 0.008338% | 0.007037% | 0.007037%
6095 | 0.006859% | 0.009135% | 0.00651% | 0.007412% | 0.008639% | 0.01069% | 0.008821% | 0.01124% | 0.008747% | 0.01124% | 0.008639% | 0.007412% | 0.008639% | 0.005248% | 0.007744% | 0.007412% | 0.008639% | 0.01069% | 0.008821% | 0.01124% | 0.008747% | 0.008747% | 0.01124% | 0.008639% | 0.007412% | 0.008639% | 0.005248% | 0.007744% | 0.006859% | 0.006859%
6096 | 0.006867% | 0.008943% | 0.00642% | 0.006438% | 0.008519% | 0.01075% | 0.008609% | 0.009398% | 0.008665% | 0.009398% | 0.008519% | 0.006438% | 0.008519% | 0.004737% | 0.007113% | 0.006438% | 0.008519% | 0.01075% | 0.008609% | 0.009398% | 0.008665% | 0.008665% | 0.009398% | 0.008519% | 0.006438% | 0.008519% | 0.004737% | 0.007113% | 0.006867% | 0.006867%
6097 | 0.006875% | 0.008754% | 0.006524% | 0.005925% | 0.008395% | 0.0108% | 0.008512% | 0.007875% | 0.008574% | 0.007875% | 0.008395% | 0.005925% | 0.008395% | 0.00463% | 0.006883% | 0.005925% | 0.008395% | 0.0108% | 0.008512% | 0.007875% | 0.008574% | 0.008574% | 0.007875% | 0.008395% | 0.005925% | 0.008395% | 0.00463% | 0.006883% | 0.006875% | 0.006875%
6098 | 0.006904% | 0.008617% | 0.006484% | 0.005778% | 0.008374% | 0.01088% | 0.008486% | 0.006769% | 0.008751% | 0.006769% | 0.008374% | 0.005778% | 0.008374% | 0.004614% | 0.006906% | 0.005778% | 0.008374% | 0.01088% | 0.008486% | 0.006769% | 0.008751% | 0.008751% | 0.006769% | 0.008374% | 0.005778% | 0.008374% | 0.004614% | 0.006906% | 0.006904% | 0.006904%
6099 | 0.007181% | 0.008485% | 0.006447% | 0.005733% | 0.008465% | 0.01098% | 0.008521% | 0.005915% | 0.0092% | 0.005915% | 0.008465% | 0.005733% | 0.008465% | 0.00478% | 0.007147% | 0.005733% | 0.008465% | 0.01098% | 0.008521% | 0.005915% | 0.0092% | 0.0092% | 0.005915% | 0.008465% | 0.005733% | 0.008465% | 0.00478% | 0.007147% | 0.007181% | 0.007181%
6100 | 0.008089% | 0.008363% | 0.006476% | 0.005828% | 0.008936% | 0.01108% | 0.008815% | 0.005786% | 0.009835% | 0.005786% | 0.008936% | 0.005828% | 0.008936% | 0.005144% | 0.007829% | 0.005828% | 0.008936% | 0.01108% | 0.008815% | 0.005786% | 0.009835% | 0.009835% | 0.005786% | 0.008936% | 0.005828% | 0.008936% | 0.005144% | 0.007829% | 0.008089% | 0.008089%
6101 | 0.01011% | 0.009007% | 0.006711% | 0.006582% | 0.009895% | 0.01082% | 0.009606% | 0.006806% | 0.01074% | 0.006806% | 0.009895% | 0.006582% | 0.009895% | 0.00569% | 0.009244% | 0.006582% | 0.009895% | 0.01082% | 0.009606% | 0.006806% | 0.01074% | 0.01074% | 0.006806% | 0.009895% | 0.006582% | 0.009895% | 0.00569% | 0.009244% | 0.01011% | 0.01011%
6102 | 0.01349% | 0.008981% | 0.01139% | 0.006756% | 0.01139% | 0.01076% | 0.01016% | 0.008399% | 0.01238% | 0.008399% | 0.01139% | 0.006756% | 0.01139% | 0.006455% | 0.01054% | 0.006756% | 0.01139% | 0.01076% | 0.01016% | 0.008399% | 0.01238% | 0.01238% | 0.008399% | 0.01139% | 0.006756% | 0.01139% | 0.006455% | 0.01054% | 0.01349% | 0.01349%
6103 | 0.01418% | 0.0102% | 0.01361% | 0.00776% | 0.01304% | 0.01032% | 0.01108% | 0.01104% | 0.01386% | 0.01104% | 0.01304% | 0.00776% | 0.01304% | 0.008149% | 0.01217% | 0.00776% | 0.01304% | 0.01032% | 0.01108% | 0.01104% | 0.01386% | 0.01386% | 0.01104% | 0.01304% | 0.00776% | 0.01304% | 0.008149% | 0.01217% | 0.01418% | 0.01418%
6104 | 0.01617% | 0.0134% | 0.01542% | 0.01036% | 0.0154% | 0.01057% | 0.01335% | 0.01345% | 0.01546% | 0.01345% | 0.0154% | 0.01036% | 0.0154% | 0.01152% | 0.01503% | 0.01036% | 0.0154% | 0.01057% | 0.01335% | 0.01345% | 0.01546% | 0.01546% | 0.01345% | 0.0154% | 0.01036% | 0.0154% | 0.01152% | 0.01503% | 0.01617% | 0.01617%
6105 | 0.01842% | 0.01686% | 0.01748% | 0.01267% | 0.01739% | 0.01111% | 0.01554% | 0.014% | 0.01672% | 0.014% | 0.01739% | 0.01267% | 0.01739% | 0.01382% | 0.01729% | 0.01267% | 0.01739% | 0.01111% | 0.01554% | 0.014% | 0.01672% | 0.01672% | 0.014% | 0.01739% | 0.01267% | 0.01739% | 0.01382% | 0.01729% | 0.01842% | 0.01842%
6106 | 0.02069% | 0.01966% | 0.02016% | 0.01473% | 0.01873% | 0.01194% | 0.01746% | 0.01463% | 0.01729% | 0.01463% | 0.01873% | 0.01473% | 0.01873% | 0.01553% | 0.01893% | 0.01473% | 0.01873% | 0.01194% | 0.01746% | 0.01463% | 0.01729% | 0.01729% | 0.01463% | 0.01873% | 0.01473% | 0.01873% | 0.01553% | 0.01893% | 0.02069% | 0.02069%
6107 | 0.02269% | 0.02074% | 0.02213% | 0.01646% | 0.01917% | 0.01287% | 0.01873% | 0.0146% | 0.01719% | 0.0146% | 0.01917% | 0.01646% | 0.01917% | 0.01715% | 0.02% | 0.01646% | 0.01917% | 0.01287% | 0.01873% | 0.0146% | 0.01719% | 0.01719% | 0.0146% | 0.01917% | 0.01646% | 0.01917% | 0.01715% | 0.02% | 0.02269% | 0.02269%
6108 | 0.02395% | 0.02048% | 0.02346% | 0.01767% | 0.01897% | 0.01286% | 0.01927% | 0.01391% | 0.0169% | 0.01391% | 0.01897% | 0.01767% | 0.01897% | 0.01834% | 0.02047% | 0.01767% | 0.01897% | 0.01286% | 0.01927% | 0.01391% | 0.0169% | 0.0169% | 0.01391% | 0.01897% | 0.01767% | 0.01897% | 0.01834% | 0.02047% | 0.02395% | 0.02395%
6109 | 0.02415% | 0.01978% | 0.02432% | 0.01852% | 0.01824% | 0.01215% | 0.01929% | 0.01335% | 0.01642% | 0.01335% | 0.01824% | 0.01852% | 0.01824% | 0.0192% | 0.02051% | 0.01852% | 0.01824% | 0.01215% | 0.01929% | 0.01335% | 0.01642% | 0.01642% | 0.01335% | 0.01824% | 0.01852% | 0.01824% | 0.0192% | 0.02051% | 0.02415% | 0.02415%
6110 | 0.02288% | 0.01734% | 0.02382% | 0.01879% | 0.017% | 0.01116% | 0.0185% | 0.01304% | 0.01548% | 0.01304% | 0.017% | 0.01879% | 0.017% | 0.01945% | 0.0202% | 0.01879% | 0.017% | 0.01116% | 0.0185% | 0.01304% | 0.01548% | 0.01548% | 0.01304% | 0.017% | 0.01879% | 0.017% | 0.01945% | 0.0202% | 0.02288% | 0.02288%
6111 | 0.02083% | 0.01469% | 0.02291% | 0.01858% | 0.01589% | 0.01043% | 0.01697% | 0.01343% | 0.01475% | 0.01343% | 0.01589% | 0.01858% | 0.01589% | 0.01902% | 0.01911% | 0.01858% | 0.01589% | 0.01043% | 0.01697% | 0.01343% | 0.01475% | 0.01475% | 0.01343% | 0.01589% | 0.01858% | 0.01589% | 0.01902% | 0.01911% | 0.02083% | 0.02083%
6112 | 0.01776% | 0.01316% | 0.02099% | 0.01791% | 0.01471% | 0.009742% | 0.0149% | 0.01197% | 0.01414% | 0.01197% | 0.01471% | 0.01791% | 0.01471% | 0.01764% | 0.01687% | 0.01791% | 0.01471% | 0.009742% | 0.0149% | 0.01197% | 0.01414% | 0.01414% | 0.01197% | 0.01471% | 0.01791% | 0.01471% | 0.01764% | 0.01687% | 0.01776% | 0.01776%
6113 | 0.01444% | 0.01121% | 0.01878% | 0.01687% | 0.01321% | 0.009246% | 0.01299% | 0.01179% | 0.01326% | 0.01179% | 0.01321% | 0.01687% | 0.01321% | 0.01594% | 0.01398% | 0.01687% | 0.01321% | 0.009246% | 0.01299% | 0.01179% | 0.01326% | 0.01326% | 0.01179% | 0.01321% | 0.01687% | 0.01321% | 0.01594% | 0.01398% | 0.01444% | 0.01444%
6114 | 0.01134% | 0.01032% | 0.01674% | 0.01556% | 0.01134% | 0.009499% | 0.01139% | 0.01143% | 0.01182% | 0.01143% | 0.01134% | 0.01556% | 0.01134% | 0.0142% | 0.01102% | 0.01556% | 0.01134% | 0.009499% | 0.01139% | 0.01143% | 0.01182% | 0.01182% | 0.01143% | 0.01134% | 0.01556% | 0.01134% | 0.0142% | 0.01102% | 0.01134% | 0.01134%
6115 | 0.01093% | 0.009992% | 0.01435% | 0.01513% | 0.01065% | 0.01096% | 0.01201% | 0.01134% | 0.01071% | 0.01134% | 0.01065% | 0.01513% | 0.01065% | 0.01411% | 0.0113% | 0.01513% | 0.01065% | 0.01096% | 0.01201% | 0.01134% | 0.01071% | 0.01071% | 0.01134% | 0.01065% | 0.01513% | 0.01065% | 0.01411% | 0.0113% | 0.01093% | 0.01093%
6116 | 0.009733% | 0.009725% | 0.009851% | 0.01375% | 0.009766% | 0.01086% | 0.0111% | 0.01124% | 0.009732% | 0.01124% | 0.009766% | 0.01375% | 0.009766% | 0.01297% | 0.01006% | 0.01375% | 0.009766% | 0.01086% | 0.0111% | 0.01124% | 0.009732% | 0.009732% | 0.01124% | 0.009766% | 0.01375% | 0.009766% | 0.01297% | 0.01006% | 0.009733% | 0.009733%
6117 | 0.007544% | 0.009539% | 0.00731% | 0.01187% | 0.009218% | 0.01067% | 0.01017% | 0.0115% | 0.009249% | 0.0115% | 0.009218% | 0.01187% | 0.009218% | 0.01093% | 0.009106% | 0.01187% | 0.009218% | 0.01067% | 0.01017% | 0.0115% | 0.009249% | 0.009249% | 0.0115% | 0.009218% | 0.01187% | 0.009218% | 0.01093% | 0.009106% | 0.007544% | 0.007544%
6118 | 0.00713% | 0.009419% | 0.006504% | 0.009323% | 0.008959% | 0.01068% | 0.009389% | 0.01165% | 0.009031% | 0.01165% | 0.008959% | 0.009323% | 0.008959% | 0.007628% | 0.008335% | 0.009323% | 0.008959% | 0.01068% | 0.009389% | 0.01165% | 0.009031% | 0.009031% | 0.01165% | 0.008959% | 0.009323% | 0.008959% | 0.007628% | 0.008335% | 0.00713% | 0.00713%
6119 | 0.006931% | 0.009342% | 0.006475% | 0.007547% | 0.008792% | 0.01062% | 0.008897% | 0.01157% | 0.008898% | 0.01157% | 0.008792% | 0.007547% | 0.008792% | 0.005358% | 0.007737% | 0.007547% | 0.008792% | 0.01062% | 0.008897% | 0.01157% | 0.008898% | 0.008898% | 0.01157% | 0.008792% | 0.007547% | 0.008792% | 0.005358% | 0.007737% | 0.006931% | 0.006931%
6120 | 0.006917% | 0.009135% | 0.006474% | 0.006486% | 0.008616% | 0.01062% | 0.008642% | 0.009508% | 0.00876% | 0.009508% | 0.008616% | 0.006486% | 0.008616% | 0.004747% | 0.007104% | 0.006486% | 0.008616% | 0.01062% | 0.008642% | 0.009508% | 0.00876% | 0.00876% | 0.009508% | 0.008616% | 0.006486% | 0.008616% | 0.004747% | 0.007104% | 0.006917% | 0.006917%
6121 | 0.006922% | 0.009123% | 0.006518% | 0.005894% | 0.008552% | 0.01054% | 0.008556% | 0.008102% | 0.00874% | 0.008102% | 0.008552% | 0.005894% | 0.008552% | 0.004542% | 0.006871% | 0.005894% | 0.008552% | 0.01054% | 0.008556% | 0.008102% | 0.00874% | 0.00874% | 0.008102% | 0.008552% | 0.005894% | 0.008552% | 0.004542% | 0.006871% | 0.006922% | 0.006922%
6122 | 0.006995% | 0.009055% | 0.006527% | 0.005739% | 0.008525% | 0.01056% | 0.008531% | 0.00698% | 0.008959% | 0.00698% | 0.008525% | 0.005739% | 0.008525% | 0.004509% | 0.006893% | 0.005739% | 0.008525% | 0.01056% | 0.008531% | 0.00698% | 0.008959% | 0.008959% | 0.00698% | 0.008525% | 0.005739% | 0.008525% | 0.004509% | 0.006893% | 0.006995% | 0.006995%
6123 | 0.007208% | 0.008993% | 0.006457% | 0.005693% | 0.00865% | 0.01062% | 0.008566% | 0.00616% | 0.009512% | 0.00616% | 0.00865% | 0.005693% | 0.00865% | 0.004659% | 0.007131% | 0.005693% | 0.00865% | 0.01062% | 0.008566% | 0.00616% | 0.009512% | 0.009512% | 0.00616% | 0.00865% | 0.005693% | 0.00865% | 0.004659% | 0.007131% | 0.007208% | 0.007208%
6124 | 0.008113% | 0.008962% | 0.006551% | 0.005787% | 0.009201% | 0.01071% | 0.008862% | 0.006095% | 0.01024% | 0.006095% | 0.009201% | 0.005787% | 0.009201% | 0.005003% | 0.007808% | 0.005787% | 0.009201% | 0.01071% | 0.008862% | 0.006095% | 0.01024% | 0.01024% | 0.006095% | 0.009201% | 0.005787% | 0.009201% | 0.005003% | 0.007808% | 0.008113% | 0.008113%
6125 | 0.01019% | 0.009593% | 0.006703% | 0.006577% | 0.01021% | 0.01061% | 0.009695% | 0.007074% | 0.01117% | 0.007074% | 0.01021% | 0.006577% | 0.01021% | 0.005541% | 0.009224% | 0.006577% | 0.01021% | 0.01061% | 0.009695% | 0.007074% | 0.01117% | 0.01117% | 0.007074% | 0.01021% | 0.006577% | 0.01021% | 0.005541% | 0.009224% | 0.01019% | 0.01019%
6126 | 0.01334% | 0.0096% | 0.01137% | 0.006828% | 0.01183% | 0.01052% | 0.01038% | 0.008697% | 0.013% | 0.008697% | 0.01183% | 0.006828% | 0.01183% | 0.006423% | 0.01058% | 0.006828% | 0.01183% | 0.01052% | 0.01038% | 0.008697% | 0.013% | 0.013% | 0.008697% | 0.01183% | 0.006828% | 0.01183% | 0.006423% | 0.01058% | 0.01334% | 0.01334%
6127 | 0.01453% | 0.01085% | 0.01384% | 0.008011% | 0.01373% | 0.01005% | 0.01144% | 0.0117% | 0.01466% | 0.0117% | 0.01373% | 0.008011% | 0.01373% | 0.008268% | 0.01216% | 0.008011% | 0.01373% | 0.01005% | 0.01144% | 0.0117% | 0.01466% | 0.01466% | 0.0117% | 0.01373% | 0.008011% | 0.01373% | 0.008268% | 0.01216% | 0.01453% | 0.01453%
6128 | 0.01752% | 0.01403% | 0.01632% | 0.01093% | 0.01626% | 0.01044% | 0.01392% | 0.01416% | 0.01627% | 0.01416% | 0.01626% | 0.01093% | 0.01626% | 0.01191% | 0.01507% | 0.01093% | 0.01626% | 0.01044% | 0.01392% | 0.01416% | 0.01627% | 0.01627% | 0.01416% | 0.01626% | 0.01093% | 0.01626% | 0.01191% | 0.01507% | 0.01752% | 0.01752%
6129 | 0.02058% | 0.01772% | 0.01908% | 0.01353% | 0.01842% | 0.01126% | 0.01635% | 0.01485% | 0.01768% | 0.01485% | 0.01842% | 0.01353% | 0.01842% | 0.01438% | 0.01738% | 0.01353% | 0.01842% | 0.01126% | 0.01635% | 0.01485% | 0.01768% | 0.01768% | 0.01485% | 0.01842% | 0.01353% | 0.01842% | 0.01438% | 0.01738% | 0.02058% | 0.02058%
6130 | 0.02349% | 0.02057% | 0.02219% | 0.01569% | 0.01971% | 0.01226% | 0.01836% | 0.01548% | 0.01824% | 0.01548% | 0.01971% | 0.01569% | 0.01971% | 0.01602% | 0.01905% | 0.01569% | 0.01971% | 0.01226% | 0.01836% | 0.01548% | 0.01824% | 0.01824% | 0.01548% | 0.01971% | 0.01569% | 0.01971% | 0.01602% | 0.01905% | 0.02349% | 0.02349%
6131 | 0.02541% | 0.02165% | 0.02415% | 0.01731% | 0.02004% | 0.01289% | 0.01951% | 0.01534% | 0.01818% | 0.01534% | 0.02004% | 0.01731% | 0.02004% | 0.01725% | 0.02012% | 0.01731% | 0.02004% | 0.01289% | 0.01951% | 0.01534% | 0.01818% | 0.01818% | 0.01534% | 0.02004% | 0.01731% | 0.02004% | 0.01725% | 0.02012% | 0.02541% | 0.02541%
6132 | 0.02622% | 0.0213% | 0.02531% | 0.01834% | 0.01966% | 0.01242% | 0.01986% | 0.01451% | 0.01779% | 0.01451% | 0.01966% | 0.01834% | 0.01966% | 0.01807% | 0.02055% | 0.01834% | 0.01966% | 0.01242% | 0.01986% | 0.01451% | 0.01779% | 0.01779% | 0.01451% | 0.01966% | 0.01834% | 0.01966% | 0.01807% | 0.02055% | 0.02622% | 0.02622%
6133 | 0.02602% | 0.0205% | 0.02595% | 0.01898% | 0.01875% | 0.01143% | 0.01972% | 0.0138% | 0.0172% | 0.0138% | 0.01875% | 0.01898% | 0.01875% | 0.0187% | 0.02055% | 0.01898% | 0.01875% | 0.01143% | 0.01972% | 0.0138% | 0.0172% | 0.0172% | 0.0138% | 0.01875% | 0.01898% | 0.01875% | 0.0187% | 0.02055% | 0.02602% | 0.02602%
6134 | 0.02448% | 0.0179% | 0.02531% | 0.01919% | 0.0175% | 0.01061% | 0.01893% | 0.0134% | 0.01617% | 0.0134% | 0.0175% | 0.01919% | 0.0175% | 0.01901% | 0.02025% | 0.01919% | 0.0175% | 0.01061% | 0.01893% | 0.0134% | 0.01617% | 0.01617% | 0.0134% | 0.0175% | 0.01919% | 0.0175% | 0.01901% | 0.02025% | 0.02448% | 0.02448%
6135 | 0.02211% | 0.01505% | 0.0242% | 0.01886% | 0.01617% | 0.009877% | 0.01728% | 0.01363% | 0.01512% | 0.01363% | 0.01617% | 0.01886% | 0.01617% | 0.01868% | 0.01914% | 0.01886% | 0.01617% | 0.009877% | 0.01728% | 0.01363% | 0.01512% | 0.01512% | 0.01363% | 0.01617% | 0.01886% | 0.01617% | 0.01868% | 0.01914% | 0.02211% | 0.02211%
6136 | 0.01901% | 0.01346% | 0.02241% | 0.01827% | 0.01491% | 0.009365% | 0.01526% | 0.01217% | 0.01429% | 0.01217% | 0.01491% | 0.01827% | 0.01491% | 0.0176% | 0.01691% | 0.01827% | 0.01491% | 0.009365% | 0.01526% | 0.01217% | 0.01429% | 0.01429% | 0.01217% | 0.01491% | 0.01827% | 0.01491% | 0.0176% | 0.01691% | 0.01901% | 0.01901%
6137 | 0.01565% | 0.01151% | 0.02031% | 0.01728% | 0.01335% | 0.0091% | 0.01335% | 0.01203% | 0.0134% | 0.01203% | 0.01335% | 0.01728% | 0.01335% | 0.01609% | 0.01401% | 0.01728% | 0.01335% | 0.0091% | 0.01335% | 0.01203% | 0.0134% | 0.0134% | 0.01203% | 0.01335% | 0.01728% | 0.01335% | 0.01609% | 0.01401% | 0.01565% | 0.01565%
6138 | 0.01227% | 0.01061% | 0.01811% | 0.01595% | 0.01143% | 0.009429% | 0.01168% | 0.01176% | 0.01199% | 0.01176% | 0.01143% | 0.01595% | 0.01143% | 0.01444% | 0.01104% | 0.01595% | 0.01143% | 0.009429% | 0.01168% | 0.01176% | 0.01199% | 0.01199% | 0.01176% | 0.01143% | 0.01595% | 0.01143% | 0.01444% | 0.01104% | 0.01227% | 0.01227%
6139 | 0.01168% | 0.0104% | 0.01541% | 0.01552% | 0.01078% | 0.01087% | 0.01226% | 0.01179% | 0.01096% | 0.01179% | 0.01078% | 0.01552% | 0.01078% | 0.01448% | 0.01132% | 0.01552% | 0.01078% | 0.01087% | 0.01226% | 0.01179% | 0.01096% | 0.01096% | 0.01179% | 0.01078% | 0.01552% | 0.01078% | 0.01448% | 0.01132% | 0.01168% | 0.01168%
6140 | 0.01039% | 0.01016% | 0.01061% | 0.0141% | 0.009912% | 0.01074% | 0.01129% | 0.01172% | 0.009974% | 0.01172% | 0.009912% | 0.0141% | 0.009912% | 0.01334% | 0.01007% | 0.0141% | 0.009912% | 0.01074% | 0.01129% | 0.01172% | 0.009974% | 0.009974% | 0.01172% | 0.009912% | 0.0141% | 0.009912% | 0.01334% | 0.01007% | 0.01039% | 0.01039%
6141 | 0.007604% | 0.01001% | 0.007379% | 0.01211% | 0.009352% | 0.01061% | 0.01035% | 0.01203% | 0.009503% | 0.01203% | 0.009352% | 0.01211% | 0.009352% | 0.01111% | 0.009115% | 0.01211% | 0.009352% | 0.01061% | 0.01035% | 0.01203% | 0.009503% | 0.009503% | 0.01203% | 0.009352% | 0.01211% | 0.009352% | 0.01111% | 0.009115% | 0.007604% | 0.007604%
6142 | 0.007135% | 0.009898% | 0.006552% | 0.009437% | 0.009097% | 0.01063% | 0.009528% | 0.01225% | 0.009291% | 0.01225% | 0.009097% | 0.009437% | 0.009097% | 0.007608% | 0.008342% | 0.009437% | 0.009097% | 0.01063% | 0.009528% | 0.01225% | 0.009291% | 0.009291% | 0.01225% | 0.009097% | 0.009437% | 0.009097% | 0.007608% | 0.008342% | 0.007135% | 0.007135%
6143 | 0.006972% | 0.009865% | 0.006509% | 0.007622% | 0.00894% | 0.01062% | 0.009014% | 0.01226% | 0.009177% | 0.01226% | 0.00894% | 0.007622% | 0.00894% | 0.005297% | 0.007741% | 0.007622% | 0.00894% | 0.01062% | 0.009014% | 0.01226% | 0.009177% | 0.009177% | 0.01226% | 0.00894% | 0.007622% | 0.00894% | 0.005297% | 0.007741% | 0.006972% | 0.006972%
6144 | 0.006949% | 0.009603% | 0.006494% | 0.006541% | 0.008803% | 0.01061% | 0.008759% | 0.009931% | 0.009054% | 0.009931% | 0.008803% | 0.006541% | 0.008803% | 0.004712% | 0.007103% | 0.006541% | 0.008803% | 0.01061% | 0.008759% | 0.009931% | 0.009054% | 0.009054% | 0.009931% | 0.008803% | 0.006541% | 0.008803% | 0.004712% | 0.007103% | 0.006949% | 0.006949%
6145 | 0.007024% | 0.009592% | 0.006624% | 0.005981% | 0.00879% | 0.01065% | 0.008686% | 0.00869% | 0.00921% | 0.00869% | 0.00879% | 0.005981% | 0.00879% | 0.004698% | 0.006871% | 0.005981% | 0.00879% | 0.01065% | 0.008686% | 0.00869% | 0.00921% | 0.00921% | 0.00869% | 0.00879% | 0.005981% | 0.00879% | 0.004698% | 0.006871% | 0.007024% | 0.007024%
6146 | 0.007084% | 0.009516% | 0.006529% | 0.005831% | 0.008793% | 0.01069% | 0.008664% | 0.0076% | 0.009591% | 0.0076% | 0.008793% | 0.005831% | 0.008793% | 0.004681% | 0.006891% | 0.005831% | 0.008793% | 0.01069% | 0.008664% | 0.0076% | 0.009591% | 0.009591% | 0.0076% | 0.008793% | 0.005831% | 0.008793% | 0.004681% | 0.006891% | 0.007084% | 0.007084%
6147 | 0.007289% | 0.009373% | 0.006486% | 0.005804% | 0.008949% | 0.01073% | 0.008707% | 0.006701% | 0.01034% | 0.006701% | 0.008949% | 0.005804% | 0.008949% | 0.004839% | 0.007127% | 0.005804% | 0.008949% | 0.01073% | 0.008707% | 0.006701% | 0.01034% | 0.01034% | 0.006701% | 0.008949% | 0.005804% | 0.008949% | 0.004839% | 0.007127% | 0.007289% | 0.007289%
6148 | 0.008295% | 0.009327% | 0.006533% | 0.005935% | 0.009644% | 0.01077% | 0.009047% | 0.006638% | 0.01122% | 0.006638% | 0.009644% | 0.005935% | 0.009644% | 0.005229% | 0.007804% | 0.005935% | 0.009644% | 0.01077% | 0.009047% | 0.006638% | 0.01122% | 0.01122% | 0.006638% | 0.009644% | 0.005935% | 0.009644% | 0.005229% | 0.007804% | 0.008295% | 0.008295%
6149 | 0.01046% | 0.009957% | 0.006732% | 0.006893% | 0.0109% | 0.01065% | 0.009972% | 0.00777% | 0.01229% | 0.00777% | 0.0109% | 0.006893% | 0.0109% | 0.005769% | 0.009218% | 0.006893% | 0.0109% | 0.01065% | 0.009972% | 0.00777% | 0.01229% | 0.01229% | 0.00777% | 0.0109% | 0.006893% | 0.0109% | 0.005769% | 0.009218% | 0.01046% | 0.01046%
6150 | 0.01483% | 0.009958% | 0.01166% | 0.007261% | 0.01283% | 0.01056% | 0.01077% | 0.009464% | 0.01454% | 0.009464% | 0.01283% | 0.007261% | 0.01283% | 0.006822% | 0.01059% | 0.007261% | 0.01283% | 0.01056% | 0.01077% | 0.009464% | 0.01454% | 0.01454% | 0.009464% | 0.01283% | 0.007261% | 0.01283% | 0.006822% | 0.01059% | 0.01483% | 0.01483%
6151 | 0.01635% | 0.01112% | 0.01441% | 0.008534% | 0.01464% | 0.01016% | 0.01177% | 0.01334% | 0.01606% | 0.01334% | 0.01464% | 0.008534% | 0.01464% | 0.008725% | 0.01217% | 0.008534% | 0.01464% | 0.01016% | 0.01177% | 0.01334% | 0.01606% | 0.01606% | 0.01334% | 0.01464% | 0.008534% | 0.01464% | 0.008725% | 0.01217% | 0.01635% | 0.01635%
6152 | 0.019% | 0.01431% | 0.01647% | 0.01144% | 0.0169% | 0.0105% | 0.01404% | 0.01552% | 0.01745% | 0.01552% | 0.0169% | 0.01144% | 0.0169% | 0.01238% | 0.01505% | 0.01144% | 0.0169% | 0.0105% | 0.01404% | 0.01552% | 0.01745% | 0.01745% | 0.01552% | 0.0169% | 0.01144% | 0.0169% | 0.01238% | 0.01505% | 0.019% | 0.019%
6153 | 0.02127% | 0.01785% | 0.01834% | 0.01382% | 0.0188% | 0.01111% | 0.01624% | 0.01599% | 0.01859% | 0.01599% | 0.0188% | 0.01382% | 0.0188% | 0.01478% | 0.01729% | 0.01382% | 0.0188% | 0.01111% | 0.01624% | 0.01599% | 0.01859% | 0.01859% | 0.01599% | 0.0188% | 0.01382% | 0.0188% | 0.01478% | 0.01729% | 0.02127% | 0.02127%
6154 | 0.02326% | 0.02093% | 0.02078% | 0.01589% | 0.02003% | 0.01201% | 0.01817% | 0.01647% | 0.01905% | 0.01647% | 0.02003% | 0.01589% | 0.02003% | 0.01654% | 0.0189% | 0.01589% | 0.02003% | 0.01201% | 0.01817% | 0.01647% | 0.01905% | 0.01905% | 0.01647% | 0.02003% | 0.01589% | 0.02003% | 0.01654% | 0.0189% | 0.02326% | 0.02326%
6155 | 0.02443% | 0.02193% | 0.02216% | 0.01742% | 0.02028% | 0.01265% | 0.01922% | 0.01623% | 0.01891% | 0.01623% | 0.02028% | 0.01742% | 0.02028% | 0.01793% | 0.01994% | 0.01742% | 0.02028% | 0.01265% | 0.01922% | 0.01623% | 0.01891% | 0.01891% | 0.01623% | 0.02028% | 0.01742% | 0.02028% | 0.01793% | 0.01994% | 0.02443% | 0.02443%
6156 | 0.0248% | 0.02142% | 0.02293% | 0.01838% | 0.01988% | 0.01218% | 0.01954% | 0.01527% | 0.01851% | 0.01527% | 0.01988% | 0.01838% | 0.01988% | 0.01883% | 0.02037% | 0.01838% | 0.01988% | 0.01218% | 0.01954% | 0.01527% | 0.01851% | 0.01851% | 0.01527% | 0.01988% | 0.01838% | 0.01988% | 0.01883% | 0.02037% | 0.0248% | 0.0248%
6157 | 0.02419% | 0.02057% | 0.02314% | 0.01886% | 0.01875% | 0.01129% | 0.01922% | 0.01437% | 0.01766% | 0.01437% | 0.01875% | 0.01886% | 0.01875% | 0.01932% | 0.02034% | 0.01886% | 0.01875% | 0.01129% | 0.01922% | 0.01437% | 0.01766% | 0.01766% | 0.01437% | 0.01875% | 0.01886% | 0.01875% | 0.01932% | 0.02034% | 0.02419% | 0.02419%
6158 | 0.02243% | 0.01787% | 0.02224% | 0.01886% | 0.01736% | 0.01019% | 0.01826% | 0.0139% | 0.01657% | 0.0139% | 0.01736% | 0.01886% | 0.01736% | 0.01934% | 0.01999% | 0.01886% | 0.01736% | 0.01019% | 0.01826% | 0.0139% | 0.01657% | 0.01657% | 0.0139% | 0.01736% | 0.01886% | 0.01736% | 0.01934% | 0.01999% | 0.02243% | 0.02243%
6159 | 0.02003% | 0.01493% | 0.02123% | 0.01849% | 0.01605% | 0.009457% | 0.01657% | 0.01419% | 0.01566% | 0.01419% | 0.01605% | 0.01849% | 0.01605% | 0.01875% | 0.01888% | 0.01849% | 0.01605% | 0.009457% | 0.01657% | 0.01419% | 0.01566% | 0.01566% | 0.01419% | 0.01605% | 0.01849% | 0.01605% | 0.01875% | 0.01888% | 0.02003% | 0.02003%
6160 | 0.01726% | 0.01334% | 0.01974% | 0.01791% | 0.01481% | 0.00934% | 0.01461% | 0.01279% | 0.01486% | 0.01279% | 0.01481% | 0.01791% | 0.01481% | 0.01754% | 0.01668% | 0.01791% | 0.01481% | 0.00934% | 0.01461% | 0.01279% | 0.01486% | 0.01486% | 0.01279% | 0.01481% | 0.01791% | 0.01481% | 0.01754% | 0.01668% | 0.01726% | 0.01726%
6161 | 0.01432% | 0.01139% | 0.01812% | 0.01704% | 0.01339% | 0.009068% | 0.01287% | 0.01263% | 0.01397% | 0.01263% | 0.01339% | 0.01704% | 0.01339% | 0.01595% | 0.01387% | 0.01704% | 0.01339% | 0.009068% | 0.01287% | 0.01263% | 0.01397% | 0.01397% | 0.01263% | 0.01339% | 0.01704% | 0.01339% | 0.01595% | 0.01387% | 0.01432% | 0.01432%
6162 | 0.01162% | 0.01053% | 0.01657% | 0.01583% | 0.01163% | 0.009362% | 0.01142% | 0.01246% | 0.01263% | 0.01246% | 0.01163% | 0.01583% | 0.01163% | 0.01427% | 0.01098% | 0.01583% | 0.01163% | 0.009362% | 0.01142% | 0.01246% | 0.01263% | 0.01263% | 0.01246% | 0.01163% | 0.01583% | 0.01163% | 0.01427% | 0.01098% | 0.01162% | 0.01162%
6163 | 0.01149% | 0.01029% | 0.01459% | 0.01556% | 0.01106% | 0.01105% | 0.01227% | 0.01267% | 0.01155% | 0.01267% | 0.01106% | 0.01556% | 0.01106% | 0.01437% | 0.01137% | 0.01556% | 0.01106% | 0.01105% | 0.01227% | 0.01267% | 0.01155% | 0.01155% | 0.01267% | 0.01106% | 0.01556% | 0.01106% | 0.01437% | 0.01137% | 0.01149% | 0.01149%
6164 | 0.0103% | 0.009974% | 0.01004% | 0.01408% | 0.01016% | 0.0111% | 0.01131% | 0.0125% | 0.01042% | 0.0125% | 0.01016% | 0.01408% | 0.01016% | 0.01318% | 0.01007% | 0.01408% | 0.01016% | 0.0111% | 0.01131% | 0.0125% | 0.01042% | 0.01042% | 0.0125% | 0.01016% | 0.01408% | 0.01016% | 0.01318% | 0.01007% | 0.0103% | 0.0103%
6165 | 0.007664% | 0.009752% | 0.007342% | 0.01202% | 0.00948% | 0.01091% | 0.01032% | 0.01246% | 0.009745% | 0.01246% | 0.00948% | 0.01202% | 0.00948% | 0.01095% | 0.009118% | 0.01202% | 0.00948% | 0.01091% | 0.01032% | 0.01246% | 0.009745% | 0.009745% | 0.01246% | 0.00948% | 0.01202% | 0.00948% | 0.01095% | 0.009118% | 0.007664% | 0.007664%
6166 | 0.007208% | 0.009592% | 0.006525% | 0.009384% | 0.009112% | 0.01092% | 0.009482% | 0.01238% | 0.009323% | 0.01238% | 0.009112% | 0.009384% | 0.009112% | 0.007537% | 0.008346% | 0.009384% | 0.009112% | 0.01092% | 0.009482% | 0.01238% | 0.009323% | 0.009323% | 0.01238% | 0.009112% | 0.009384% | 0.009112% | 0.007537% | 0.008346% | 0.007208% | 0.007208%
6167 | 0.006997% | 0.009525% | 0.006584% | 0.007637% | 0.008907% | 0.01093% | 0.008979% | 0.01216% | 0.009127% | 0.01216% | 0.008907% | 0.007637% | 0.008907% | 0.005351% | 0.007746% | 0.007637% | 0.008907% | 0.01093% | 0.008979% | 0.01216% | 0.009127% | 0.009127% | 0.01216% | 0.008907% | 0.007637% | 0.008907% | 0.005351% | 0.007746% | 0.006997% | 0.006997%
6168 | 0.006978% | 0.009458% | 0.006366% | 0.006592% | 0.008788% | 0.01083% | 0.008756% | 0.009905% | 0.00903% | 0.009905% | 0.008788% | 0.006592% | 0.008788% | 0.004793% | 0.007107% | 0.006592% | 0.008788% | 0.01083% | 0.008756% | 0.009905% | 0.00903% | 0.00903% | 0.009905% | 0.008788% | 0.006592% | 0.008788% | 0.004793% | 0.007107% | 0.006978% | 0.006978%
6169 | 0.00573% | 0.0112% | 0.005544% | 0.005867% | 0.009101% | 0.01231% | 0.008892% | 0.00832% | 0.009017% | 0.00832% | 0.009101% | 0.005867% | 0.009101% | 0.004924% | 0.006867% | 0.005867% | 0.009101% | 0.01231% | 0.008892% | 0.00832% | 0.009017% | 0.009017% | 0.00832% | 0.009101% | 0.005867% | 0.009101% | 0.004924% | 0.006867% | 0.00573% | 0.00573%
6170 | 0.005543% | 0.01125% | 0.005443% | 0.005771% | 0.00891% | 0.01234% | 0.008799% | 0.007488% | 0.009077% | 0.007488% | 0.00891% | 0.005771% | 0.00891% | 0.004471% | 0.006868% | 0.005771% | 0.00891% | 0.01234% | 0.008799% | 0.007488% | 0.009077% | 0.009077% | 0.007488% | 0.00891% | 0.005771% | 0.00891% | 0.004471% | 0.006868% | 0.005543% | 0.005543%
6171 | 0.005387% | 0.01121% | 0.005293% | 0.005752% | 0.00906% | 0.01233% | 0.008691% | 0.007124% | 0.009491% | 0.007124% | 0.00906% | 0.005752% | 0.00906% | 0.004504% | 0.006867% | 0.005752% | 0.00906% | 0.01233% | 0.008691% | 0.007124% | 0.009491% | 0.009491% | 0.007124% | 0.00906% | 0.005752% | 0.00906% | 0.004504% | 0.006867% | 0.005387% | 0.005387%
6172 | 0.005318% | 0.01119% | 0.005277% | 0.005851% | 0.009337% | 0.01231% | 0.008574% | 0.007161% | 0.009592% | 0.007161% | 0.009337% | 0.005851% | 0.009337% | 0.004807% | 0.006865% | 0.005851% | 0.009337% | 0.01231% | 0.008574% | 0.007161% | 0.009592% | 0.009592% | 0.007161% | 0.009337% | 0.005851% | 0.009337% | 0.004807% | 0.006865% | 0.005318% | 0.005318%
6173 | 0.005189% | 0.01185% | 0.005194% | 0.006422% | 0.009297% | 0.01211% | 0.008498% | 0.007831% | 0.009614% | 0.007831% | 0.009297% | 0.006422% | 0.009297% | 0.005331% | 0.006864% | 0.006422% | 0.009297% | 0.01211% | 0.008498% | 0.007831% | 0.009614% | 0.009614% | 0.007831% | 0.009297% | 0.006422% | 0.009297% | 0.005331% | 0.006864% | 0.005189% | 0.005189%
6174 | 0.00672% | 0.01149% | 0.006294% | 0.006615% | 0.009266% | 0.01196% | 0.007736% | 0.009028% | 0.01003% | 0.009028% | 0.009266% | 0.006615% | 0.009266% | 0.00609% | 0.005783% | 0.006615% | 0.009266% | 0.01196% | 0.007736% | 0.009028% | 0.01003% | 0.01003% | 0.009028% | 0.009266% | 0.006615% | 0.009266% | 0.00609% | 0.005783% | 0.00672% | 0.00672%
6175 | 0.005397% | 0.01152% | 0.004971% | 0.007658% | 0.009179% | 0.01127% | 0.006715% | 0.01104% | 0.0103% | 0.01104% | 0.009179% | 0.007658% | 0.009179% | 0.007896% | 0.004267% | 0.007658% | 0.009179% | 0.01127% | 0.006715% | 0.01104% | 0.0103% | 0.0103% | 0.01104% | 0.009179% | 0.007658% | 0.009179% | 0.007896% | 0.004267% | 0.005397% | 0.005397%
6176 | 0.005063% | 0.01241% | 0.004649% | 0.0102% | 0.009858% | 0.01135% | 0.007064% | 0.01308% | 0.01081% | 0.01308% | 0.009858% | 0.0102% | 0.009858% | 0.01132% | 0.004258% | 0.0102% | 0.009858% | 0.01135% | 0.007064% | 0.01308% | 0.01081% | 0.01081% | 0.01308% | 0.009858% | 0.0102% | 0.009858% | 0.01132% | 0.004258% | 0.005063% | 0.005063%
6177 | 0.005025% | 0.01383% | 0.00456% | 0.01236% | 0.01085% | 0.01158% | 0.007653% | 0.01404% | 0.01144% | 0.01404% | 0.01085% | 0.01236% | 0.01085% | 0.0135% | 0.004258% | 0.01236% | 0.01085% | 0.01158% | 0.007653% | 0.01404% | 0.01144% | 0.01144% | 0.01404% | 0.01085% | 0.01236% | 0.01085% | 0.0135% | 0.004258% | 0.005025% | 0.005025%
6178 | 0.005222% | 0.01545% | 0.004641% | 0.01421% | 0.01168% | 0.01196% | 0.008435% | 0.01546% | 0.01192% | 0.01546% | 0.01168% | 0.01421% | 0.01168% | 0.01496% | 0.004263% | 0.01421% | 0.01168% | 0.01196% | 0.008435% | 0.01546% | 0.01192% | 0.01192% | 0.01546% | 0.01168% | 0.01421% | 0.01168% | 0.01496% | 0.004263% | 0.005222% | 0.005222%
6179 | 0.00518% | 0.01644% | 0.004649% | 0.01542% | 0.01177% | 0.01192% | 0.00914% | 0.01594% | 0.01187% | 0.01594% | 0.01177% | 0.01542% | 0.01177% | 0.01581% | 0.004266% | 0.01542% | 0.01177% | 0.01192% | 0.00914% | 0.01594% | 0.01187% | 0.01187% | 0.01594% | 0.01177% | 0.01542% | 0.01177% | 0.01581% | 0.004266% | 0.00518% | 0.00518%
6180 | 0.0054% | 0.01646% | 0.004659% | 0.01638% | 0.0118% | 0.01156% | 0.00968% | 0.01582% | 0.01182% | 0.01582% | 0.0118% | 0.01638% | 0.0118% | 0.01658% | 0.004273% | 0.01638% | 0.0118% | 0.01156% | 0.00968% | 0.01582% | 0.01182% | 0.01182% | 0.01582% | 0.0118% | 0.01638% | 0.0118% | 0.01658% | 0.004273% | 0.0054% | 0.0054%
6181 | 0.005608% | 0.01587% | 0.004875% | 0.017% | 0.01188% | 0.01061% | 0.009721% | 0.0158% | 0.01184% | 0.0158% | 0.01188% | 0.017% | 0.01188% | 0.01725% | 0.004275% | 0.017% | 0.01188% | 0.01061% | 0.009721% | 0.0158% | 0.01184% | 0.01184% | 0.0158% | 0.01188% | 0.017% | 0.01188% | 0.01725% | 0.004275% | 0.005608% | 0.005608%
6182 | 0.005646% | 0.01476% | 0.004982% | 0.01715% | 0.01203% | 0.009545% | 0.009433% | 0.01571% | 0.012% | 0.01571% | 0.01203% | 0.01715% | 0.01203% | 0.01771% | 0.004283% | 0.01715% | 0.01203% | 0.009545% | 0.009433% | 0.01571% | 0.012% | 0.012% | 0.01571% | 0.01203% | 0.01715% | 0.01203% | 0.01771% | 0.004283% | 0.005646% | 0.005646%
6183 | 0.005837% | 0.01373% | 0.005162% | 0.01694% | 0.01213% | 0.008717% | 0.008854% | 0.01601% | 0.01222% | 0.01601% | 0.01213% | 0.01694% | 0.01213% | 0.01788% | 0.004291% | 0.01694% | 0.01213% | 0.008717% | 0.008854% | 0.01601% | 0.01222% | 0.01222% | 0.01601% | 0.01213% | 0.01694% | 0.01213% | 0.01788% | 0.004291% | 0.005837% | 0.005837%
6184 | 0.005806% | 0.01296% | 0.005156% | 0.01659% | 0.01205% | 0.008528% | 0.008248% | 0.0145% | 0.01224% | 0.0145% | 0.01205% | 0.01659% | 0.01205% | 0.01777% | 0.004306% | 0.01659% | 0.01205% | 0.008528% | 0.008248% | 0.0145% | 0.01224% | 0.01224% | 0.0145% | 0.01205% | 0.01659% | 0.01205% | 0.01777% | 0.004306% | 0.005806% | 0.005806%
6185 | 0.005667% | 0.012% | 0.004993% | 0.01583% | 0.01143% | 0.008804% | 0.007523% | 0.01389% | 0.01163% | 0.01389% | 0.01143% | 0.01583% | 0.01143% | 0.01736% | 0.004282% | 0.01583% | 0.01143% | 0.008804% | 0.007523% | 0.01389% | 0.01163% | 0.01163% | 0.01389% | 0.01143% | 0.01583% | 0.01143% | 0.01736% | 0.004282% | 0.005667% | 0.005667%
6186 | 0.005688% | 0.01151% | 0.004929% | 0.01469% | 0.0105% | 0.009591% | 0.006879% | 0.01315% | 0.01082% | 0.01315% | 0.0105% | 0.01469% | 0.0105% | 0.01652% | 0.004333% | 0.01469% | 0.0105% | 0.009591% | 0.006879% | 0.01315% | 0.01082% | 0.01082% | 0.01315% | 0.0105% | 0.01469% | 0.0105% | 0.01652% | 0.004333% | 0.005688% | 0.005688%
6187 | 0.007566% | 0.01154% | 0.006742% | 0.0145% | 0.01045% | 0.01164% | 0.008452% | 0.01277% | 0.01042% | 0.01277% | 0.01045% | 0.0145% | 0.01045% | 0.01687% | 0.006755% | 0.0145% | 0.01045% | 0.01164% | 0.008452% | 0.01277% | 0.01042% | 0.01042% | 0.01277% | 0.01045% | 0.0145% | 0.01045% | 0.01687% | 0.006755% | 0.007566% | 0.007566%
6188 | 0.007772% | 0.01143% | 0.006973% | 0.0132% | 0.009881% | 0.01195% | 0.008512% | 0.01209% | 0.009926% | 0.01209% | 0.009881% | 0.0132% | 0.009881% | 0.01571% | 0.006895% | 0.0132% | 0.009881% | 0.01195% | 0.008512% | 0.01209% | 0.009926% | 0.009926% | 0.01209% | 0.009881% | 0.0132% | 0.009881% | 0.01571% | 0.006895% | 0.007772% | 0.007772%
6189 | 0.006777% | 0.01139% | 0.006314% | 0.01133% | 0.009263% | 0.01207% | 0.008554% | 0.01155% | 0.009368% | 0.01155% | 0.009263% | 0.01133% | 0.009263% | 0.01325% | 0.006908% | 0.01133% | 0.009263% | 0.01207% | 0.008554% | 0.01155% | 0.009368% | 0.009368% | 0.01155% | 0.009263% | 0.01133% | 0.009263% | 0.01325% | 0.006908% | 0.006777% | 0.006777%
6190 | 0.006478% | 0.01131% | 0.006134% | 0.00879% | 0.00894% | 0.01215% | 0.008631% | 0.01094% | 0.008945% | 0.01094% | 0.00894% | 0.00879% | 0.00894% | 0.009293% | 0.00692% | 0.00879% | 0.00894% | 0.01215% | 0.008631% | 0.01094% | 0.008945% | 0.008945% | 0.01094% | 0.00894% | 0.00879% | 0.00894% | 0.009293% | 0.00692% | 0.006478% | 0.006478%
6191 | 0.00623% | 0.01132% | 0.006073% | 0.007069% | 0.008727% | 0.01211% | 0.008744% | 0.009755% | 0.008703% | 0.009755% | 0.008727% | 0.007069% | 0.008727% | 0.006531% | 0.006931% | 0.007069% | 0.008727% | 0.01211% | 0.008744% | 0.009755% | 0.008703% | 0.008703% | 0.009755% | 0.008727% | 0.007069% | 0.008727% | 0.006531% | 0.006931% | 0.00623% | 0.00623%
6192 | 0.006134% | 0.01052% | 0.005846% | 0.006382% | 0.008631% | 0.01179% | 0.008763% | 0.008891% | 0.008717% | 0.008891% | 0.008631% | 0.006382% | 0.008631% | 0.005257% | 0.006915% | 0.006382% | 0.008631% | 0.01179% | 0.008763% | 0.008891% | 0.008717% | 0.008717% | 0.008891% | 0.008631% | 0.006382% | 0.008631% | 0.005257% | 0.006915% | 0.006134% | 0.006134%
6193 | 0.005229% | 0.008995% | 0.005124% | 0.006187% | 0.00761% | 0.01203% | 0.00751% | 0.008786% | 0.007862% | 0.008786% | 0.00761% | 0.006187% | 0.00761% | 0.004741% | 0.006862% | 0.006187% | 0.00761% | 0.01203% | 0.00751% | 0.008786% | 0.007862% | 0.007862% | 0.008786% | 0.00761% | 0.006187% | 0.00761% | 0.004741% | 0.006862% | 0.005229% | 0.005229%
6194 | 0.005249% | 0.00888% | 0.005138% | 0.006076% | 0.007709% | 0.01202% | 0.00758% | 0.008179% | 0.007957% | 0.008179% | 0.007709% | 0.006076% | 0.007709% | 0.004438% | 0.006867% | 0.006076% | 0.007709% | 0.01202% | 0.00758% | 0.008179% | 0.007957% | 0.007957% | 0.008179% | 0.007709% | 0.006076% | 0.007709% | 0.004438% | 0.006867% | 0.005249% | 0.005249%
6195 | 0.005066% | 0.008785% | 0.005021% | 0.006025% | 0.007614% | 0.01204% | 0.007618% | 0.007785% | 0.007701% | 0.007785% | 0.007614% | 0.006025% | 0.007614% | 0.004418% | 0.006871% | 0.006025% | 0.007614% | 0.01204% | 0.007618% | 0.007785% | 0.007701% | 0.007701% | 0.007785% | 0.007614% | 0.006025% | 0.007614% | 0.004418% | 0.006871% | 0.005066% | 0.005066%
6196 | 0.005072% | 0.008663% | 0.005052% | 0.006044% | 0.007698% | 0.01212% | 0.007723% | 0.00793% | 0.007797% | 0.00793% | 0.007698% | 0.006044% | 0.007698% | 0.004795% | 0.006877% | 0.006044% | 0.007698% | 0.01212% | 0.007723% | 0.00793% | 0.007797% | 0.007797% | 0.00793% | 0.007698% | 0.006044% | 0.007698% | 0.004795% | 0.006877% | 0.005072% | 0.005072%
6197 | 0.005047% | 0.008664% | 0.005096% | 0.006746% | 0.00787% | 0.01224% | 0.007903% | 0.008566% | 0.007907% | 0.008566% | 0.00787% | 0.006746% | 0.00787% | 0.005697% | 0.006884% | 0.006746% | 0.00787% | 0.01224% | 0.007903% | 0.008566% | 0.007907% | 0.007907% | 0.008566% | 0.00787% | 0.006746% | 0.00787% | 0.005697% | 0.006884% | 0.005047% | 0.005047%
6198 | 0.007265% | 0.008648% | 0.006684% | 0.00651% | 0.007404% | 0.01188% | 0.007034% | 0.008869% | 0.007572% | 0.008869% | 0.007404% | 0.00651% | 0.007404% | 0.006495% | 0.005824% | 0.00651% | 0.007404% | 0.01188% | 0.007034% | 0.008869% | 0.007572% | 0.007572% | 0.008869% | 0.007404% | 0.00651% | 0.007404% | 0.006495% | 0.005824% | 0.007265% | 0.007265%
6199 | 0.004423% | 0.009412% | 0.004586% | 0.006454% | 0.006949% | 0.01085% | 0.005974% | 0.009962% | 0.007355% | 0.009962% | 0.006949% | 0.006454% | 0.006949% | 0.007244% | 0.004281% | 0.006454% | 0.006949% | 0.01085% | 0.005974% | 0.009962% | 0.007355% | 0.007355% | 0.009962% | 0.006949% | 0.006454% | 0.006949% | 0.007244% | 0.004281% | 0.004423% | 0.004423%
6200 | 0.004892% | 0.009767% | 0.004642% | 0.007715% | 0.00756% | 0.01112% | 0.006447% | 0.01211% | 0.008021% | 0.01211% | 0.00756% | 0.007715% | 0.00756% | 0.009527% | 0.004264% | 0.007715% | 0.00756% | 0.01112% | 0.006447% | 0.01211% | 0.008021% | 0.008021% | 0.01211% | 0.00756% | 0.007715% | 0.00756% | 0.009527% | 0.004264% | 0.004892% | 0.004892%
6201 | 0.004813% | 0.01053% | 0.004359% | 0.009286% | 0.007764% | 0.01138% | 0.006454% | 0.01348% | 0.008332% | 0.01348% | 0.007764% | 0.009286% | 0.007764% | 0.01165% | 0.004263% | 0.009286% | 0.007764% | 0.01138% | 0.006454% | 0.01348% | 0.008332% | 0.008332% | 0.01348% | 0.007764% | 0.009286% | 0.007764% | 0.01165% | 0.004263% | 0.004813% | 0.004813%
6202 | 0.004672% | 0.01156% | 0.004228% | 0.01102% | 0.007732% | 0.01158% | 0.006281% | 0.01432% | 0.008343% | 0.01432% | 0.007732% | 0.01102% | 0.007732% | 0.01329% | 0.00427% | 0.01102% | 0.007732% | 0.01158% | 0.006281% | 0.01432% | 0.008343% | 0.008343% | 0.01432% | 0.007732% | 0.01102% | 0.007732% | 0.01329% | 0.00427% | 0.004672% | 0.004672%
6203 | 0.004565% | 0.01279% | 0.004062% | 0.01282% | 0.00768% | 0.01134% | 0.006168% | 0.01495% | 0.008261% | 0.01495% | 0.00768% | 0.01282% | 0.00768% | 0.01458% | 0.004282% | 0.01282% | 0.00768% | 0.01134% | 0.006168% | 0.01495% | 0.008261% | 0.008261% | 0.01495% | 0.00768% | 0.01282% | 0.00768% | 0.01458% | 0.004282% | 0.004565% | 0.004565%
6204 | 0.005217% | 0.01348% | 0.004595% | 0.01456% | 0.007985% | 0.01085% | 0.006427% | 0.01529% | 0.008445% | 0.01529% | 0.007985% | 0.01456% | 0.007985% | 0.01568% | 0.00431% | 0.01456% | 0.007985% | 0.01085% | 0.006427% | 0.01529% | 0.008445% | 0.008445% | 0.01529% | 0.007985% | 0.01456% | 0.007985% | 0.01568% | 0.00431% | 0.005217% | 0.005217%
6205 | 0.005528% | 0.01361% | 0.005005% | 0.01551% | 0.008221% | 0.009915% | 0.006605% | 0.01575% | 0.008692% | 0.01575% | 0.008221% | 0.01551% | 0.008221% | 0.01625% | 0.004336% | 0.01551% | 0.008221% | 0.009915% | 0.006605% | 0.01575% | 0.008692% | 0.008692% | 0.01575% | 0.008221% | 0.01551% | 0.008221% | 0.01625% | 0.004336% | 0.005528% | 0.005528%
6206 | 0.00562% | 0.01301% | 0.005057% | 0.01573% | 0.008387% | 0.008915% | 0.006751% | 0.01592% | 0.008845% | 0.01592% | 0.008387% | 0.01573% | 0.008387% | 0.01653% | 0.004359% | 0.01573% | 0.008387% | 0.008915% | 0.006751% | 0.01592% | 0.008845% | 0.008845% | 0.01592% | 0.008387% | 0.01573% | 0.008387% | 0.01653% | 0.004359% | 0.00562% | 0.00562%
6207 | 0.005888% | 0.01195% | 0.00518% | 0.01538% | 0.008392% | 0.00833% | 0.006724% | 0.01602% | 0.00884% | 0.01602% | 0.008392% | 0.01538% | 0.008392% | 0.01646% | 0.004356% | 0.01538% | 0.008392% | 0.00833% | 0.006724% | 0.01602% | 0.00884% | 0.00884% | 0.01602% | 0.008392% | 0.01538% | 0.008392% | 0.01646% | 0.004356% | 0.005888% | 0.005888%
6208 | 0.005878% | 0.01101% | 0.005157% | 0.01466% | 0.008139% | 0.008244% | 0.006491% | 0.01416% | 0.00868% | 0.01416% | 0.008139% | 0.01466% | 0.008139% | 0.01605% | 0.004345% | 0.01466% | 0.008139% | 0.008244% | 0.006491% | 0.01416% | 0.00868% | 0.00868% | 0.01416% | 0.008139% | 0.01466% | 0.008139% | 0.01605% | 0.004345% | 0.005878% | 0.005878%
6209 | 0.005569% | 0.01013% | 0.004894% | 0.01358% | 0.007627% | 0.008498% | 0.006062% | 0.01335% | 0.008333% | 0.01335% | 0.007627% | 0.01358% | 0.007627% | 0.0151% | 0.004314% | 0.01358% | 0.007627% | 0.008498% | 0.006062% | 0.01335% | 0.008333% | 0.008333% | 0.01335% | 0.007627% | 0.01358% | 0.007627% | 0.0151% | 0.004314% | 0.005569% | 0.005569%
6210 | 0.005335% | 0.009507% | 0.004767% | 0.01219% | 0.006973% | 0.009351% | 0.005662% | 0.01274% | 0.007806% | 0.01274% | 0.006973% | 0.01219% | 0.006973% | 0.0137% | 0.004394% | 0.01219% | 0.006973% | 0.009351% | 0.005662% | 0.01274% | 0.007806% | 0.007806% | 0.01274% | 0.006973% | 0.01219% | 0.006973% | 0.0137% | 0.004394% | 0.005335% | 0.005335%
6211 | 0.006851% | 0.009467% | 0.00613% | 0.01168% | 0.007422% | 0.01146% | 0.007156% | 0.01258% | 0.007731% | 0.01258% | 0.007422% | 0.01168% | 0.007422% | 0.01327% | 0.006766% | 0.01168% | 0.007422% | 0.01146% | 0.007156% | 0.01258% | 0.007731% | 0.007731% | 0.01258% | 0.007422% | 0.01168% | 0.007422% | 0.01327% | 0.006766% | 0.006851% | 0.006851%
6212 | 0.006732% | 0.009325% | 0.006093% | 0.01035% | 0.007279% | 0.01176% | 0.00712% | 0.01202% | 0.0076% | 0.01202% | 0.007279% | 0.01035% | 0.007279% | 0.01156% | 0.006885% | 0.01035% | 0.007279% | 0.01176% | 0.00712% | 0.01202% | 0.0076% | 0.0076% | 0.01202% | 0.007279% | 0.01035% | 0.007279% | 0.01156% | 0.006885% | 0.006732% | 0.006732%
6213 | 0.005607% | 0.009174% | 0.005421% | 0.009197% | 0.00726% | 0.0119% | 0.007109% | 0.01153% | 0.007579% | 0.01153% | 0.00726% | 0.009197% | 0.00726% | 0.009783% | 0.00689% | 0.009197% | 0.00726% | 0.0119% | 0.007109% | 0.01153% | 0.007579% | 0.007579% | 0.01153% | 0.00726% | 0.009197% | 0.00726% | 0.009783% | 0.00689% | 0.005607% | 0.005607%
6214 | 0.005436% | 0.009082% | 0.005331% | 0.008204% | 0.007333% | 0.01205% | 0.007204% | 0.01109% | 0.007626% | 0.01109% | 0.007333% | 0.008204% | 0.007333% | 0.008081% | 0.006897% | 0.008204% | 0.007333% | 0.01205% | 0.007204% | 0.01109% | 0.007626% | 0.007626% | 0.01109% | 0.007333% | 0.008204% | 0.007333% | 0.008081% | 0.006897% | 0.005436% | 0.005436%
6215 | 0.005468% | 0.009017% | 0.005391% | 0.007429% | 0.007457% | 0.01206% | 0.007329% | 0.0102% | 0.007779% | 0.0102% | 0.007457% | 0.007429% | 0.007457% | 0.006482% | 0.006902% | 0.007429% | 0.007457% | 0.01206% | 0.007329% | 0.0102% | 0.007779% | 0.007779% | 0.0102% | 0.007457% | 0.007429% | 0.007457% | 0.006482% | 0.006902% | 0.005468% | 0.005468%
6216 | 0.005409% | 0.00951% | 0.00532% | 0.006516% | 0.007894% | 0.01207% | 0.007826% | 0.009293% | 0.008057% | 0.009293% | 0.007894% | 0.006516% | 0.007894% | 0.005318% | 0.006875% | 0.006516% | 0.007894% | 0.01207% | 0.007826% | 0.009293% | 0.008057% | 0.008057% | 0.009293% | 0.007894% | 0.006516% | 0.007894% | 0.005318% | 0.006875% | 0.005409% | 0.005409%
6217 | 0.006973% | 0.009248% | 0.006602% | 0.005924% | 0.008528% | 0.01095% | 0.008754% | 0.008112% | 0.008709% | 0.008112% | 0.008528% | 0.005924% | 0.008528% | 0.004695% | 0.006908% | 0.005924% | 0.008528% | 0.01095% | 0.008754% | 0.008112% | 0.008709% | 0.008709% | 0.008112% | 0.008528% | 0.005924% | 0.008528% | 0.004695% | 0.006908% | 0.006973% | 0.006973%
6218 | 0.006988% | 0.00919% | 0.006586% | 0.005771% | 0.008505% | 0.01103% | 0.008682% | 0.006999% | 0.00897% | 0.006999% | 0.008505% | 0.005771% | 0.008505% | 0.004674% | 0.006927% | 0.005771% | 0.008505% | 0.01103% | 0.008682% | 0.006999% | 0.00897% | 0.00897% | 0.006999% | 0.008505% | 0.005771% | 0.008505% | 0.004674% | 0.006927% | 0.006988% | 0.006988%
6219 | 0.007284% | 0.009114% | 0.006557% | 0.005736% | 0.008627% | 0.01111% | 0.008734% | 0.006161% | 0.009575% | 0.006161% | 0.008627% | 0.005736% | 0.008627% | 0.004877% | 0.007169% | 0.005736% | 0.008627% | 0.01111% | 0.008734% | 0.006161% | 0.009575% | 0.009575% | 0.006161% | 0.008627% | 0.005736% | 0.008627% | 0.004877% | 0.007169% | 0.007284% | 0.007284%
6220 | 0.00822% | 0.009093% | 0.006635% | 0.005852% | 0.009243% | 0.01119% | 0.009071% | 0.006111% | 0.01031% | 0.006111% | 0.009243% | 0.005852% | 0.009243% | 0.005274% | 0.007855% | 0.005852% | 0.009243% | 0.01119% | 0.009071% | 0.006111% | 0.01031% | 0.01031% | 0.006111% | 0.009243% | 0.005852% | 0.009243% | 0.005274% | 0.007855% | 0.00822% | 0.00822%
6221 | 0.01017% | 0.009698% | 0.006789% | 0.006633% | 0.01037% | 0.01089% | 0.009981% | 0.007098% | 0.01125% | 0.007098% | 0.01037% | 0.006633% | 0.01037% | 0.005836% | 0.009273% | 0.006633% | 0.01037% | 0.01089% | 0.009981% | 0.007098% | 0.01125% | 0.01125% | 0.007098% | 0.01037% | 0.006633% | 0.01037% | 0.005836% | 0.009273% | 0.01017% | 0.01017%
6222 | 0.01433% | 0.009686% | 0.01092% | 0.006978% | 0.01205% | 0.01097% | 0.01075% | 0.008726% | 0.0131% | 0.008726% | 0.01205% | 0.006978% | 0.01205% | 0.006782% | 0.0107% | 0.006978% | 0.01205% | 0.01097% | 0.01075% | 0.008726% | 0.0131% | 0.0131% | 0.008726% | 0.01205% | 0.006978% | 0.01205% | 0.006782% | 0.0107% | 0.01433% | 0.01433%
6223 | 0.01565% | 0.01082% | 0.01386% | 0.008096% | 0.01378% | 0.01044% | 0.01158% | 0.01167% | 0.01477% | 0.01167% | 0.01378% | 0.008096% | 0.01378% | 0.008543% | 0.01218% | 0.008096% | 0.01378% | 0.01044% | 0.01158% | 0.01167% | 0.01477% | 0.01477% | 0.01167% | 0.01378% | 0.008096% | 0.01378% | 0.008543% | 0.01218% | 0.01565% | 0.01565%
6224 | 0.01832% | 0.01386% | 0.01657% | 0.01073% | 0.01603% | 0.01047% | 0.01374% | 0.0141% | 0.01638% | 0.0141% | 0.01603% | 0.01073% | 0.01603% | 0.01199% | 0.01504% | 0.01073% | 0.01603% | 0.01047% | 0.01374% | 0.0141% | 0.01638% | 0.01638% | 0.0141% | 0.01603% | 0.01073% | 0.01603% | 0.01199% | 0.01504% | 0.01832% | 0.01832%
6225 | 0.02102% | 0.01751% | 0.01872% | 0.01289% | 0.01789% | 0.01063% | 0.01567% | 0.01471% | 0.01766% | 0.01471% | 0.01789% | 0.01289% | 0.01789% | 0.01409% | 0.01728% | 0.01289% | 0.01789% | 0.01063% | 0.01567% | 0.01471% | 0.01766% | 0.01766% | 0.01471% | 0.01789% | 0.01289% | 0.01789% | 0.01409% | 0.01728% | 0.02102% | 0.02102%
6226 | 0.02348% | 0.02044% | 0.02123% | 0.01471% | 0.01901% | 0.01092% | 0.01729% | 0.01522% | 0.01824% | 0.01522% | 0.01901% | 0.01471% | 0.01901% | 0.01545% | 0.01887% | 0.01471% | 0.01901% | 0.01092% | 0.01729% | 0.01522% | 0.01824% | 0.01824% | 0.01522% | 0.01901% | 0.01471% | 0.01901% | 0.01545% | 0.01887% | 0.02348% | 0.02348%
6227 | 0.02497% | 0.02146% | 0.02278% | 0.01604% | 0.0191% | 0.01098% | 0.01808% | 0.015% | 0.01806% | 0.015% | 0.0191% | 0.01604% | 0.0191% | 0.01643% | 0.0199% | 0.01604% | 0.0191% | 0.01098% | 0.01808% | 0.015% | 0.01806% | 0.01806% | 0.015% | 0.0191% | 0.01604% | 0.0191% | 0.01643% | 0.0199% | 0.02497% | 0.02497%
6228 | 0.02525% | 0.02111% | 0.02386% | 0.01699% | 0.01868% | 0.01046% | 0.0183% | 0.01407% | 0.01761% | 0.01407% | 0.01868% | 0.01699% | 0.01868% | 0.01716% | 0.02032% | 0.01699% | 0.01868% | 0.01046% | 0.0183% | 0.01407% | 0.01761% | 0.01761% | 0.01407% | 0.01868% | 0.01699% | 0.01868% | 0.01716% | 0.02032% | 0.02525% | 0.02525%
6229 | 0.02428% | 0.02026% | 0.02431% | 0.01756% | 0.01769% | 0.009495% | 0.018% | 0.0133% | 0.01689% | 0.0133% | 0.01769% | 0.01756% | 0.01769% | 0.01768% | 0.02032% | 0.01756% | 0.01769% | 0.009495% | 0.018% | 0.0133% | 0.01689% | 0.01689% | 0.0133% | 0.01769% | 0.01756% | 0.01769% | 0.01768% | 0.02032% | 0.02428% | 0.02428%
6230 | 0.02215% | 0.0177% | 0.02327% | 0.01776% | 0.01628% | 0.008668% | 0.01706% | 0.01286% | 0.0157% | 0.01286% | 0.01628% | 0.01776% | 0.01628% | 0.01784% | 0.01997% | 0.01776% | 0.01628% | 0.008668% | 0.01706% | 0.01286% | 0.0157% | 0.0157% | 0.01286% | 0.01628% | 0.01776% | 0.01628% | 0.01784% | 0.01997% | 0.02215% | 0.02215%
6231 | 0.01978% | 0.01495% | 0.02223% | 0.01757% | 0.01521% | 0.008193% | 0.01559% | 0.01322% | 0.01504% | 0.01322% | 0.01521% | 0.01757% | 0.01521% | 0.01747% | 0.01891% | 0.01757% | 0.01521% | 0.008193% | 0.01559% | 0.01322% | 0.01504% | 0.01504% | 0.01322% | 0.01521% | 0.01757% | 0.01521% | 0.01747% | 0.01891% | 0.01978% | 0.01978%
6232 | 0.01692% | 0.0134% | 0.01991% | 0.01712% | 0.01419% | 0.008025% | 0.01384% | 0.01184% | 0.01444% | 0.01184% | 0.01419% | 0.01712% | 0.01419% | 0.01647% | 0.01673% | 0.01712% | 0.01419% | 0.008025% | 0.01384% | 0.01184% | 0.01444% | 0.01444% | 0.01184% | 0.01419% | 0.01712% | 0.01419% | 0.01647% | 0.01673% | 0.01692% | 0.01692%
6233 | 0.01386% | 0.01144% | 0.01805% | 0.01629% | 0.01286% | 0.008024% | 0.01224% | 0.01178% | 0.01363% | 0.01178% | 0.01286% | 0.01629% | 0.01286% | 0.01508% | 0.01391% | 0.01629% | 0.01286% | 0.008024% | 0.01224% | 0.01178% | 0.01363% | 0.01363% | 0.01178% | 0.01286% | 0.01629% | 0.01286% | 0.01508% | 0.01391% | 0.01386% | 0.01386%
6234 | 0.01124% | 0.01048% | 0.01648% | 0.01525% | 0.0112% | 0.008755% | 0.01116% | 0.01151% | 0.01218% | 0.01151% | 0.0112% | 0.01525% | 0.0112% | 0.01374% | 0.0114% | 0.01525% | 0.0112% | 0.008755% | 0.01116% | 0.01151% | 0.01218% | 0.01218% | 0.01151% | 0.0112% | 0.01525% | 0.0112% | 0.01374% | 0.0114% | 0.01124% | 0.01124%
6235 | 0.01077% | 0.01005% | 0.01415% | 0.01475% | 0.0105% | 0.01053% | 0.01174% | 0.01138% | 0.01088% | 0.01138% | 0.0105% | 0.01475% | 0.0105% | 0.01373% | 0.01137% | 0.01475% | 0.0105% | 0.01053% | 0.01174% | 0.01138% | 0.01088% | 0.01088% | 0.01138% | 0.0105% | 0.01475% | 0.0105% | 0.01373% | 0.01137% | 0.01077% | 0.01077%
6236 | 0.009756% | 0.009697% | 0.009841% | 0.01342% | 0.009642% | 0.01073% | 0.01092% | 0.01123% | 0.009822% | 0.01123% | 0.009642% | 0.01342% | 0.009642% | 0.0127% | 0.01006% | 0.01342% | 0.009642% | 0.01073% | 0.01092% | 0.01123% | 0.009822% | 0.009822% | 0.01123% | 0.009642% | 0.01342% | 0.009642% | 0.0127% | 0.01006% | 0.009756% | 0.009756%
6237 | 0.007539% | 0.00946% | 0.00735% | 0.01153% | 0.009081% | 0.01077% | 0.01005% | 0.01141% | 0.009269% | 0.01141% | 0.009081% | 0.01153% | 0.009081% | 0.01065% | 0.009117% | 0.01153% | 0.009081% | 0.01077% | 0.01005% | 0.01141% | 0.009269% | 0.009269% | 0.01141% | 0.009081% | 0.01153% | 0.009081% | 0.01065% | 0.009117% | 0.007539% | 0.007539%
6238 | 0.007162% | 0.009364% | 0.006605% | 0.009042% | 0.008822% | 0.01089% | 0.0093% | 0.01149% | 0.008996% | 0.01149% | 0.008822% | 0.009042% | 0.008822% | 0.007403% | 0.008354% | 0.009042% | 0.008822% | 0.01089% | 0.0093% | 0.01149% | 0.008996% | 0.008996% | 0.01149% | 0.008822% | 0.009042% | 0.008822% | 0.007403% | 0.008354% | 0.007162% | 0.007162%
6239 | 0.007004% | 0.009282% | 0.006543% | 0.007407% | 0.008666% | 0.01098% | 0.008861% | 0.0114% | 0.008855% | 0.0114% | 0.008666% | 0.007407% | 0.008666% | 0.005317% | 0.007766% | 0.007407% | 0.008666% | 0.01098% | 0.008861% | 0.0114% | 0.008855% | 0.008855% | 0.0114% | 0.008666% | 0.007407% | 0.008666% | 0.005317% | 0.007766% | 0.007004% | 0.007004%
6240 | 0.006601% | 0.009124% | 0.006234% | 0.006498% | 0.008351% | 0.0113% | 0.008383% | 0.009568% | 0.008551% | 0.009568% | 0.008351% | 0.006498% | 0.008351% | 0.004903% | 0.007104% | 0.006498% | 0.008351% | 0.0113% | 0.008383% | 0.009568% | 0.008551% | 0.008551% | 0.009568% | 0.008351% | 0.006498% | 0.008351% | 0.004903% | 0.007104% | 0.006601% | 0.006601%
6241 | 0.007073% | 0.009118% | 0.006631% | 0.005938% | 0.008484% | 0.0111% | 0.008592% | 0.008051% | 0.008708% | 0.008051% | 0.008484% | 0.005938% | 0.008484% | 0.004722% | 0.006911% | 0.005938% | 0.008484% | 0.0111% | 0.008592% | 0.008051% | 0.008708% | 0.008708% | 0.008051% | 0.008484% | 0.005938% | 0.008484% | 0.004722% | 0.006911% | 0.007073% | 0.007073%
6242 | 0.007107% | 0.008977% | 0.006567% | 0.005783% | 0.008463% | 0.01116% | 0.008594% | 0.006938% | 0.008938% | 0.006938% | 0.008463% | 0.005783% | 0.008463% | 0.004717% | 0.006938% | 0.005783% | 0.008463% | 0.01116% | 0.008594% | 0.006938% | 0.008938% | 0.008938% | 0.006938% | 0.008463% | 0.005783% | 0.008463% | 0.004717% | 0.006938% | 0.007107% | 0.007107%
6243 | 0.007371% | 0.008828% | 0.00653% | 0.005744% | 0.008569% | 0.01123% | 0.008658% | 0.00608% | 0.009484% | 0.00608% | 0.008569% | 0.005744% | 0.008569% | 0.004932% | 0.007183% | 0.005744% | 0.008569% | 0.01123% | 0.008658% | 0.00608% | 0.009484% | 0.009484% | 0.00608% | 0.008569% | 0.005744% | 0.008569% | 0.004932% | 0.007183% | 0.007371% | 0.007371%
6244 | 0.008354% | 0.008765% | 0.006571% | 0.005865% | 0.00914% | 0.01131% | 0.008951% | 0.005981% | 0.01019% | 0.005981% | 0.00914% | 0.005865% | 0.00914% | 0.005342% | 0.007866% | 0.005865% | 0.00914% | 0.01131% | 0.008951% | 0.005981% | 0.01019% | 0.01019% | 0.005981% | 0.00914% | 0.005865% | 0.00914% | 0.005342% | 0.007866% | 0.008354% | 0.008354%
6245 | 0.01048% | 0.009297% | 0.006818% | 0.006661% | 0.01016% | 0.01115% | 0.009829% | 0.007007% | 0.0111% | 0.007007% | 0.01016% | 0.006661% | 0.01016% | 0.00592% | 0.009283% | 0.006661% | 0.01016% | 0.01115% | 0.009829% | 0.007007% | 0.0111% | 0.0111% | 0.007007% | 0.01016% | 0.006661% | 0.01016% | 0.00592% | 0.009283% | 0.01048% | 0.01048%
6246 | 0.015% | 0.009273% | 0.01081% | 0.006975% | 0.01177% | 0.01117% | 0.01058% | 0.008655% | 0.01287% | 0.008655% | 0.01177% | 0.006975% | 0.01177% | 0.006942% | 0.01072% | 0.006975% | 0.01177% | 0.01117% | 0.01058% | 0.008655% | 0.01287% | 0.01287% | 0.008655% | 0.01177% | 0.006975% | 0.01177% | 0.006942% | 0.01072% | 0.015% | 0.015%
6247 | 0.01636% | 0.01043% | 0.01402% | 0.008057% | 0.01342% | 0.01057% | 0.01138% | 0.01146% | 0.01448% | 0.01146% | 0.01342% | 0.008057% | 0.01342% | 0.008715% | 0.0122% | 0.008057% | 0.01342% | 0.01057% | 0.01138% | 0.01146% | 0.01448% | 0.01448% | 0.01146% | 0.01342% | 0.008057% | 0.01342% | 0.008715% | 0.0122% | 0.01636% | 0.01636%
6248 | 0.01885% | 0.01363% | 0.0168% | 0.01063% | 0.01566% | 0.01046% | 0.01346% | 0.0139% | 0.0161% | 0.0139% | 0.01566% | 0.01063% | 0.01566% | 0.01207% | 0.01504% | 0.01063% | 0.01566% | 0.01046% | 0.01346% | 0.0139% | 0.0161% | 0.0161% | 0.0139% | 0.01566% | 0.01063% | 0.01566% | 0.01207% | 0.01504% | 0.01885% | 0.01885%
6249 | 0.02138% | 0.017% | 0.01897% | 0.01275% | 0.01756% | 0.01055% | 0.01544% | 0.01452% | 0.01747% | 0.01452% | 0.01756% | 0.01275% | 0.01756% | 0.01403% | 0.01728% | 0.01275% | 0.01756% | 0.01055% | 0.01544% | 0.01452% | 0.01747% | 0.01747% | 0.01452% | 0.01756% | 0.01275% | 0.01756% | 0.01403% | 0.01728% | 0.02138% | 0.02138%
6250 | 0.02308% | 0.01966% | 0.0208% | 0.01436% | 0.01858% | 0.01092% | 0.01684% | 0.01502% | 0.0181% | 0.01502% | 0.01858% | 0.01436% | 0.01858% | 0.01494% | 0.01887% | 0.01436% | 0.01858% | 0.01092% | 0.01684% | 0.01502% | 0.0181% | 0.0181% | 0.01502% | 0.01858% | 0.01436% | 0.01858% | 0.01494% | 0.01887% | 0.02308% | 0.02308%
6251 | 0.0242% | 0.02071% | 0.0222% | 0.01569% | 0.01872% | 0.01104% | 0.01755% | 0.01485% | 0.01801% | 0.01485% | 0.01872% | 0.01569% | 0.01872% | 0.01578% | 0.01989% | 0.01569% | 0.01872% | 0.01104% | 0.01755% | 0.01485% | 0.01801% | 0.01801% | 0.01485% | 0.01872% | 0.01569% | 0.01872% | 0.01578% | 0.01989% | 0.0242% | 0.0242%
6252 | 0.02468% | 0.02045% | 0.02336% | 0.01675% | 0.01839% | 0.01083% | 0.01779% | 0.01408% | 0.01772% | 0.01408% | 0.01839% | 0.01675% | 0.01839% | 0.01657% | 0.02033% | 0.01675% | 0.01839% | 0.01083% | 0.01779% | 0.01408% | 0.01772% | 0.01772% | 0.01408% | 0.01839% | 0.01675% | 0.01839% | 0.01657% | 0.02033% | 0.02468% | 0.02468%
6253 | 0.02382% | 0.01967% | 0.02375% | 0.01736% | 0.01748% | 0.01005% | 0.01756% | 0.01342% | 0.01711% | 0.01342% | 0.01748% | 0.01736% | 0.01748% | 0.01712% | 0.02032% | 0.01736% | 0.01748% | 0.01005% | 0.01756% | 0.01342% | 0.01711% | 0.01711% | 0.01342% | 0.01748% | 0.01736% | 0.01748% | 0.01712% | 0.02032% | 0.02382% | 0.02382%
6254 | 0.02189% | 0.01715% | 0.02278% | 0.01754% | 0.01632% | 0.009237% | 0.01675% | 0.01306% | 0.01621% | 0.01306% | 0.01632% | 0.01754% | 0.01632% | 0.01731% | 0.02001% | 0.01754% | 0.01632% | 0.009237% | 0.01675% | 0.01306% | 0.01621% | 0.01621% | 0.01306% | 0.01632% | 0.01754% | 0.01632% | 0.01731% | 0.02001% | 0.02189% | 0.02189%
6255 | 0.01923% | 0.01452% | 0.02138% | 0.01723% | 0.01505% | 0.008705% | 0.01516% | 0.01327% | 0.01521% | 0.01327% | 0.01505% | 0.01723% | 0.01505% | 0.01689% | 0.01889% | 0.01723% | 0.01505% | 0.008705% | 0.01516% | 0.01327% | 0.01521% | 0.01521% | 0.01327% | 0.01505% | 0.01723% | 0.01505% | 0.01689% | 0.01889% | 0.01923% | 0.01923%
6256 | 0.01623% | 0.01296% | 0.01894% | 0.01677% | 0.01395% | 0.008442% | 0.01338% | 0.0118% | 0.01445% | 0.0118% | 0.01395% | 0.01677% | 0.01395% | 0.01597% | 0.01669% | 0.01677% | 0.01395% | 0.008442% | 0.01338% | 0.0118% | 0.01445% | 0.01445% | 0.0118% | 0.01395% | 0.01677% | 0.01395% | 0.01597% | 0.01669% | 0.01623% | 0.01623%
6257 | 0.0133% | 0.01106% | 0.01732% | 0.01602% | 0.01256% | 0.00827% | 0.01179% | 0.01165% | 0.01348% | 0.01165% | 0.01256% | 0.01602% | 0.01256% | 0.01473% | 0.01386% | 0.01602% | 0.01256% | 0.00827% | 0.01179% | 0.01165% | 0.01348% | 0.01348% | 0.01165% | 0.01256% | 0.01602% | 0.01256% | 0.01473% | 0.01386% | 0.0133% | 0.0133%
6258 | 0.01094% | 0.01021% | 0.01622% | 0.01511% | 0.01103% | 0.008763% | 0.01084% | 0.01144% | 0.01209% | 0.01144% | 0.01103% | 0.01511% | 0.01103% | 0.01356% | 0.01141% | 0.01511% | 0.01103% | 0.008763% | 0.01084% | 0.01144% | 0.01209% | 0.01209% | 0.01144% | 0.01103% | 0.01511% | 0.01103% | 0.01356% | 0.01141% | 0.01094% | 0.01094%
6259 | 0.01062% | 0.009918% | 0.01411% | 0.01469% | 0.01043% | 0.01041% | 0.01154% | 0.01144% | 0.01093% | 0.01144% | 0.01043% | 0.01469% | 0.01043% | 0.01364% | 0.01143% | 0.01469% | 0.01043% | 0.01041% | 0.01154% | 0.01144% | 0.01093% | 0.01093% | 0.01144% | 0.01043% | 0.01469% | 0.01043% | 0.01364% | 0.01143% | 0.01062% | 0.01062%
6260 | 0.009607% | 0.009589% | 0.009828% | 0.01338% | 0.009608% | 0.01061% | 0.01075% | 0.01139% | 0.009922% | 0.01139% | 0.009608% | 0.01338% | 0.009608% | 0.01262% | 0.01006% | 0.01338% | 0.009608% | 0.01061% | 0.01075% | 0.01139% | 0.009922% | 0.009922% | 0.01139% | 0.009608% | 0.01338% | 0.009608% | 0.01262% | 0.01006% | 0.009607% | 0.009607%
6261 | 0.007497% | 0.009417% | 0.007314% | 0.01151% | 0.009075% | 0.01075% | 0.009933% | 0.01164% | 0.009428% | 0.01164% | 0.009075% | 0.01151% | 0.009075% | 0.01061% | 0.009118% | 0.01151% | 0.009075% | 0.01075% | 0.009933% | 0.01164% | 0.009428% | 0.009428% | 0.01164% | 0.009075% | 0.01151% | 0.009075% | 0.01061% | 0.009118% | 0.007497% | 0.007497%
6262 | 0.007094% | 0.009302% | 0.006565% | 0.009026% | 0.008828% | 0.01094% | 0.009211% | 0.01178% | 0.009161% | 0.01178% | 0.008828% | 0.009026% | 0.008828% | 0.007389% | 0.008355% | 0.009026% | 0.008828% | 0.01094% | 0.009211% | 0.01178% | 0.009161% | 0.009161% | 0.01178% | 0.008828% | 0.009026% | 0.008828% | 0.007389% | 0.008355% | 0.007094% | 0.007094%
6263 | 0.006971% | 0.009164% | 0.006523% | 0.007386% | 0.008664% | 0.01108% | 0.008783% | 0.01168% | 0.008998% | 0.01168% | 0.008664% | 0.007386% | 0.008664% | 0.005316% | 0.007763% | 0.007386% | 0.008664% | 0.01108% | 0.008783% | 0.01168% | 0.008998% | 0.008998% | 0.01168% | 0.008664% | 0.007386% | 0.008664% | 0.005316% | 0.007763% | 0.006971% | 0.006971%
6264 | 0.006986% | 0.009088% | 0.006498% | 0.006441% | 0.008548% | 0.01115% | 0.008614% | 0.009513% | 0.008839% | 0.009513% | 0.008548% | 0.006441% | 0.008548% | 0.00482% | 0.007136% | 0.006441% | 0.008548% | 0.01115% | 0.008614% | 0.009513% | 0.008839% | 0.008839% | 0.009513% | 0.008548% | 0.006441% | 0.008548% | 0.00482% | 0.007136% | 0.006986% | 0.006986%
6265 | 0.007021% | 0.008898% | 0.006627% | 0.005932% | 0.008455% | 0.01129% | 0.008532% | 0.008027% | 0.008814% | 0.008027% | 0.008455% | 0.005932% | 0.008455% | 0.004744% | 0.006911% | 0.005932% | 0.008455% | 0.01129% | 0.008532% | 0.008027% | 0.008814% | 0.008814% | 0.008027% | 0.008455% | 0.005932% | 0.008455% | 0.004744% | 0.006911% | 0.007021% | 0.007021%
6266 | 0.007102% | 0.008806% | 0.006566% | 0.005793% | 0.008438% | 0.01137% | 0.008529% | 0.006922% | 0.009047% | 0.006922% | 0.008438% | 0.005793% | 0.008438% | 0.004747% | 0.006938% | 0.005793% | 0.008438% | 0.01137% | 0.008529% | 0.006922% | 0.009047% | 0.009047% | 0.006922% | 0.008438% | 0.005793% | 0.008438% | 0.004747% | 0.006938% | 0.007102% | 0.007102%
6267 | 0.007358% | 0.008712% | 0.006548% | 0.005755% | 0.008562% | 0.01146% | 0.008589% | 0.006119% | 0.009651% | 0.006119% | 0.008562% | 0.005755% | 0.008562% | 0.004955% | 0.007185% | 0.005755% | 0.008562% | 0.01146% | 0.008589% | 0.006119% | 0.009651% | 0.009651% | 0.006119% | 0.008562% | 0.005755% | 0.008562% | 0.004955% | 0.007185% | 0.007358% | 0.007358%
6268 | 0.008302% | 0.008673% | 0.006614% | 0.005869% | 0.009162% | 0.01154% | 0.00888% | 0.006051% | 0.01042% | 0.006051% | 0.009162% | 0.005869% | 0.009162% | 0.005349% | 0.007867% | 0.005869% | 0.009162% | 0.01154% | 0.00888% | 0.006051% | 0.01042% | 0.01042% | 0.006051% | 0.009162% | 0.005869% | 0.009162% | 0.005349% | 0.007867% | 0.008302% | 0.008302%
6269 | 0.01045% | 0.009265% | 0.006787% | 0.006681% | 0.0102% | 0.01139% | 0.009733% | 0.007075% | 0.01134% | 0.007075% | 0.0102% | 0.006681% | 0.0102% | 0.005906% | 0.009279% | 0.006681% | 0.0102% | 0.01139% | 0.009733% | 0.007075% | 0.01134% | 0.01134% | 0.007075% | 0.0102% | 0.006681% | 0.0102% | 0.005906% | 0.009279% | 0.01045% | 0.01045%
6270 | 0.0146% | 0.009277% | 0.01078% | 0.006953% | 0.01185% | 0.01136% | 0.01044% | 0.008707% | 0.01312% | 0.008707% | 0.01185% | 0.006953% | 0.01185% | 0.006896% | 0.01072% | 0.006953% | 0.01185% | 0.01136% | 0.01044% | 0.008707% | 0.01312% | 0.01312% | 0.008707% | 0.01185% | 0.006953% | 0.01185% | 0.006896% | 0.01072% | 0.0146% | 0.0146%
6271 | 0.0159% | 0.01052% | 0.01373% | 0.007958% | 0.01346% | 0.01065% | 0.0112% | 0.01156% | 0.01463% | 0.01156% | 0.01346% | 0.007958% | 0.01346% | 0.008568% | 0.01219% | 0.007958% | 0.01346% | 0.01065% | 0.0112% | 0.01156% | 0.01463% | 0.01463% | 0.01156% | 0.01346% | 0.007958% | 0.01346% | 0.008568% | 0.01219% | 0.0159% | 0.0159%
6272 | 0.01835% | 0.01382% | 0.01648% | 0.01057% | 0.01575% | 0.01052% | 0.0133% | 0.01389% | 0.01616% | 0.01389% | 0.01575% | 0.01057% | 0.01575% | 0.01193% | 0.01503% | 0.01057% | 0.01575% | 0.01052% | 0.0133% | 0.01389% | 0.01616% | 0.01616% | 0.01389% | 0.01575% | 0.01057% | 0.01575% | 0.01193% | 0.01503% | 0.01835% | 0.01835%
6273 | 0.02079% | 0.01731% | 0.01877% | 0.01285% | 0.01762% | 0.01079% | 0.01532% | 0.01439% | 0.01735% | 0.01439% | 0.01762% | 0.01285% | 0.01762% | 0.01412% | 0.01728% | 0.01285% | 0.01762% | 0.01079% | 0.01532% | 0.01439% | 0.01735% | 0.01735% | 0.01439% | 0.01762% | 0.01285% | 0.01762% | 0.01412% | 0.01728% | 0.02079% | 0.02079%
6274 | 0.02303% | 0.02005% | 0.02136% | 0.0148% | 0.01881% | 0.01136% | 0.01707% | 0.01485% | 0.01786% | 0.01485% | 0.01881% | 0.0148% | 0.01881% | 0.01564% | 0.0189% | 0.0148% | 0.01881% | 0.01136% | 0.01707% | 0.01485% | 0.01786% | 0.01786% | 0.01485% | 0.01881% | 0.0148% | 0.01881% | 0.01564% | 0.0189% | 0.02303% | 0.02303%
6275 | 0.02431% | 0.02108% | 0.02311% | 0.01626% | 0.01897% | 0.01179% | 0.01805% | 0.01454% | 0.01754% | 0.01454% | 0.01897% | 0.01626% | 0.01897% | 0.01683% | 0.01994% | 0.01626% | 0.01897% | 0.01179% | 0.01805% | 0.01454% | 0.01754% | 0.01754% | 0.01454% | 0.01897% | 0.01626% | 0.01897% | 0.01683% | 0.01994% | 0.02431% | 0.02431%
6276 | 0.02449% | 0.02069% | 0.0243% | 0.01721% | 0.01847% | 0.0114% | 0.01827% | 0.01353% | 0.01699% | 0.01353% | 0.01847% | 0.01721% | 0.01847% | 0.01759% | 0.02038% | 0.01721% | 0.01847% | 0.0114% | 0.01827% | 0.01353% | 0.01699% | 0.01699% | 0.01353% | 0.01847% | 0.01721% | 0.01847% | 0.01759% | 0.02038% | 0.02449% | 0.02449%
6277 | 0.02343% | 0.01998% | 0.02475% | 0.01776% | 0.01745% | 0.0104% | 0.01801% | 0.01266% | 0.01622% | 0.01266% | 0.01745% | 0.01776% | 0.01745% | 0.01809% | 0.02039% | 0.01776% | 0.01745% | 0.0104% | 0.01801% | 0.01266% | 0.01622% | 0.01622% | 0.01266% | 0.01745% | 0.01776% | 0.01745% | 0.01809% | 0.02039% | 0.02343% | 0.02343%
6278 | 0.02109% | 0.01735% | 0.02338% | 0.01775% | 0.01598% | 0.009484% | 0.01702% | 0.01214% | 0.015% | 0.01214% | 0.01598% | 0.01775% | 0.01598% | 0.0181% | 0.02002% | 0.01775% | 0.01598% | 0.009484% | 0.01702% | 0.01214% | 0.015% | 0.015% | 0.01214% | 0.01598% | 0.01775% | 0.01598% | 0.0181% | 0.02002% | 0.02109% | 0.02109%
6279 | 0.01847% | 0.01456% | 0.02194% | 0.01733% | 0.01466% | 0.008811% | 0.01536% | 0.01234% | 0.01403% | 0.01234% | 0.01466% | 0.01733% | 0.01466% | 0.01756% | 0.0189% | 0.01733% | 0.01466% | 0.008811% | 0.01536% | 0.01234% | 0.01403% | 0.01403% | 0.01234% | 0.01466% | 0.01733% | 0.01466% | 0.01756% | 0.0189% | 0.01847% | 0.01847%
6280 | 0.01553% | 0.01294% | 0.01935% | 0.01676% | 0.01349% | 0.008439% | 0.01352% | 0.01081% | 0.01328% | 0.01081% | 0.01349% | 0.01676% | 0.01349% | 0.01645% | 0.0167% | 0.01676% | 0.01349% | 0.008439% | 0.01352% | 0.01081% | 0.01328% | 0.01328% | 0.01081% | 0.01349% | 0.01676% | 0.01349% | 0.01645% | 0.0167% | 0.01553% | 0.01553%
6281 | 0.01271% | 0.01096% | 0.01738% | 0.01584% | 0.01207% | 0.008326% | 0.01182% | 0.01049% | 0.01235% | 0.01049% | 0.01207% | 0.01584% | 0.01207% | 0.01501% | 0.01385% | 0.01584% | 0.01207% | 0.008326% | 0.01182% | 0.01049% | 0.01235% | 0.01235% | 0.01049% | 0.01207% | 0.01584% | 0.01207% | 0.01501% | 0.01385% | 0.01271% | 0.01271%
6282 | 0.01045% | 0.01011% | 0.0159% | 0.01485% | 0.0105% | 0.008917% | 0.01072% | 0.01016% | 0.01106% | 0.01016% | 0.0105% | 0.01485% | 0.0105% | 0.01364% | 0.01139% | 0.01485% | 0.0105% | 0.008917% | 0.01072% | 0.01016% | 0.01106% | 0.01106% | 0.01016% | 0.0105% | 0.01485% | 0.0105% | 0.01364% | 0.01139% | 0.01045% | 0.01045%
6283 | 0.0102% | 0.009824% | 0.01389% | 0.01455% | 0.01008% | 0.01053% | 0.01145% | 0.01017% | 0.01015% | 0.01017% | 0.01008% | 0.01455% | 0.01008% | 0.01368% | 0.01142% | 0.01455% | 0.01008% | 0.01053% | 0.01145% | 0.01017% | 0.01015% | 0.01015% | 0.01017% | 0.01008% | 0.01455% | 0.01008% | 0.01368% | 0.01142% | 0.0102% | 0.0102%
6284 | 0.009338% | 0.009544% | 0.009735% | 0.01332% | 0.009344% | 0.0107% | 0.01071% | 0.01015% | 0.009294% | 0.01015% | 0.009344% | 0.01332% | 0.009344% | 0.01269% | 0.01006% | 0.01332% | 0.009344% | 0.0107% | 0.01071% | 0.01015% | 0.009294% | 0.009294% | 0.01015% | 0.009344% | 0.01332% | 0.009344% | 0.01269% | 0.01006% | 0.009338% | 0.009338%
6285 | 0.007393% | 0.009313% | 0.007218% | 0.01158% | 0.008833% | 0.01077% | 0.009899% | 0.0104% | 0.008849% | 0.0104% | 0.008833% | 0.01158% | 0.008833% | 0.01078% | 0.009118% | 0.01158% | 0.008833% | 0.01077% | 0.009899% | 0.0104% | 0.008849% | 0.008849% | 0.0104% | 0.008833% | 0.01158% | 0.008833% | 0.01078% | 0.009118% | 0.007393% | 0.007393%
6286 | 0.007028% | 0.009218% | 0.00651% | 0.009166% | 0.008646% | 0.0109% | 0.009203% | 0.01061% | 0.008639% | 0.01061% | 0.008646% | 0.009166% | 0.008646% | 0.007589% | 0.008357% | 0.009166% | 0.008646% | 0.0109% | 0.009203% | 0.01061% | 0.008639% | 0.008639% | 0.01061% | 0.008646% | 0.009166% | 0.008646% | 0.007589% | 0.008357% | 0.007028% | 0.007028%
6287 | 0.006869% | 0.009136% | 0.006493% | 0.007477% | 0.008529% | 0.01098% | 0.008796% | 0.01056% | 0.008558% | 0.01056% | 0.008529% | 0.007477% | 0.008529% | 0.005397% | 0.007765% | 0.007477% | 0.008529% | 0.01098% | 0.008796% | 0.01056% | 0.008558% | 0.008558% | 0.01056% | 0.008529% | 0.007477% | 0.008529% | 0.005397% | 0.007765% | 0.006869% | 0.006869%
6288 | 0.006904% | 0.009048% | 0.00645% | 0.006464% | 0.008462% | 0.01108% | 0.008603% | 0.009049% | 0.008567% | 0.009049% | 0.008462% | 0.006464% | 0.008462% | 0.004827% | 0.007136% | 0.006464% | 0.008462% | 0.01108% | 0.008603% | 0.009049% | 0.008567% | 0.008567% | 0.009049% | 0.008462% | 0.006464% | 0.008462% | 0.004827% | 0.007136% | 0.006904% | 0.006904%
6289 | 0.006922% | 0.008975% | 0.006553% | 0.005893% | 0.008385% | 0.01109% | 0.008543% | 0.007532% | 0.008458% | 0.007532% | 0.008385% | 0.005893% | 0.008385% | 0.004651% | 0.006904% | 0.005893% | 0.008385% | 0.01109% | 0.008543% | 0.007532% | 0.008458% | 0.008458% | 0.007532% | 0.008385% | 0.005893% | 0.008385% | 0.004651% | 0.006904% | 0.006922% | 0.006922%
6290 | 0.006912% | 0.008901% | 0.006529% | 0.005744% | 0.008366% | 0.01113% | 0.008529% | 0.0065% | 0.008648% | 0.0065% | 0.008366% | 0.005744% | 0.008366% | 0.004634% | 0.006928% | 0.005744% | 0.008366% | 0.01113% | 0.008529% | 0.0065% | 0.008648% | 0.008648% | 0.0065% | 0.008366% | 0.005744% | 0.008366% | 0.004634% | 0.006928% | 0.006912% | 0.006912%
6291 | 0.007176% | 0.008828% | 0.006503% | 0.005704% | 0.008436% | 0.01118% | 0.008564% | 0.005729% | 0.009061% | 0.005729% | 0.008436% | 0.005704% | 0.008436% | 0.0048% | 0.00717% | 0.005704% | 0.008436% | 0.01118% | 0.008564% | 0.005729% | 0.009061% | 0.009061% | 0.005729% | 0.008436% | 0.005704% | 0.008436% | 0.0048% | 0.00717% | 0.007176% | 0.007176%
6292 | 0.008085% | 0.008793% | 0.00654% | 0.005812% | 0.00897% | 0.01126% | 0.008844% | 0.00566% | 0.009691% | 0.00566% | 0.00897% | 0.005812% | 0.00897% | 0.00517% | 0.007857% | 0.005812% | 0.00897% | 0.01126% | 0.008844% | 0.00566% | 0.009691% | 0.009691% | 0.00566% | 0.00897% | 0.005812% | 0.00897% | 0.00517% | 0.007857% | 0.008085% | 0.008085%
6293 | 0.01021% | 0.009332% | 0.006741% | 0.006649% | 0.009878% | 0.01114% | 0.009687% | 0.006654% | 0.01054% | 0.006654% | 0.009878% | 0.006649% | 0.009878% | 0.005725% | 0.009274% | 0.006649% | 0.009878% | 0.01114% | 0.009687% | 0.006654% | 0.01054% | 0.01054% | 0.006654% | 0.009878% | 0.006649% | 0.009878% | 0.005725% | 0.009274% | 0.01021% | 0.01021%
6294 | 0.01436% | 0.009415% | 0.01105% | 0.007021% | 0.01141% | 0.01114% | 0.01041% | 0.008258% | 0.01203% | 0.008258% | 0.01141% | 0.007021% | 0.01141% | 0.006718% | 0.01073% | 0.007021% | 0.01141% | 0.01114% | 0.01041% | 0.008258% | 0.01203% | 0.01203% | 0.008258% | 0.01141% | 0.007021% | 0.01141% | 0.006718% | 0.01073% | 0.01436% | 0.01436%
6295 | 0.01559% | 0.01062% | 0.01431% | 0.008047% | 0.01277% | 0.01048% | 0.01106% | 0.01057% | 0.0132% | 0.01057% | 0.01277% | 0.008047% | 0.01277% | 0.008429% | 0.01218% | 0.008047% | 0.01277% | 0.01048% | 0.01106% | 0.01057% | 0.0132% | 0.0132% | 0.01057% | 0.01277% | 0.008047% | 0.01277% | 0.008429% | 0.01218% | 0.01559% | 0.01559%
6296 | 0.01797% | 0.0138% | 0.01702% | 0.01053% | 0.01473% | 0.01041% | 0.01305% | 0.01285% | 0.01453% | 0.01285% | 0.01473% | 0.01053% | 0.01473% | 0.01169% | 0.01501% | 0.01053% | 0.01473% | 0.01041% | 0.01305% | 0.01285% | 0.01453% | 0.01453% | 0.01285% | 0.01473% | 0.01053% | 0.01473% | 0.01169% | 0.01501% | 0.01797% | 0.01797%
6297 | 0.02015% | 0.01733% | 0.01889% | 0.01255% | 0.01656% | 0.01074% | 0.01503% | 0.01334% | 0.01579% | 0.01334% | 0.01656% | 0.01255% | 0.01656% | 0.0136% | 0.01723% | 0.01255% | 0.01656% | 0.01074% | 0.01503% | 0.01334% | 0.01579% | 0.01579% | 0.01334% | 0.01656% | 0.01255% | 0.01656% | 0.0136% | 0.01723% | 0.02015% | 0.02015%
6298 | 0.02203% | 0.02009% | 0.02111% | 0.01427% | 0.01776% | 0.0118% | 0.0168% | 0.01388% | 0.01636% | 0.01388% | 0.01776% | 0.01427% | 0.01776% | 0.01489% | 0.01884% | 0.01427% | 0.01776% | 0.0118% | 0.0168% | 0.01388% | 0.01636% | 0.01636% | 0.01388% | 0.01776% | 0.01427% | 0.01776% | 0.01489% | 0.01884% | 0.02203% | 0.02203%
6299 | 0.02315% | 0.02121% | 0.02252% | 0.01562% | 0.01803% | 0.01243% | 0.01782% | 0.01371% | 0.01624% | 0.01371% | 0.01803% | 0.01562% | 0.01803% | 0.01597% | 0.0199% | 0.01562% | 0.01803% | 0.01243% | 0.01782% | 0.01371% | 0.01624% | 0.01624% | 0.01371% | 0.01803% | 0.01562% | 0.01803% | 0.01597% | 0.0199% | 0.02315% | 0.02315%
6300 | 0.02328% | 0.02083% | 0.02344% | 0.01656% | 0.01771% | 0.01206% | 0.01818% | 0.01282% | 0.01587% | 0.01282% | 0.01771% | 0.01656% | 0.01771% | 0.01685% | 0.02035% | 0.01656% | 0.01771% | 0.01206% | 0.01818% | 0.01282% | 0.01587% | 0.01587% | 0.01282% | 0.01771% | 0.01656% | 0.01771% | 0.01685% | 0.02035% | 0.02328% | 0.02328%
6301 | 0.02207% | 0.02005% | 0.0234% | 0.01699% | 0.01676% | 0.01134% | 0.01792% | 0.01205% | 0.01523% | 0.01205% | 0.01676% | 0.01699% | 0.01676% | 0.01738% | 0.02033% | 0.01699% | 0.01676% | 0.01134% | 0.01792% | 0.01205% | 0.01523% | 0.01523% | 0.01205% | 0.01676% | 0.01699% | 0.01676% | 0.01738% | 0.02033% | 0.02207% | 0.02207%
6302 | 0.01988% | 0.01737% | 0.022% | 0.01703% | 0.01538% | 0.01039% | 0.0169% | 0.01167% | 0.01415% | 0.01167% | 0.01538% | 0.01703% | 0.01538% | 0.01754% | 0.01996% | 0.01703% | 0.01538% | 0.01039% | 0.0169% | 0.01167% | 0.01415% | 0.01415% | 0.01167% | 0.01538% | 0.01703% | 0.01538% | 0.01754% | 0.01996% | 0.01988% | 0.01988%
6303 | 0.01741% | 0.01458% | 0.02053% | 0.01672% | 0.01407% | 0.009372% | 0.01511% | 0.01191% | 0.01324% | 0.01191% | 0.01407% | 0.01672% | 0.01407% | 0.01708% | 0.01882% | 0.01672% | 0.01407% | 0.009372% | 0.01511% | 0.01191% | 0.01324% | 0.01324% | 0.01191% | 0.01407% | 0.01672% | 0.01407% | 0.01708% | 0.01882% | 0.01741% | 0.01741%
6304 | 0.01464% | 0.01308% | 0.01809% | 0.01634% | 0.01297% | 0.008874% | 0.01325% | 0.01048% | 0.0126% | 0.01048% | 0.01297% | 0.01634% | 0.01297% | 0.01617% | 0.01661% | 0.01634% | 0.01297% | 0.008874% | 0.01325% | 0.01048% | 0.0126% | 0.0126% | 0.01048% | 0.01297% | 0.01634% | 0.01297% | 0.01617% | 0.01661% | 0.01464% | 0.01464%
6305 | 0.01217% | 0.01119% | 0.0168% | 0.01581% | 0.01176% | 0.008781% | 0.01172% | 0.01025% | 0.01179% | 0.01025% | 0.01176% | 0.01581% | 0.01176% | 0.01507% | 0.01381% | 0.01581% | 0.01176% | 0.008781% | 0.01172% | 0.01025% | 0.01179% | 0.01179% | 0.01025% | 0.01176% | 0.01581% | 0.01176% | 0.01507% | 0.01381% | 0.01217% | 0.01217%
6306 | 0.01036% | 0.01039% | 0.01592% | 0.0151% | 0.01041% | 0.009228% | 0.01077% | 0.0101% | 0.01068% | 0.0101% | 0.01041% | 0.0151% | 0.01041% | 0.01395% | 0.01139% | 0.0151% | 0.01041% | 0.009228% | 0.01077% | 0.0101% | 0.01068% | 0.01068% | 0.0101% | 0.01041% | 0.0151% | 0.01041% | 0.01395% | 0.01139% | 0.01036% | 0.01036%
6307 | 0.0102% | 0.01004% | 0.01402% | 0.01484% | 0.01009% | 0.01074% | 0.01152% | 0.01023% | 0.01002% | 0.01023% | 0.01009% | 0.01484% | 0.01009% | 0.01405% | 0.01146% | 0.01484% | 0.01009% | 0.01074% | 0.01152% | 0.01023% | 0.01002% | 0.01002% | 0.01023% | 0.01009% | 0.01484% | 0.01009% | 0.01405% | 0.01146% | 0.0102% | 0.0102%
6308 | 0.009331% | 0.009655% | 0.009726% | 0.01355% | 0.009349% | 0.01083% | 0.0107% | 0.01026% | 0.009268% | 0.01026% | 0.009349% | 0.01355% | 0.009349% | 0.01296% | 0.01005% | 0.01355% | 0.009349% | 0.01083% | 0.0107% | 0.01026% | 0.009268% | 0.009268% | 0.01026% | 0.009349% | 0.01355% | 0.009349% | 0.01296% | 0.01005% | 0.009331% | 0.009331%
6309 | 0.007398% | 0.009426% | 0.007242% | 0.01166% | 0.008874% | 0.01088% | 0.009904% | 0.01057% | 0.008864% | 0.01057% | 0.008874% | 0.01166% | 0.008874% | 0.01085% | 0.009114% | 0.01166% | 0.008874% | 0.01088% | 0.009904% | 0.01057% | 0.008864% | 0.008864% | 0.01057% | 0.008874% | 0.01166% | 0.008874% | 0.01085% | 0.009114% | 0.007398% | 0.007398%
6310 | 0.007039% | 0.009156% | 0.006529% | 0.009107% | 0.008658% | 0.01105% | 0.009185% | 0.01078% | 0.008684% | 0.01078% | 0.008658% | 0.009107% | 0.008658% | 0.007469% | 0.008351% | 0.009107% | 0.008658% | 0.01105% | 0.009185% | 0.01078% | 0.008684% | 0.008684% | 0.01078% | 0.008658% | 0.009107% | 0.008658% | 0.007469% | 0.008351% | 0.007039% | 0.007039%
6311 | 0.006872% | 0.009103% | 0.006479% | 0.007403% | 0.008519% | 0.01117% | 0.008758% | 0.01078% | 0.00861% | 0.01078% | 0.008519% | 0.007403% | 0.008519% | 0.005244% | 0.007758% | 0.007403% | 0.008519% | 0.01117% | 0.008758% | 0.01078% | 0.00861% | 0.00861% | 0.01078% | 0.008519% | 0.007403% | 0.008519% | 0.005244% | 0.007758% | 0.006872% | 0.006872%
6312 | 0.006889% | 0.009067% | 0.006516% | 0.006432% | 0.00844% | 0.01119% | 0.008585% | 0.00902% | 0.008529% | 0.00902% | 0.00844% | 0.006432% | 0.00844% | 0.004716% | 0.007127% | 0.006432% | 0.00844% | 0.01119% | 0.008585% | 0.00902% | 0.008529% | 0.008529% | 0.00902% | 0.00844% | 0.006432% | 0.00844% | 0.004716% | 0.007127% | 0.006889% | 0.006889%
6313 | 0.006996% | 0.008968% | 0.006584% | 0.005927% | 0.008354% | 0.01132% | 0.008516% | 0.007691% | 0.00854% | 0.007691% | 0.008354% | 0.005927% | 0.008354% | 0.004698% | 0.006895% | 0.005927% | 0.008354% | 0.01132% | 0.008516% | 0.007691% | 0.00854% | 0.00854% | 0.007691% | 0.008354% | 0.005927% | 0.008354% | 0.004698% | 0.006895% | 0.006996% | 0.006996%
6314 | 0.006991% | 0.008814% | 0.006508% | 0.005774% | 0.008344% | 0.01141% | 0.008505% | 0.006638% | 0.008719% | 0.006638% | 0.008344% | 0.005774% | 0.008344% | 0.004685% | 0.006916% | 0.005774% | 0.008344% | 0.01141% | 0.008505% | 0.006638% | 0.008719% | 0.008719% | 0.006638% | 0.008344% | 0.005774% | 0.008344% | 0.004685% | 0.006916% | 0.006991% | 0.006991%
6315 | 0.007267% | 0.008662% | 0.006488% | 0.00573% | 0.00844% | 0.01135% | 0.008535% | 0.005851% | 0.009191% | 0.005851% | 0.00844% | 0.00573% | 0.00844% | 0.004863% | 0.007156% | 0.00573% | 0.00844% | 0.01135% | 0.008535% | 0.005851% | 0.009191% | 0.009191% | 0.005851% | 0.00844% | 0.00573% | 0.00844% | 0.004863% | 0.007156% | 0.007267% | 0.007267%
6316 | 0.008186% | 0.008673% | 0.006528% | 0.005832% | 0.008952% | 0.01135% | 0.008805% | 0.005749% | 0.009881% | 0.005749% | 0.008952% | 0.005832% | 0.008952% | 0.005224% | 0.007835% | 0.005832% | 0.008952% | 0.01135% | 0.008805% | 0.005749% | 0.009881% | 0.009881% | 0.005749% | 0.008952% | 0.005832% | 0.008952% | 0.005224% | 0.007835% | 0.008186% | 0.008186%
6317 | 0.01034% | 0.009123% | 0.006693% | 0.006606% | 0.00986% | 0.01121% | 0.009595% | 0.006732% | 0.01077% | 0.006732% | 0.00986% | 0.006606% | 0.00986% | 0.005779% | 0.00925% | 0.006606% | 0.00986% | 0.01121% | 0.009595% | 0.006732% | 0.01077% | 0.01077% | 0.006732% | 0.00986% | 0.006606% | 0.00986% | 0.005779% | 0.00925% | 0.01034% | 0.01034%
6318 | 0.0146% | 0.00911% | 0.01085% | 0.007018% | 0.01144% | 0.01129% | 0.0104% | 0.008425% | 0.01245% | 0.008425% | 0.01144% | 0.007018% | 0.01144% | 0.00686% | 0.01097% | 0.007018% | 0.01144% | 0.01129% | 0.0104% | 0.008425% | 0.01245% | 0.01245% | 0.008425% | 0.01144% | 0.007018% | 0.01144% | 0.00686% | 0.01097% | 0.0146% | 0.0146%
6319 | 0.01565% | 0.01027% | 0.01369% | 0.007888% | 0.01276% | 0.01053% | 0.01092% | 0.01083% | 0.01372% | 0.01083% | 0.01276% | 0.007888% | 0.01276% | 0.008454% | 0.01217% | 0.007888% | 0.01276% | 0.01053% | 0.01092% | 0.01083% | 0.01372% | 0.01372% | 0.01083% | 0.01276% | 0.007888% | 0.01276% | 0.008454% | 0.01217% | 0.01565% | 0.01565%
6320 | 0.01803% | 0.01347% | 0.01633% | 0.01036% | 0.01478% | 0.01037% | 0.01293% | 0.01317% | 0.015% | 0.01317% | 0.01478% | 0.01036% | 0.01478% | 0.01172% | 0.015% | 0.01036% | 0.01478% | 0.01037% | 0.01293% | 0.01317% | 0.015% | 0.015% | 0.01317% | 0.01478% | 0.01036% | 0.01478% | 0.01172% | 0.015% | 0.01803% | 0.01803%
6321 | 0.02027% | 0.01692% | 0.01843% | 0.01238% | 0.01649% | 0.01059% | 0.01487% | 0.01359% | 0.01606% | 0.01359% | 0.01649% | 0.01238% | 0.01649% | 0.01367% | 0.01721% | 0.01238% | 0.01649% | 0.01059% | 0.01487% | 0.01359% | 0.01606% | 0.01606% | 0.01359% | 0.01649% | 0.01238% | 0.01649% | 0.01367% | 0.01721% | 0.02027% | 0.02027%
6322 | 0.02231% | 0.01965% | 0.02074% | 0.01403% | 0.01751% | 0.01115% | 0.01655% | 0.01401% | 0.0165% | 0.01401% | 0.01751% | 0.01403% | 0.01751% | 0.01496% | 0.0188% | 0.01403% | 0.01751% | 0.01115% | 0.01655% | 0.01401% | 0.0165% | 0.0165% | 0.01401% | 0.01751% | 0.01403% | 0.01751% | 0.01496% | 0.0188% | 0.02231% | 0.02231%
6323 | 0.02393% | 0.02084% | 0.02268% | 0.01552% | 0.01783% | 0.01146% | 0.01753% | 0.01383% | 0.01648% | 0.01383% | 0.01783% | 0.01552% | 0.01783% | 0.01615% | 0.01985% | 0.01552% | 0.01783% | 0.01146% | 0.01753% | 0.01383% | 0.01648% | 0.01648% | 0.01383% | 0.01783% | 0.01552% | 0.01783% | 0.01615% | 0.01985% | 0.02393% | 0.02393%
6324 | 0.02469% | 0.02066% | 0.02418% | 0.01676% | 0.01762% | 0.01121% | 0.01795% | 0.013% | 0.01625% | 0.013% | 0.01762% | 0.01676% | 0.01762% | 0.01721% | 0.02031% | 0.01676% | 0.01762% | 0.01121% | 0.01795% | 0.013% | 0.01625% | 0.01625% | 0.013% | 0.01762% | 0.01676% | 0.01762% | 0.01721% | 0.02031% | 0.02469% | 0.02469%
6325 | 0.02404% | 0.01988% | 0.02476% | 0.01748% | 0.01675% | 0.01031% | 0.01783% | 0.01229% | 0.01566% | 0.01229% | 0.01675% | 0.01748% | 0.01675% | 0.01789% | 0.02032% | 0.01748% | 0.01675% | 0.01031% | 0.01783% | 0.01229% | 0.01566% | 0.01566% | 0.01229% | 0.01675% | 0.01748% | 0.01675% | 0.01789% | 0.02032% | 0.02404% | 0.02404%
6326 | 0.02225% | 0.01744% | 0.02406% | 0.01778% | 0.01557% | 0.009502% | 0.01713% | 0.0119% | 0.0146% | 0.0119% | 0.01557% | 0.01778% | 0.01557% | 0.01817% | 0.02002% | 0.01778% | 0.01557% | 0.009502% | 0.01713% | 0.0119% | 0.0146% | 0.0146% | 0.0119% | 0.01557% | 0.01778% | 0.01557% | 0.01817% | 0.02002% | 0.02225% | 0.02225%
6327 | 0.02001% | 0.01477% | 0.02309% | 0.0176% | 0.01444% | 0.008884% | 0.01565% | 0.01221% | 0.01371% | 0.01221% | 0.01444% | 0.0176% | 0.01444% | 0.01781% | 0.01895% | 0.0176% | 0.01444% | 0.008884% | 0.01565% | 0.01221% | 0.01371% | 0.01371% | 0.01221% | 0.01444% | 0.0176% | 0.01444% | 0.01781% | 0.01895% | 0.02001% | 0.02001%
6328 | 0.01703% | 0.01318% | 0.02048% | 0.01708% | 0.01324% | 0.0087% | 0.01379% | 0.01077% | 0.01283% | 0.01077% | 0.01324% | 0.01708% | 0.01324% | 0.01675% | 0.01675% | 0.01708% | 0.01324% | 0.0087% | 0.01379% | 0.01077% | 0.01283% | 0.01283% | 0.01077% | 0.01324% | 0.01708% | 0.01324% | 0.01675% | 0.01675% | 0.01703% | 0.01703%
6329 | 0.01403% | 0.01128% | 0.01848% | 0.01623% | 0.01192% | 0.008487% | 0.01206% | 0.01067% | 0.01208% | 0.01067% | 0.01192% | 0.01623% | 0.01192% | 0.0153% | 0.0139% | 0.01623% | 0.01192% | 0.008487% | 0.01206% | 0.01067% | 0.01208% | 0.01208% | 0.01067% | 0.01192% | 0.01623% | 0.01192% | 0.0153% | 0.0139% | 0.01403% | 0.01403%
6330 | 0.01152% | 0.01041% | 0.0169% | 0.01527% | 0.01051% | 0.009021% | 0.01096% | 0.01062% | 0.01107% | 0.01062% | 0.01051% | 0.01527% | 0.01051% | 0.01392% | 0.01144% | 0.01527% | 0.01051% | 0.009021% | 0.01096% | 0.01062% | 0.01107% | 0.01107% | 0.01062% | 0.01051% | 0.01527% | 0.01051% | 0.01392% | 0.01144% | 0.01152% | 0.01152%
6331 | 0.01091% | 0.01009% | 0.01442% | 0.01483% | 0.01013% | 0.01051% | 0.01159% | 0.01077% | 0.01042% | 0.01077% | 0.01013% | 0.01483% | 0.01013% | 0.01384% | 0.01147% | 0.01483% | 0.01013% | 0.01051% | 0.01159% | 0.01077% | 0.01042% | 0.01042% | 0.01077% | 0.01013% | 0.01483% | 0.01013% | 0.01384% | 0.01147% | 0.01091% | 0.01091%
6332 | 0.009715% | 0.009751% | 0.009835% | 0.01343% | 0.009334% | 0.01054% | 0.01069% | 0.01082% | 0.009603% | 0.01082% | 0.009334% | 0.01343% | 0.009334% | 0.01266% | 0.01005% | 0.01343% | 0.009334% | 0.01054% | 0.01069% | 0.01082% | 0.009603% | 0.009603% | 0.01082% | 0.009334% | 0.01343% | 0.009334% | 0.01266% | 0.01005% | 0.009715% | 0.009715%
6333 | 0.007499% | 0.009542% | 0.007286% | 0.01155% | 0.008862% | 0.01054% | 0.009885% | 0.0112% | 0.009177% | 0.0112% | 0.008862% | 0.01155% | 0.008862% | 0.01061% | 0.009109% | 0.01155% | 0.008862% | 0.01054% | 0.009885% | 0.0112% | 0.009177% | 0.009177% | 0.0112% | 0.008862% | 0.01155% | 0.008862% | 0.01061% | 0.009109% | 0.007499% | 0.007499%
6334 | 0.00712% | 0.009446% | 0.00651% | 0.009079% | 0.008685% | 0.01073% | 0.009177% | 0.01153% | 0.008993% | 0.01153% | 0.008685% | 0.009079% | 0.008685% | 0.007367% | 0.008346% | 0.009079% | 0.008685% | 0.01073% | 0.009177% | 0.01153% | 0.008993% | 0.008993% | 0.01153% | 0.008685% | 0.009079% | 0.008685% | 0.007367% | 0.008346% | 0.00712% | 0.00712%
6335 | 0.006939% | 0.009345% | 0.006547% | 0.007426% | 0.008565% | 0.01081% | 0.008754% | 0.01154% | 0.008947% | 0.01154% | 0.008565% | 0.007426% | 0.008565% | 0.005285% | 0.007754% | 0.007426% | 0.008565% | 0.01081% | 0.008754% | 0.01154% | 0.008947% | 0.008947% | 0.01154% | 0.008565% | 0.007426% | 0.008565% | 0.005285% | 0.007754% | 0.006939% | 0.006939%
6336 | 0.006925% | 0.009117% | 0.006477% | 0.006445% | 0.008448% | 0.01093% | 0.00857% | 0.009331% | 0.008751% | 0.009331% | 0.008448% | 0.006445% | 0.008448% | 0.004763% | 0.007123% | 0.006445% | 0.008448% | 0.01093% | 0.00857% | 0.009331% | 0.008751% | 0.008751% | 0.009331% | 0.008448% | 0.006445% | 0.008448% | 0.004763% | 0.007123% | 0.006925% | 0.006925%
6337 | 0.005731% | 0.01089% | 0.005544% | 0.005809% | 0.008724% | 0.01198% | 0.008763% | 0.007988% | 0.008843% | 0.007988% | 0.008724% | 0.005809% | 0.008724% | 0.004857% | 0.006895% | 0.005809% | 0.008724% | 0.01198% | 0.008763% | 0.007988% | 0.008843% | 0.008843% | 0.007988% | 0.008724% | 0.005809% | 0.008724% | 0.004857% | 0.006895% | 0.005731% | 0.005731%
6338 | 0.005575% | 0.01097% | 0.005481% | 0.005711% | 0.008587% | 0.01197% | 0.008685% | 0.007265% | 0.008935% | 0.007265% | 0.008587% | 0.005711% | 0.008587% | 0.004462% | 0.006895% | 0.005711% | 0.008587% | 0.01197% | 0.008685% | 0.007265% | 0.008935% | 0.008935% | 0.007265% | 0.008587% | 0.005711% | 0.008587% | 0.004462% | 0.006895% | 0.005575% | 0.005575%
6339 | 0.005469% | 0.01097% | 0.005369% | 0.0057% | 0.008769% | 0.01201% | 0.008598% | 0.00706% | 0.009482% | 0.00706% | 0.008769% | 0.0057% | 0.008769% | 0.004513% | 0.006895% | 0.0057% | 0.008769% | 0.01201% | 0.008598% | 0.00706% | 0.009482% | 0.009482% | 0.00706% | 0.008769% | 0.0057% | 0.008769% | 0.004513% | 0.006895% | 0.005469% | 0.005469%
6340 | 0.005389% | 0.01099% | 0.00531% | 0.005787% | 0.009047% | 0.01207% | 0.008467% | 0.007284% | 0.009737% | 0.007284% | 0.009047% | 0.005787% | 0.009047% | 0.004836% | 0.006889% | 0.005787% | 0.009047% | 0.01207% | 0.008467% | 0.007284% | 0.009737% | 0.009737% | 0.007284% | 0.009047% | 0.005787% | 0.009047% | 0.004836% | 0.006889% | 0.005389% | 0.005389%
6341 | 0.005268% | 0.01153% | 0.005254% | 0.006289% | 0.009044% | 0.01202% | 0.008393% | 0.008092% | 0.009818% | 0.008092% | 0.009044% | 0.006289% | 0.009044% | 0.005317% | 0.006887% | 0.006289% | 0.009044% | 0.01202% | 0.008393% | 0.008092% | 0.009818% | 0.009818% | 0.008092% | 0.009044% | 0.006289% | 0.009044% | 0.005317% | 0.006887% | 0.005268% | 0.005268%
6342 | 0.007365% | 0.0113% | 0.006722% | 0.006667% | 0.009167% | 0.01197% | 0.007963% | 0.009348% | 0.01041% | 0.009348% | 0.009167% | 0.006667% | 0.009167% | 0.006344% | 0.006252% | 0.006667% | 0.009167% | 0.01197% | 0.007963% | 0.009348% | 0.01041% | 0.01041% | 0.009348% | 0.009167% | 0.006667% | 0.009167% | 0.006344% | 0.006252% | 0.007365% | 0.007365%
6343 | 0.005581% | 0.01144% | 0.005032% | 0.007455% | 0.008869% | 0.01104% | 0.006571% | 0.01146% | 0.01051% | 0.01146% | 0.008869% | 0.007455% | 0.008869% | 0.007822% | 0.004286% | 0.007455% | 0.008869% | 0.01104% | 0.006571% | 0.01146% | 0.01051% | 0.01051% | 0.01146% | 0.008869% | 0.007455% | 0.008869% | 0.007822% | 0.004286% | 0.005581% | 0.005581%
6344 | 0.005071% | 0.01241% | 0.004537% | 0.009923% | 0.009354% | 0.01106% | 0.006896% | 0.0132% | 0.01068% | 0.0132% | 0.009354% | 0.009923% | 0.009354% | 0.01109% | 0.00427% | 0.009923% | 0.009354% | 0.01106% | 0.006896% | 0.0132% | 0.01068% | 0.01068% | 0.0132% | 0.009354% | 0.009923% | 0.009354% | 0.01109% | 0.00427% | 0.005071% | 0.005071%
6345 | 0.004958% | 0.01358% | 0.004683% | 0.01192% | 0.01011% | 0.01114% | 0.007394% | 0.01373% | 0.01088% | 0.01373% | 0.01011% | 0.01192% | 0.01011% | 0.01307% | 0.004268% | 0.01192% | 0.01011% | 0.01114% | 0.007394% | 0.01373% | 0.01088% | 0.01088% | 0.01373% | 0.01011% | 0.01192% | 0.01011% | 0.01307% | 0.004268% | 0.004958% | 0.004958%
6346 | 0.005117% | 0.01491% | 0.004793% | 0.01334% | 0.01056% | 0.01114% | 0.008001% | 0.0146% | 0.01099% | 0.0146% | 0.01056% | 0.01334% | 0.01056% | 0.01416% | 0.004275% | 0.01334% | 0.01056% | 0.01114% | 0.008001% | 0.0146% | 0.01099% | 0.01099% | 0.0146% | 0.01056% | 0.01334% | 0.01056% | 0.01416% | 0.004275% | 0.005117% | 0.005117%
6347 | 0.005213% | 0.01592% | 0.00517% | 0.01461% | 0.01077% | 0.01084% | 0.008746% | 0.01505% | 0.01109% | 0.01505% | 0.01077% | 0.01461% | 0.01077% | 0.01494% | 0.004292% | 0.01461% | 0.01077% | 0.01084% | 0.008746% | 0.01505% | 0.01109% | 0.01109% | 0.01505% | 0.01077% | 0.01461% | 0.01077% | 0.01494% | 0.004292% | 0.005213% | 0.005213%
6348 | 0.005429% | 0.01585% | 0.005549% | 0.01559% | 0.01084% | 0.01019% | 0.009228% | 0.01499% | 0.01116% | 0.01499% | 0.01084% | 0.01559% | 0.01084% | 0.01555% | 0.004315% | 0.01559% | 0.01084% | 0.01019% | 0.009228% | 0.01499% | 0.01116% | 0.01116% | 0.01499% | 0.01084% | 0.01559% | 0.01084% | 0.01555% | 0.004315% | 0.005429% | 0.005429%
6349 | 0.005841% | 0.01519% | 0.005863% | 0.01615% | 0.01095% | 0.009137% | 0.009289% | 0.01498% | 0.01122% | 0.01498% | 0.01095% | 0.01615% | 0.01095% | 0.01601% | 0.004348% | 0.01615% | 0.01095% | 0.009137% | 0.009289% | 0.01498% | 0.01122% | 0.01122% | 0.01498% | 0.01095% | 0.01615% | 0.01095% | 0.01601% | 0.004348% | 0.005841% | 0.005841%
6350 | 0.00593% | 0.01418% | 0.006134% | 0.01633% | 0.01105% | 0.008208% | 0.009045% | 0.01489% | 0.01125% | 0.01489% | 0.01105% | 0.01633% | 0.01105% | 0.01645% | 0.004376% | 0.01633% | 0.01105% | 0.008208% | 0.009045% | 0.01489% | 0.01125% | 0.01125% | 0.01489% | 0.01105% | 0.01633% | 0.01105% | 0.01645% | 0.004376% | 0.00593% | 0.00593%
6351 | 0.006277% | 0.01317% | 0.006285% | 0.01622% | 0.01112% | 0.007661% | 0.008578% | 0.0151% | 0.0113% | 0.0151% | 0.01112% | 0.01622% | 0.01112% | 0.01676% | 0.004388% | 0.01622% | 0.01112% | 0.007661% | 0.008578% | 0.0151% | 0.0113% | 0.0113% | 0.0151% | 0.01112% | 0.01622% | 0.01112% | 0.01676% | 0.004388% | 0.006277% | 0.006277%
6352 | 0.006182% | 0.01239% | 0.006096% | 0.01586% | 0.01092% | 0.007642% | 0.007937% | 0.01357% | 0.01116% | 0.01357% | 0.01092% | 0.01586% | 0.01092% | 0.01676% | 0.004379% | 0.01586% | 0.01092% | 0.007642% | 0.007937% | 0.01357% | 0.01116% | 0.01116% | 0.01357% | 0.01092% | 0.01586% | 0.01092% | 0.01676% | 0.004379% | 0.006182% | 0.006182%
6353 | 0.005947% | 0.01154% | 0.005849% | 0.01516% | 0.01037% | 0.00806% | 0.007234% | 0.01289% | 0.01065% | 0.01289% | 0.01037% | 0.01516% | 0.01037% | 0.0164% | 0.004345% | 0.01516% | 0.01037% | 0.00806% | 0.007234% | 0.01289% | 0.01065% | 0.01065% | 0.01289% | 0.01037% | 0.01516% | 0.01037% | 0.0164% | 0.004345% | 0.005947% | 0.005947%
6354 | 0.006308% | 0.01119% | 0.005899% | 0.01436% | 0.009802% | 0.009266% | 0.00701% | 0.01236% | 0.01009% | 0.01236% | 0.009802% | 0.01436% | 0.009802% | 0.01594% | 0.004832% | 0.01436% | 0.009802% | 0.009266% | 0.00701% | 0.01236% | 0.01009% | 0.01009% | 0.01236% | 0.009802% | 0.01436% | 0.009802% | 0.01594% | 0.004832% | 0.006308% | 0.006308%
6355 | 0.007839% | 0.0112% | 0.007388% | 0.01411% | 0.009876% | 0.01137% | 0.008425% | 0.01206% | 0.009868% | 0.01206% | 0.009876% | 0.01411% | 0.009876% | 0.01623% | 0.006933% | 0.01411% | 0.009876% | 0.01137% | 0.008425% | 0.01206% | 0.009868% | 0.009868% | 0.01206% | 0.009876% | 0.01411% | 0.009876% | 0.01623% | 0.006933% | 0.007839% | 0.007839%
6356 | 0.007898% | 0.01109% | 0.007447% | 0.01288% | 0.009465% | 0.01172% | 0.008464% | 0.01148% | 0.009516% | 0.01148% | 0.009465% | 0.01288% | 0.009465% | 0.01514% | 0.006944% | 0.01288% | 0.009465% | 0.01172% | 0.008464% | 0.01148% | 0.009516% | 0.009516% | 0.01148% | 0.009465% | 0.01288% | 0.009465% | 0.01514% | 0.006944% | 0.007898% | 0.007898%
6357 | 0.006641% | 0.01106% | 0.006317% | 0.01113% | 0.008972% | 0.01189% | 0.008528% | 0.01105% | 0.009121% | 0.01105% | 0.008972% | 0.01113% | 0.008972% | 0.01292% | 0.006954% | 0.01113% | 0.008972% | 0.01189% | 0.008528% | 0.01105% | 0.009121% | 0.009121% | 0.01105% | 0.008972% | 0.01113% | 0.008972% | 0.01292% | 0.006954% | 0.006641% | 0.006641%
6358 | 0.006384% | 0.01108% | 0.006221% | 0.008667% | 0.008762% | 0.01206% | 0.00863% | 0.01055% | 0.008777% | 0.01055% | 0.008762% | 0.008667% | 0.008762% | 0.009183% | 0.006964% | 0.008667% | 0.008762% | 0.01206% | 0.00863% | 0.01055% | 0.008777% | 0.008777% | 0.01055% | 0.008762% | 0.008667% | 0.008762% | 0.009183% | 0.006964% | 0.006384% | 0.006384%
6359 | 0.006143% | 0.01112% | 0.006058% | 0.006996% | 0.008599% | 0.01206% | 0.008734% | 0.00941% | 0.008594% | 0.00941% | 0.008599% | 0.006996% | 0.008599% | 0.006551% | 0.006971% | 0.006996% | 0.008599% | 0.01206% | 0.008734% | 0.00941% | 0.008594% | 0.008594% | 0.00941% | 0.008599% | 0.006996% | 0.008599% | 0.006551% | 0.006971% | 0.006143% | 0.006143%
6360 | 0.006119% | 0.01039% | 0.005962% | 0.006311% | 0.008487% | 0.01176% | 0.008717% | 0.008595% | 0.0086% | 0.008595% | 0.008487% | 0.006311% | 0.008487% | 0.005296% | 0.006948% | 0.006311% | 0.008487% | 0.01176% | 0.008717% | 0.008595% | 0.0086% | 0.0086% | 0.008595% | 0.008487% | 0.006311% | 0.008487% | 0.005296% | 0.006948% | 0.006119% | 0.006119%
6361 | 0.005207% | 0.008872% | 0.005207% | 0.006173% | 0.007582% | 0.01209% | 0.007538% | 0.008567% | 0.007845% | 0.008567% | 0.007582% | 0.006173% | 0.007582% | 0.004827% | 0.006893% | 0.006173% | 0.007582% | 0.01209% | 0.007538% | 0.008567% | 0.007845% | 0.007845% | 0.008567% | 0.007582% | 0.006173% | 0.007582% | 0.004827% | 0.006893% | 0.005207% | 0.005207%
6362 | 0.005205% | 0.008692% | 0.005176% | 0.006066% | 0.007689% | 0.01218% | 0.007632% | 0.008014% | 0.007908% | 0.008014% | 0.007689% | 0.006066% | 0.007689% | 0.004549% | 0.006904% | 0.006066% | 0.007689% | 0.01218% | 0.007632% | 0.008014% | 0.007908% | 0.007908% | 0.008014% | 0.007689% | 0.006066% | 0.007689% | 0.004549% | 0.006904% | 0.005205% | 0.005205%
6363 | 0.005078% | 0.008585% | 0.00504% | 0.006024% | 0.007617% | 0.01226% | 0.007679% | 0.007635% | 0.00767% | 0.007635% | 0.007617% | 0.006024% | 0.007617% | 0.004552% | 0.006915% | 0.006024% | 0.007617% | 0.01226% | 0.007679% | 0.007635% | 0.00767% | 0.00767% | 0.007635% | 0.007617% | 0.006024% | 0.007617% | 0.004552% | 0.006915% | 0.005078% | 0.005078%
6364 | 0.0051% | 0.008499% | 0.005094% | 0.006065% | 0.007706% | 0.01234% | 0.007793% | 0.007829% | 0.00777% | 0.007829% | 0.007706% | 0.006065% | 0.007706% | 0.004946% | 0.006922% | 0.006065% | 0.007706% | 0.01234% | 0.007793% | 0.007829% | 0.00777% | 0.00777% | 0.007829% | 0.007706% | 0.006065% | 0.007706% | 0.004946% | 0.006922% | 0.0051% | 0.0051%
6365 | 0.005064% | 0.00843% | 0.005155% | 0.006735% | 0.007873% | 0.01244% | 0.007979% | 0.008494% | 0.007874% | 0.008494% | 0.007873% | 0.006735% | 0.007873% | 0.005848% | 0.006931% | 0.006735% | 0.007873% | 0.01244% | 0.007979% | 0.008494% | 0.007874% | 0.007874% | 0.008494% | 0.007873% | 0.006735% | 0.007873% | 0.005848% | 0.006931% | 0.005064% | 0.005064%
6366 | 0.007712% | 0.008394% | 0.007244% | 0.006745% | 0.007609% | 0.01224% | 0.007486% | 0.008845% | 0.007593% | 0.008845% | 0.007609% | 0.006745% | 0.007609% | 0.006921% | 0.006352% | 0.006745% | 0.007609% | 0.01224% | 0.007486% | 0.008845% | 0.007593% | 0.007593% | 0.008845% | 0.007609% | 0.006745% | 0.007609% | 0.006921% | 0.006352% | 0.007712% | 0.007712%
6367 | 0.004425% | 0.009108% | 0.004621% | 0.00648% | 0.006941% | 0.01111% | 0.006058% | 0.009722% | 0.007293% | 0.009722% | 0.006941% | 0.00648% | 0.006941% | 0.00742% | 0.004333% | 0.00648% | 0.006941% | 0.01111% | 0.006058% | 0.009722% | 0.007293% | 0.007293% | 0.009722% | 0.006941% | 0.00648% | 0.006941% | 0.00742% | 0.004333% | 0.004425% | 0.004425%
6368 | 0.004919% | 0.009418% | 0.004726% | 0.007754% | 0.007499% | 0.01117% | 0.006519% | 0.0117% | 0.007848% | 0.0117% | 0.007499% | 0.007754% | 0.007499% | 0.009681% | 0.004299% | 0.007754% | 0.007499% | 0.01117% | 0.006519% | 0.0117% | 0.007848% | 0.007848% | 0.0117% | 0.007499% | 0.007754% | 0.007499% | 0.009681% | 0.004299% | 0.004919% | 0.004919%
6369 | 0.004774% | 0.01021% | 0.004656% | 0.009323% | 0.007664% | 0.01113% | 0.006535% | 0.01285% | 0.008022% | 0.01285% | 0.007664% | 0.009323% | 0.007664% | 0.01171% | 0.004294% | 0.009323% | 0.007664% | 0.01113% | 0.006535% | 0.01285% | 0.008022% | 0.008022% | 0.01285% | 0.007664% | 0.009323% | 0.007664% | 0.01171% | 0.004294% | 0.004774% | 0.004774%
6370 | 0.004829% | 0.01115% | 0.004765% | 0.011% | 0.00758% | 0.01117% | 0.00639% | 0.01347% | 0.007994% | 0.01347% | 0.00758% | 0.011% | 0.00758% | 0.01329% | 0.004307% | 0.011% | 0.00758% | 0.01117% | 0.00639% | 0.01347% | 0.007994% | 0.007994% | 0.01347% | 0.00758% | 0.011% | 0.00758% | 0.01329% | 0.004307% | 0.004829% | 0.004829%
6371 | 0.004831% | 0.01223% | 0.005079% | 0.01258% | 0.007497% | 0.0108% | 0.006285% | 0.01394% | 0.007925% | 0.01394% | 0.007497% | 0.01258% | 0.007497% | 0.01436% | 0.00433% | 0.01258% | 0.007497% | 0.0108% | 0.006285% | 0.01394% | 0.007925% | 0.007925% | 0.01394% | 0.007497% | 0.01258% | 0.007497% | 0.01436% | 0.00433% | 0.004831% | 0.004831%
6372 | 0.005359% | 0.01278% | 0.005342% | 0.01391% | 0.007621% | 0.01008% | 0.006414% | 0.01416% | 0.008052% | 0.01416% | 0.007621% | 0.01391% | 0.007621% | 0.01493% | 0.004352% | 0.01391% | 0.007621% | 0.01008% | 0.006414% | 0.01416% | 0.008052% | 0.008052% | 0.01416% | 0.007621% | 0.01391% | 0.007621% | 0.01493% | 0.004352% | 0.005359% | 0.005359%
6373 | 0.005526% | 0.01291% | 0.00565% | 0.01475% | 0.007745% | 0.009054% | 0.006523% | 0.01461% | 0.008203% | 0.01461% | 0.007745% | 0.01475% | 0.007745% | 0.01529% | 0.004374% | 0.01475% | 0.007745% | 0.009054% | 0.006523% | 0.01461% | 0.008203% | 0.008203% | 0.01461% | 0.007745% | 0.01475% | 0.007745% | 0.01529% | 0.004374% | 0.005526% | 0.005526%
6374 | 0.00534% | 0.01235% | 0.005561% | 0.01505% | 0.007902% | 0.008219% | 0.006643% | 0.01485% | 0.00835% | 0.01485% | 0.007902% | 0.01505% | 0.007902% | 0.01563% | 0.004389% | 0.01505% | 0.007902% | 0.008219% | 0.006643% | 0.01485% | 0.00835% | 0.00835% | 0.01485% | 0.007902% | 0.01505% | 0.007902% | 0.01563% | 0.004389% | 0.00534% | 0.00534%
6375 | 0.005675% | 0.01136% | 0.005574% | 0.01482% | 0.007894% | 0.007724% | 0.006607% | 0.01506% | 0.008384% | 0.01506% | 0.007894% | 0.01482% | 0.007894% | 0.0157% | 0.004372% | 0.01482% | 0.007894% | 0.007724% | 0.006607% | 0.01506% | 0.008384% | 0.008384% | 0.01506% | 0.007894% | 0.01482% | 0.007894% | 0.0157% | 0.004372% | 0.005675% | 0.005675%
6376 | 0.005595% | 0.01047% | 0.005448% | 0.01414% | 0.007708% | 0.007735% | 0.006367% | 0.01321% | 0.008287% | 0.01321% | 0.007708% | 0.01414% | 0.007708% | 0.01536% | 0.004341% | 0.01414% | 0.007708% | 0.007735% | 0.006367% | 0.01321% | 0.008287% | 0.008287% | 0.01321% | 0.007708% | 0.01414% | 0.007708% | 0.01536% | 0.004341% | 0.005595% | 0.005595%
6377 | 0.005157% | 0.009686% | 0.005072% | 0.01309% | 0.007195% | 0.008109% | 0.005893% | 0.01226% | 0.007963% | 0.01226% | 0.007195% | 0.01309% | 0.007195% | 0.01444% | 0.004295% | 0.01309% | 0.007195% | 0.008109% | 0.005893% | 0.01226% | 0.007963% | 0.007963% | 0.01226% | 0.007195% | 0.01309% | 0.007195% | 0.01444% | 0.004295% | 0.005157% | 0.005157%
6378 | 0.005571% | 0.009217% | 0.005348% | 0.01201% | 0.00677% | 0.009273% | 0.005839% | 0.01173% | 0.007461% | 0.01173% | 0.00677% | 0.01201% | 0.00677% | 0.01337% | 0.004792% | 0.01201% | 0.00677% | 0.009273% | 0.005839% | 0.01173% | 0.007461% | 0.007461% | 0.01173% | 0.00677% | 0.01201% | 0.00677% | 0.01337% | 0.004792% | 0.005571% | 0.005571%
6379 | 0.006889% | 0.009194% | 0.006622% | 0.01152% | 0.007223% | 0.01138% | 0.007217% | 0.01156% | 0.007376% | 0.01156% | 0.007223% | 0.01152% | 0.007223% | 0.01302% | 0.00689% | 0.01152% | 0.007223% | 0.01138% | 0.007217% | 0.01156% | 0.007376% | 0.007376% | 0.01156% | 0.007223% | 0.01152% | 0.007223% | 0.01302% | 0.00689% | 0.006889% | 0.006889%
6380 | 0.00673% | 0.009018% | 0.006433% | 0.01026% | 0.007136% | 0.01179% | 0.00714% | 0.01111% | 0.007306% | 0.01111% | 0.007136% | 0.01026% | 0.007136% | 0.01141% | 0.006902% | 0.01026% | 0.007136% | 0.01179% | 0.00714% | 0.01111% | 0.007306% | 0.007306% | 0.01111% | 0.007136% | 0.01026% | 0.007136% | 0.01141% | 0.006902% | 0.00673% | 0.00673%
6381 | 0.00552% | 0.008827% | 0.005372% | 0.00914% | 0.007144% | 0.01206% | 0.00715% | 0.01067% | 0.007309% | 0.01067% | 0.007144% | 0.00914% | 0.007144% | 0.009734% | 0.006914% | 0.00914% | 0.007144% | 0.01206% | 0.00715% | 0.01067% | 0.007309% | 0.007309% | 0.01067% | 0.007144% | 0.00914% | 0.007144% | 0.009734% | 0.006914% | 0.00552% | 0.00552%
6382 | 0.005428% | 0.008688% | 0.005355% | 0.008156% | 0.007234% | 0.01221% | 0.007239% | 0.0103% | 0.007381% | 0.0103% | 0.007234% | 0.008156% | 0.007234% | 0.008063% | 0.006927% | 0.008156% | 0.007234% | 0.01221% | 0.007239% | 0.0103% | 0.007381% | 0.007381% | 0.0103% | 0.007234% | 0.008156% | 0.007234% | 0.008063% | 0.006927% | 0.005428% | 0.005428%
6383 | 0.005395% | 0.008577% | 0.00535% | 0.007388% | 0.007365% | 0.01226% | 0.007348% | 0.009459% | 0.007555% | 0.009459% | 0.007365% | 0.007388% | 0.007365% | 0.006494% | 0.00694% | 0.007388% | 0.007365% | 0.01226% | 0.007348% | 0.009459% | 0.007555% | 0.007555% | 0.009459% | 0.007365% | 0.007388% | 0.007365% | 0.006494% | 0.00694% | 0.005395% | 0.005395%
6384 | 0.005367% | 0.00907% | 0.00527% | 0.00648% | 0.0078% | 0.01222% | 0.007836% | 0.008845% | 0.00786% | 0.008845% | 0.0078% | 0.00648% | 0.0078% | 0.005367% | 0.006917% | 0.00648% | 0.0078% | 0.01222% | 0.007836% | 0.008845% | 0.00786% | 0.00786% | 0.008845% | 0.0078% | 0.00648% | 0.0078% | 0.005367% | 0.006917% | 0.005367% | 0.005367%
6385 | 0.006872% | 0.008628% | 0.006631% | 0.005921% | 0.008383% | 0.01128% | 0.008708% | 0.007612% | 0.00844% | 0.007612% | 0.008383% | 0.005921% | 0.008383% | 0.004764% | 0.006955% | 0.005921% | 0.008383% | 0.01128% | 0.008708% | 0.007612% | 0.00844% | 0.00844% | 0.007612% | 0.008383% | 0.005921% | 0.008383% | 0.004764% | 0.006955% | 0.006872% | 0.006872%
6386 | 0.006875% | 0.008535% | 0.006652% | 0.005772% | 0.008369% | 0.01137% | 0.008654% | 0.006558% | 0.008638% | 0.006558% | 0.008369% | 0.005772% | 0.008369% | 0.004771% | 0.006982% | 0.005772% | 0.008369% | 0.01137% | 0.008654% | 0.006558% | 0.008638% | 0.008638% | 0.006558% | 0.008369% | 0.005772% | 0.008369% | 0.004771% | 0.006982% | 0.006875% | 0.006875%
6387 | 0.007146% | 0.0084% | 0.006616% | 0.00574% | 0.008475% | 0.01145% | 0.008691% | 0.005771% | 0.00911% | 0.005771% | 0.008475% | 0.00574% | 0.008475% | 0.004992% | 0.007226% | 0.00574% | 0.008475% | 0.01145% | 0.008691% | 0.005771% | 0.00911% | 0.00911% | 0.005771% | 0.008475% | 0.00574% | 0.008475% | 0.004992% | 0.007226% | 0.007146% | 0.007146%
6388 | 0.008075% | 0.008356% | 0.006643% | 0.005857% | 0.009012% | 0.01157% | 0.00902% | 0.00569% | 0.009766% | 0.00569% | 0.009012% | 0.005857% | 0.009012% | 0.00539% | 0.007919% | 0.005857% | 0.009012% | 0.01157% | 0.00902% | 0.00569% | 0.009766% | 0.009766% | 0.00569% | 0.009012% | 0.005857% | 0.009012% | 0.00539% | 0.007919% | 0.008075% | 0.008075%
6389 | 0.01015% | 0.008921% | 0.006833% | 0.006661% | 0.009963% | 0.01139% | 0.009882% | 0.006705% | 0.01063% | 0.006705% | 0.009963% | 0.006661% | 0.009963% | 0.00596% | 0.009338% | 0.006661% | 0.009963% | 0.01139% | 0.009882% | 0.006705% | 0.01063% | 0.01063% | 0.006705% | 0.009963% | 0.006661% | 0.009963% | 0.00596% | 0.009338% | 0.01015% | 0.01015%
6390 | 0.01489% | 0.009028% | 0.01192% | 0.007241% | 0.01164% | 0.01158% | 0.01098% | 0.008368% | 0.01218% | 0.008368% | 0.01164% | 0.007241% | 0.01164% | 0.007222% | 0.0113% | 0.007241% | 0.01164% | 0.01158% | 0.01098% | 0.008368% | 0.01218% | 0.01218% | 0.008368% | 0.01164% | 0.007241% | 0.01164% | 0.007222% | 0.0113% | 0.01489% | 0.01489%
6391 | 0.01571% | 0.01016% | 0.01451% | 0.008015% | 0.01266% | 0.01075% | 0.01116% | 0.01053% | 0.01324% | 0.01053% | 0.01266% | 0.008015% | 0.01266% | 0.008571% | 0.01223% | 0.008015% | 0.01266% | 0.01075% | 0.01116% | 0.01053% | 0.01324% | 0.01324% | 0.01053% | 0.01266% | 0.008015% | 0.01266% | 0.008571% | 0.01223% | 0.01571% | 0.01571%
6392 | 0.01781% | 0.01324% | 0.01699% | 0.01036% | 0.01438% | 0.01052% | 0.01297% | 0.01269% | 0.01441% | 0.01269% | 0.01438% | 0.01036% | 0.01438% | 0.01169% | 0.01503% | 0.01036% | 0.01438% | 0.01052% | 0.01297% | 0.01269% | 0.01441% | 0.01441% | 0.01269% | 0.01438% | 0.01036% | 0.01438% | 0.01169% | 0.01503% | 0.01781% | 0.01781%
6393 | 0.01956% | 0.01669% | 0.01846% | 0.01211% | 0.01597% | 0.01041% | 0.0147% | 0.01312% | 0.01562% | 0.01312% | 0.01597% | 0.01211% | 0.01597% | 0.01338% | 0.0172% | 0.01211% | 0.01597% | 0.01041% | 0.0147% | 0.01312% | 0.01562% | 0.01562% | 0.01312% | 0.01597% | 0.01211% | 0.01597% | 0.01338% | 0.0172% | 0.01956% | 0.01956%
6394 | 0.02116% | 0.01924% | 0.02021% | 0.01347% | 0.01695% | 0.01067% | 0.01615% | 0.01352% | 0.01619% | 0.01352% | 0.01695% | 0.01347% | 0.01695% | 0.01439% | 0.01876% | 0.01347% | 0.01695% | 0.01067% | 0.01615% | 0.01352% | 0.01619% | 0.01619% | 0.01352% | 0.01695% | 0.01347% | 0.01695% | 0.01439% | 0.01876% | 0.02116% | 0.02116%
6395 | 0.02195% | 0.0202% | 0.02117% | 0.01448% | 0.01701% | 0.01063% | 0.01683% | 0.01329% | 0.01607% | 0.01329% | 0.01701% | 0.01448% | 0.01701% | 0.01511% | 0.01977% | 0.01448% | 0.01701% | 0.01063% | 0.01683% | 0.01329% | 0.01607% | 0.01607% | 0.01329% | 0.01701% | 0.01448% | 0.01701% | 0.01511% | 0.01977% | 0.02195% | 0.02195%
6396 | 0.02189% | 0.02006% | 0.02184% | 0.01523% | 0.01653% | 0.01003% | 0.01686% | 0.0124% | 0.01572% | 0.0124% | 0.01653% | 0.01523% | 0.01653% | 0.01565% | 0.02017% | 0.01523% | 0.01653% | 0.01003% | 0.01686% | 0.0124% | 0.01572% | 0.01572% | 0.0124% | 0.01653% | 0.01523% | 0.01653% | 0.01565% | 0.02017% | 0.02189% | 0.02189%
6397 | 0.02079% | 0.01921% | 0.02198% | 0.01567% | 0.01557% | 0.008981% | 0.01647% | 0.01163% | 0.01513% | 0.01163% | 0.01557% | 0.01567% | 0.01557% | 0.01599% | 0.02014% | 0.01567% | 0.01557% | 0.008981% | 0.01647% | 0.01163% | 0.01513% | 0.01513% | 0.01163% | 0.01557% | 0.01567% | 0.01557% | 0.01599% | 0.02014% | 0.02079% | 0.02079%
6398 | 0.01871% | 0.01663% | 0.02085% | 0.01574% | 0.01426% | 0.008105% | 0.01553% | 0.01121% | 0.01408% | 0.01121% | 0.01426% | 0.01574% | 0.01426% | 0.016% | 0.01979% | 0.01574% | 0.01426% | 0.008105% | 0.01553% | 0.01121% | 0.01408% | 0.01408% | 0.01121% | 0.01426% | 0.01574% | 0.01426% | 0.016% | 0.01979% | 0.01871% | 0.01871%
6399 | 0.01646% | 0.0139% | 0.01974% | 0.01556% | 0.01313% | 0.007491% | 0.01403% | 0.01148% | 0.01326% | 0.01148% | 0.01313% | 0.01556% | 0.01313% | 0.01561% | 0.01869% | 0.01556% | 0.01313% | 0.007491% | 0.01403% | 0.01148% | 0.01326% | 0.01326% | 0.01148% | 0.01313% | 0.01556% | 0.01313% | 0.01561% | 0.01869% | 0.01646% | 0.01646%
6400 | 0.01383% | 0.01236% | 0.01743% | 0.01524% | 0.01214% | 0.007377% | 0.01233% | 0.01009% | 0.01265% | 0.01009% | 0.01214% | 0.01524% | 0.01214% | 0.01481% | 0.01652% | 0.01524% | 0.01214% | 0.007377% | 0.01233% | 0.01009% | 0.01265% | 0.01265% | 0.01009% | 0.01214% | 0.01524% | 0.01214% | 0.01481% | 0.01652% | 0.01383% | 0.01383%
6401 | 0.01139% | 0.01045% | 0.01593% | 0.01463% | 0.01099% | 0.007566% | 0.01085% | 0.0099% | 0.01186% | 0.0099% | 0.01099% | 0.01463% | 0.01099% | 0.01373% | 0.01373% | 0.01463% | 0.01099% | 0.007566% | 0.01085% | 0.0099% | 0.01186% | 0.01186% | 0.0099% | 0.01099% | 0.01463% | 0.01099% | 0.01373% | 0.01373% | 0.01139% | 0.01139%
6402 | 0.009688% | 0.00959% | 0.01525% | 0.01406% | 0.009905% | 0.008564% | 0.01025% | 0.009787% | 0.01072% | 0.009787% | 0.009905% | 0.01406% | 0.009905% | 0.01295% | 0.01152% | 0.01406% | 0.009905% | 0.008564% | 0.01025% | 0.009787% | 0.01072% | 0.01072% | 0.009787% | 0.009905% | 0.01406% | 0.009905% | 0.01295% | 0.01152% | 0.009688% | 0.009688%
6403 | 0.009807% | 0.009269% | 0.01366% | 0.01397% | 0.009741% | 0.0104% | 0.01113% | 0.009958% | 0.009981% | 0.009958% | 0.009741% | 0.01397% | 0.009741% | 0.01326% | 0.01145% | 0.01397% | 0.009741% | 0.0104% | 0.01113% | 0.009958% | 0.009981% | 0.009981% | 0.009958% | 0.009741% | 0.01397% | 0.009741% | 0.01326% | 0.01145% | 0.009807% | 0.009807%
6404 | 0.009203% | 0.008965% | 0.009859% | 0.0129% | 0.009053% | 0.01071% | 0.01049% | 0.009996% | 0.009207% | 0.009996% | 0.009053% | 0.0129% | 0.009053% | 0.01237% | 0.01006% | 0.0129% | 0.009053% | 0.01071% | 0.01049% | 0.009996% | 0.009207% | 0.009207% | 0.009996% | 0.009053% | 0.0129% | 0.009053% | 0.01237% | 0.01006% | 0.009203% | 0.009203%
6405 | 0.007366% | 0.008769% | 0.007259% | 0.01123% | 0.008651% | 0.01086% | 0.009788% | 0.01028% | 0.008787% | 0.01028% | 0.008651% | 0.01123% | 0.008651% | 0.01049% | 0.009126% | 0.01123% | 0.008651% | 0.01086% | 0.009788% | 0.01028% | 0.008787% | 0.008787% | 0.01028% | 0.008651% | 0.01123% | 0.008651% | 0.01049% | 0.009126% | 0.007366% | 0.007366%
6406 | 0.006954% | 0.008744% | 0.006583% | 0.00889% | 0.008496% | 0.01101% | 0.009129% | 0.01052% | 0.008614% | 0.01052% | 0.008496% | 0.00889% | 0.008496% | 0.007341% | 0.008368% | 0.00889% | 0.008496% | 0.01101% | 0.009129% | 0.01052% | 0.008614% | 0.008614% | 0.01052% | 0.008496% | 0.00889% | 0.008496% | 0.007341% | 0.008368% | 0.006954% | 0.006954%
6407 | 0.006884% | 0.008725% | 0.006532% | 0.007325% | 0.00839% | 0.01112% | 0.008748% | 0.01052% | 0.008539% | 0.01052% | 0.00839% | 0.007325% | 0.00839% | 0.005322% | 0.007785% | 0.007325% | 0.00839% | 0.01112% | 0.008748% | 0.01052% | 0.008539% | 0.008539% | 0.01052% | 0.00839% | 0.007325% | 0.00839% | 0.005322% | 0.007785% | 0.006884% | 0.006884%
6408 | 0.006468% | 0.008581% | 0.006231% | 0.006457% | 0.008139% | 0.01145% | 0.008322% | 0.009006% | 0.008285% | 0.009006% | 0.008139% | 0.006457% | 0.008139% | 0.004939% | 0.007131% | 0.006457% | 0.008139% | 0.01145% | 0.008322% | 0.009006% | 0.008285% | 0.008285% | 0.009006% | 0.008139% | 0.006457% | 0.008139% | 0.004939% | 0.007131% | 0.006468% | 0.006468%
6409 | 0.006875% | 0.008626% | 0.006649% | 0.005925% | 0.008278% | 0.01125% | 0.008536% | 0.007519% | 0.008472% | 0.007519% | 0.008278% | 0.005925% | 0.008278% | 0.004775% | 0.00693% | 0.005925% | 0.008278% | 0.01125% | 0.008536% | 0.007519% | 0.008472% | 0.008472% | 0.007519% | 0.008278% | 0.005925% | 0.008278% | 0.004775% | 0.00693% | 0.006875% | 0.006875%
6410 | 0.006913% | 0.00861% | 0.006581% | 0.005779% | 0.008281% | 0.01134% | 0.008559% | 0.006492% | 0.008644% | 0.006492% | 0.008281% | 0.005779% | 0.008281% | 0.004786% | 0.006958% | 0.005779% | 0.008281% | 0.01134% | 0.008559% | 0.006492% | 0.008644% | 0.008644% | 0.006492% | 0.008281% | 0.005779% | 0.008281% | 0.004786% | 0.006958% | 0.006913% | 0.006913%
6411 | 0.007194% | 0.008519% | 0.006547% | 0.005742% | 0.00839% | 0.01144% | 0.008627% | 0.005744% | 0.009099% | 0.005744% | 0.00839% | 0.005742% | 0.00839% | 0.004989% | 0.007199% | 0.005742% | 0.00839% | 0.01144% | 0.008627% | 0.005744% | 0.009099% | 0.009099% | 0.005744% | 0.00839% | 0.005742% | 0.00839% | 0.004989% | 0.007199% | 0.007194% | 0.007194%
6412 | 0.008112% | 0.008525% | 0.006597% | 0.005873% | 0.00891% | 0.01155% | 0.008924% | 0.005682% | 0.009764% | 0.005682% | 0.00891% | 0.005873% | 0.00891% | 0.00539% | 0.007885% | 0.005873% | 0.00891% | 0.01155% | 0.008924% | 0.005682% | 0.009764% | 0.009764% | 0.005682% | 0.00891% | 0.005873% | 0.00891% | 0.00539% | 0.007885% | 0.008112% | 0.008112%
6413 | 0.01021% | 0.009049% | 0.006738% | 0.006698% | 0.009851% | 0.01134% | 0.009706% | 0.006657% | 0.01062% | 0.006657% | 0.009851% | 0.006698% | 0.009851% | 0.005965% | 0.009299% | 0.006698% | 0.009851% | 0.01134% | 0.009706% | 0.006657% | 0.01062% | 0.01062% | 0.006657% | 0.009851% | 0.006698% | 0.009851% | 0.005965% | 0.009299% | 0.01021% | 0.01021%
6414 | 0.0151% | 0.00912% | 0.01179% | 0.007256% | 0.01147% | 0.01157% | 0.01075% | 0.008336% | 0.01218% | 0.008336% | 0.01147% | 0.007256% | 0.01147% | 0.007217% | 0.01125% | 0.007256% | 0.01147% | 0.01157% | 0.01075% | 0.008336% | 0.01218% | 0.01218% | 0.008336% | 0.01147% | 0.007256% | 0.01147% | 0.007217% | 0.01125% | 0.0151% | 0.0151%
6415 | 0.01586% | 0.01023% | 0.01437% | 0.007985% | 0.01251% | 0.01066% | 0.01094% | 0.01058% | 0.01325% | 0.01058% | 0.01251% | 0.007985% | 0.01251% | 0.00857% | 0.0122% | 0.007985% | 0.01251% | 0.01066% | 0.01094% | 0.01058% | 0.01325% | 0.01325% | 0.01058% | 0.01251% | 0.007985% | 0.01251% | 0.00857% | 0.0122% | 0.01586% | 0.01586%
6416 | 0.0179% | 0.01332% | 0.01671% | 0.01028% | 0.01429% | 0.01043% | 0.01277% | 0.01276% | 0.01438% | 0.01276% | 0.01429% | 0.01028% | 0.01429% | 0.01168% | 0.01501% | 0.01028% | 0.01429% | 0.01043% | 0.01277% | 0.01276% | 0.01438% | 0.01438% | 0.01276% | 0.01429% | 0.01028% | 0.01429% | 0.01168% | 0.01501% | 0.0179% | 0.0179%
6417 | 0.01949% | 0.01669% | 0.01802% | 0.01196% | 0.01567% | 0.01042% | 0.01439% | 0.01308% | 0.01533% | 0.01308% | 0.01567% | 0.01196% | 0.01567% | 0.01333% | 0.01719% | 0.01196% | 0.01567% | 0.01042% | 0.01439% | 0.01308% | 0.01533% | 0.01533% | 0.01308% | 0.01567% | 0.01196% | 0.01567% | 0.01333% | 0.01719% | 0.01949% | 0.01949%
6418 | 0.02089% | 0.01927% | 0.01953% | 0.01325% | 0.01648% | 0.01073% | 0.01571% | 0.01343% | 0.0157% | 0.01343% | 0.01648% | 0.01325% | 0.01648% | 0.01429% | 0.01872% | 0.01325% | 0.01648% | 0.01073% | 0.01571% | 0.01343% | 0.0157% | 0.0157% | 0.01343% | 0.01648% | 0.01325% | 0.01648% | 0.01429% | 0.01872% | 0.02089% | 0.02089%
6419 | 0.02172% | 0.02037% | 0.0206% | 0.01434% | 0.01669% | 0.01096% | 0.01654% | 0.01323% | 0.01567% | 0.01323% | 0.01669% | 0.01434% | 0.01669% | 0.01517% | 0.01973% | 0.01434% | 0.01669% | 0.01096% | 0.01654% | 0.01323% | 0.01567% | 0.01567% | 0.01323% | 0.01669% | 0.01434% | 0.01669% | 0.01517% | 0.01973% | 0.02172% | 0.02172%
6420 | 0.02187% | 0.02017% | 0.02143% | 0.0152% | 0.01643% | 0.01043% | 0.01676% | 0.01235% | 0.0155% | 0.01235% | 0.01643% | 0.0152% | 0.01643% | 0.01586% | 0.02017% | 0.0152% | 0.01643% | 0.01043% | 0.01676% | 0.01235% | 0.0155% | 0.0155% | 0.01235% | 0.01643% | 0.0152% | 0.01643% | 0.01586% | 0.02017% | 0.02187% | 0.02187%
6421 | 0.02088% | 0.01943% | 0.02169% | 0.01574% | 0.01564% | 0.009421% | 0.01646% | 0.01166% | 0.01507% | 0.01166% | 0.01564% | 0.01574% | 0.01564% | 0.01635% | 0.02017% | 0.01574% | 0.01564% | 0.009421% | 0.01646% | 0.01166% | 0.01507% | 0.01507% | 0.01166% | 0.01564% | 0.01574% | 0.01564% | 0.01635% | 0.02017% | 0.02088% | 0.02088%
6422 | 0.01885% | 0.01682% | 0.0206% | 0.01588% | 0.01423% | 0.008295% | 0.01542% | 0.01125% | 0.014% | 0.01125% | 0.01423% | 0.01588% | 0.01423% | 0.01639% | 0.0198% | 0.01588% | 0.01423% | 0.008295% | 0.01542% | 0.01125% | 0.014% | 0.014% | 0.01125% | 0.01423% | 0.01588% | 0.01423% | 0.01639% | 0.0198% | 0.01885% | 0.01885%
6423 | 0.01658% | 0.01407% | 0.01947% | 0.01575% | 0.01301% | 0.007702% | 0.01384% | 0.0115% | 0.01307% | 0.0115% | 0.01301% | 0.01575% | 0.01301% | 0.016% | 0.01869% | 0.01575% | 0.01301% | 0.007702% | 0.01384% | 0.0115% | 0.01307% | 0.01307% | 0.0115% | 0.01301% | 0.01575% | 0.01301% | 0.016% | 0.01869% | 0.01658% | 0.01658%
6424 | 0.01405% | 0.01261% | 0.01731% | 0.0155% | 0.01207% | 0.007657% | 0.01223% | 0.0102% | 0.01251% | 0.0102% | 0.01207% | 0.0155% | 0.01207% | 0.01518% | 0.01652% | 0.0155% | 0.01207% | 0.007657% | 0.01223% | 0.0102% | 0.01251% | 0.01251% | 0.0102% | 0.01207% | 0.0155% | 0.01207% | 0.01518% | 0.01652% | 0.01405% | 0.01405%
6425 | 0.01162% | 0.01073% | 0.01586% | 0.01492% | 0.01092% | 0.007787% | 0.01079% | 0.01004% | 0.01172% | 0.01004% | 0.01092% | 0.01492% | 0.01092% | 0.01404% | 0.01374% | 0.01492% | 0.01092% | 0.007787% | 0.01079% | 0.01004% | 0.01172% | 0.01172% | 0.01004% | 0.01092% | 0.01492% | 0.01092% | 0.01404% | 0.01374% | 0.01162% | 0.01162%
6426 | 0.009958% | 0.009947% | 0.0152% | 0.01443% | 0.009963% | 0.008704% | 0.01033% | 0.01003% | 0.01072% | 0.01003% | 0.009963% | 0.01443% | 0.009963% | 0.01327% | 0.01161% | 0.01443% | 0.009963% | 0.008704% | 0.01033% | 0.01003% | 0.01072% | 0.01072% | 0.01003% | 0.009963% | 0.01443% | 0.009963% | 0.01327% | 0.01161% | 0.009958% | 0.009958%
6427 | 0.009881% | 0.009604% | 0.01338% | 0.01419% | 0.009778% | 0.01033% | 0.0111% | 0.0102% | 0.01007% | 0.0102% | 0.009778% | 0.01419% | 0.009778% | 0.0134% | 0.01145% | 0.01419% | 0.009778% | 0.01033% | 0.0111% | 0.0102% | 0.01007% | 0.01007% | 0.0102% | 0.009778% | 0.01419% | 0.009778% | 0.0134% | 0.01145% | 0.009881% | 0.009881%
6428 | 0.009167% | 0.009205% | 0.009366% | 0.01298% | 0.009101% | 0.01052% | 0.01041% | 0.01022% | 0.009296% | 0.01022% | 0.009101% | 0.01298% | 0.009101% | 0.01242% | 0.01005% | 0.01298% | 0.009101% | 0.01052% | 0.01041% | 0.01022% | 0.009296% | 0.009296% | 0.01022% | 0.009101% | 0.01298% | 0.009101% | 0.01242% | 0.01005% | 0.009167% | 0.009167%
6429 | 0.007481% | 0.008988% | 0.007251% | 0.01125% | 0.008683% | 0.01062% | 0.009718% | 0.01052% | 0.008884% | 0.01052% | 0.008683% | 0.01125% | 0.008683% | 0.0105% | 0.00911% | 0.01125% | 0.008683% | 0.01062% | 0.009718% | 0.01052% | 0.008884% | 0.008884% | 0.01052% | 0.008683% | 0.01125% | 0.008683% | 0.0105% | 0.00911% | 0.007481% | 0.007481%
6430 | 0.007025% | 0.00891% | 0.006543% | 0.008887% | 0.008525% | 0.01081% | 0.009065% | 0.01077% | 0.008697% | 0.01077% | 0.008525% | 0.008887% | 0.008525% | 0.007318% | 0.008352% | 0.008887% | 0.008525% | 0.01081% | 0.009065% | 0.01077% | 0.008697% | 0.008697% | 0.01077% | 0.008525% | 0.008887% | 0.008525% | 0.007318% | 0.008352% | 0.007025% | 0.007025%
6431 | 0.00691% | 0.008787% | 0.00656% | 0.007299% | 0.008402% | 0.01093% | 0.008679% | 0.01074% | 0.008595% | 0.01074% | 0.008402% | 0.007299% | 0.008402% | 0.005275% | 0.007765% | 0.007299% | 0.008402% | 0.01093% | 0.008679% | 0.01074% | 0.008595% | 0.008595% | 0.01074% | 0.008402% | 0.007299% | 0.008402% | 0.005275% | 0.007765% | 0.00691% | 0.00691%
6432 | 0.00691% | 0.008709% | 0.006544% | 0.006381% | 0.008316% | 0.01109% | 0.008534% | 0.008964% | 0.008494% | 0.008964% | 0.008316% | 0.006381% | 0.008316% | 0.004809% | 0.007144% | 0.006381% | 0.008316% | 0.01109% | 0.008534% | 0.008964% | 0.008494% | 0.008494% | 0.008964% | 0.008316% | 0.006381% | 0.008316% | 0.004809% | 0.007144% | 0.00691% | 0.00691%
6433 | 0.006932% | 0.008639% | 0.006676% | 0.005913% | 0.008254% | 0.01117% | 0.008464% | 0.007587% | 0.008452% | 0.007587% | 0.008254% | 0.005913% | 0.008254% | 0.004723% | 0.006913% | 0.005913% | 0.008254% | 0.01117% | 0.008464% | 0.007587% | 0.008452% | 0.008452% | 0.007587% | 0.008254% | 0.005913% | 0.008254% | 0.004723% | 0.006913% | 0.006932% | 0.006932%
6434 | 0.006987% | 0.008577% | 0.00659% | 0.005762% | 0.008257% | 0.01125% | 0.008479% | 0.006542% | 0.008633% | 0.006542% | 0.008257% | 0.005762% | 0.008257% | 0.004734% | 0.006939% | 0.005762% | 0.008257% | 0.01125% | 0.008479% | 0.006542% | 0.008633% | 0.008633% | 0.006542% | 0.008257% | 0.005762% | 0.008257% | 0.004734% | 0.006939% | 0.006987% | 0.006987%
6435 | 0.007292% | 0.008513% | 0.006561% | 0.00572% | 0.008355% | 0.01132% | 0.00855% | 0.005743% | 0.009098% | 0.005743% | 0.008355% | 0.00572% | 0.008355% | 0.004938% | 0.00718% | 0.00572% | 0.008355% | 0.01132% | 0.00855% | 0.005743% | 0.009098% | 0.009098% | 0.005743% | 0.008355% | 0.00572% | 0.008355% | 0.004938% | 0.00718% | 0.007292% | 0.007292%
6436 | 0.008227% | 0.008479% | 0.00661% | 0.005828% | 0.008833% | 0.01139% | 0.008826% | 0.005726% | 0.009803% | 0.005726% | 0.008833% | 0.005828% | 0.008833% | 0.005331% | 0.007865% | 0.005828% | 0.008833% | 0.01139% | 0.008826% | 0.005726% | 0.009803% | 0.009803% | 0.005726% | 0.008833% | 0.005828% | 0.008833% | 0.005331% | 0.007865% | 0.008227% | 0.008227%
6437 | 0.01024% | 0.009179% | 0.006784% | 0.006582% | 0.009799% | 0.01125% | 0.009621% | 0.006787% | 0.0107% | 0.006787% | 0.009799% | 0.006582% | 0.009799% | 0.005875% | 0.009285% | 0.006582% | 0.009799% | 0.01125% | 0.009621% | 0.006787% | 0.0107% | 0.0107% | 0.006787% | 0.009799% | 0.006582% | 0.009799% | 0.005875% | 0.009285% | 0.01024% | 0.01024%
6438 | 0.01485% | 0.009223% | 0.01138% | 0.007064% | 0.01144% | 0.01148% | 0.01065% | 0.008463% | 0.01236% | 0.008463% | 0.01144% | 0.007064% | 0.01144% | 0.007068% | 0.01124% | 0.007064% | 0.01144% | 0.01148% | 0.01065% | 0.008463% | 0.01236% | 0.01236% | 0.008463% | 0.01144% | 0.007064% | 0.01144% | 0.007068% | 0.01124% | 0.01485% | 0.01485%
6439 | 0.01554% | 0.01021% | 0.01367% | 0.007727% | 0.01252% | 0.01065% | 0.01086% | 0.01077% | 0.01355% | 0.01077% | 0.01252% | 0.007727% | 0.01252% | 0.008339% | 0.01219% | 0.007727% | 0.01252% | 0.01065% | 0.01086% | 0.01077% | 0.01355% | 0.01355% | 0.01077% | 0.01252% | 0.007727% | 0.01252% | 0.008339% | 0.01219% | 0.01554% | 0.01554%
6440 | 0.01766% | 0.01306% | 0.01592% | 0.01005% | 0.01443% | 0.0104% | 0.01273% | 0.01298% | 0.01486% | 0.01298% | 0.01443% | 0.01005% | 0.01443% | 0.01146% | 0.015% | 0.01005% | 0.01443% | 0.0104% | 0.01273% | 0.01298% | 0.01486% | 0.01486% | 0.01298% | 0.01443% | 0.01005% | 0.01443% | 0.01146% | 0.015% | 0.01766% | 0.01766%
6441 | 0.01936% | 0.01636% | 0.01725% | 0.01186% | 0.01607% | 0.01047% | 0.01439% | 0.01351% | 0.01617% | 0.01351% | 0.01607% | 0.01186% | 0.01607% | 0.01332% | 0.01718% | 0.01186% | 0.01607% | 0.01047% | 0.01439% | 0.01351% | 0.01617% | 0.01617% | 0.01351% | 0.01607% | 0.01186% | 0.01607% | 0.01332% | 0.01718% | 0.01936% | 0.01936%
6442 | 0.02097% | 0.01919% | 0.01888% | 0.01332% | 0.01699% | 0.01069% | 0.01572% | 0.01401% | 0.01669% | 0.01401% | 0.01699% | 0.01332% | 0.01699% | 0.01433% | 0.01871% | 0.01332% | 0.01699% | 0.01069% | 0.01572% | 0.01401% | 0.01669% | 0.01669% | 0.01401% | 0.01699% | 0.01332% | 0.01699% | 0.01433% | 0.01871% | 0.02097% | 0.02097%
6443 | 0.02224% | 0.02029% | 0.02022% | 0.01459% | 0.0173% | 0.01082% | 0.01659% | 0.01395% | 0.01675% | 0.01395% | 0.0173% | 0.01459% | 0.0173% | 0.01527% | 0.01974% | 0.01459% | 0.0173% | 0.01082% | 0.01659% | 0.01395% | 0.01675% | 0.01675% | 0.01395% | 0.0173% | 0.01459% | 0.0173% | 0.01527% | 0.01974% | 0.02224% | 0.02224%
6444 | 0.02273% | 0.02015% | 0.02136% | 0.01562% | 0.01711% | 0.01027% | 0.01691% | 0.01323% | 0.0166% | 0.01323% | 0.01711% | 0.01562% | 0.01711% | 0.01605% | 0.0202% | 0.01562% | 0.01711% | 0.01027% | 0.01691% | 0.01323% | 0.0166% | 0.0166% | 0.01323% | 0.01711% | 0.01562% | 0.01711% | 0.01605% | 0.0202% | 0.02273% | 0.02273%
6445 | 0.02222% | 0.01957% | 0.022% | 0.01636% | 0.01643% | 0.009177% | 0.01675% | 0.0127% | 0.01628% | 0.0127% | 0.01643% | 0.01636% | 0.01643% | 0.01664% | 0.02022% | 0.01636% | 0.01643% | 0.009177% | 0.01675% | 0.0127% | 0.01628% | 0.01628% | 0.0127% | 0.01643% | 0.01636% | 0.01643% | 0.01664% | 0.02022% | 0.02222% | 0.02222%
6446 | 0.02033% | 0.01704% | 0.02121% | 0.01663% | 0.01524% | 0.008351% | 0.01596% | 0.01239% | 0.01532% | 0.01239% | 0.01524% | 0.01663% | 0.01524% | 0.0169% | 0.01991% | 0.01663% | 0.01524% | 0.008351% | 0.01596% | 0.01239% | 0.01532% | 0.01532% | 0.01239% | 0.01524% | 0.01663% | 0.01524% | 0.0169% | 0.01991% | 0.02033% | 0.02033%
6447 | 0.01776% | 0.01431% | 0.02007% | 0.0164% | 0.01396% | 0.007788% | 0.0144% | 0.01257% | 0.01434% | 0.01257% | 0.01396% | 0.0164% | 0.01396% | 0.0165% | 0.0188% | 0.0164% | 0.01396% | 0.007788% | 0.0144% | 0.01257% | 0.01434% | 0.01434% | 0.01257% | 0.01396% | 0.0164% | 0.01396% | 0.0165% | 0.0188% | 0.01776% | 0.01776%
6448 | 0.015% | 0.01273% | 0.01775% | 0.01602% | 0.01285% | 0.007693% | 0.01263% | 0.01113% | 0.01357% | 0.01113% | 0.01285% | 0.01602% | 0.01285% | 0.01561% | 0.01661% | 0.01602% | 0.01285% | 0.007693% | 0.01263% | 0.01113% | 0.01357% | 0.01357% | 0.01113% | 0.01285% | 0.01602% | 0.01285% | 0.01561% | 0.01661% | 0.015% | 0.015%
6449 | 0.01227% | 0.01068% | 0.01623% | 0.01532% | 0.01154% | 0.007838% | 0.01107% | 0.01091% | 0.01262% | 0.01091% | 0.01154% | 0.01532% | 0.01154% | 0.01435% | 0.01379% | 0.01532% | 0.01154% | 0.007838% | 0.01107% | 0.01091% | 0.01262% | 0.01262% | 0.01091% | 0.01154% | 0.01532% | 0.01154% | 0.01435% | 0.01379% | 0.01227% | 0.01227%
6450 | 0.01063% | 0.009907% | 0.01581% | 0.01489% | 0.01059% | 0.00894% | 0.01079% | 0.01089% | 0.01153% | 0.01089% | 0.01059% | 0.01489% | 0.01059% | 0.01368% | 0.01197% | 0.01489% | 0.01059% | 0.00894% | 0.01079% | 0.01089% | 0.01153% | 0.01153% | 0.01089% | 0.01059% | 0.01489% | 0.01059% | 0.01368% | 0.01197% | 0.01063% | 0.01063%
6451 | 0.01019% | 0.009602% | 0.01367% | 0.01447% | 0.01013% | 0.01053% | 0.01131% | 0.01093% | 0.01055% | 0.01093% | 0.01013% | 0.01447% | 0.01013% | 0.01362% | 0.01146% | 0.01447% | 0.01013% | 0.01053% | 0.01131% | 0.01093% | 0.01055% | 0.01055% | 0.01093% | 0.01013% | 0.01447% | 0.01013% | 0.01362% | 0.01146% | 0.01019% | 0.01019%
6452 | 0.009358% | 0.009352% | 0.00958% | 0.01328% | 0.009398% | 0.01078% | 0.01056% | 0.0109% | 0.009637% | 0.0109% | 0.009398% | 0.01328% | 0.009398% | 0.01263% | 0.01006% | 0.01328% | 0.009398% | 0.01078% | 0.01056% | 0.0109% | 0.009637% | 0.009637% | 0.0109% | 0.009398% | 0.01328% | 0.009398% | 0.01263% | 0.01006% | 0.009358% | 0.009358%
6453 | 0.007504% | 0.009201% | 0.007283% | 0.01156% | 0.008908% | 0.01088% | 0.009823% | 0.01113% | 0.009121% | 0.01113% | 0.008908% | 0.01156% | 0.008908% | 0.01077% | 0.009115% | 0.01156% | 0.008908% | 0.01088% | 0.009823% | 0.01113% | 0.009121% | 0.009121% | 0.01113% | 0.008908% | 0.01156% | 0.008908% | 0.01077% | 0.009115% | 0.007504% | 0.007504%
6454 | 0.007089% | 0.009112% | 0.006522% | 0.009129% | 0.008672% | 0.01095% | 0.009138% | 0.01126% | 0.008909% | 0.01126% | 0.008672% | 0.009129% | 0.008672% | 0.007569% | 0.008351% | 0.009129% | 0.008672% | 0.01095% | 0.009138% | 0.01126% | 0.008909% | 0.008909% | 0.01126% | 0.008672% | 0.009129% | 0.008672% | 0.007569% | 0.008351% | 0.007089% | 0.007089%
6455 | 0.006874% | 0.009049% | 0.006538% | 0.007432% | 0.008521% | 0.01101% | 0.008721% | 0.01113% | 0.00876% | 0.01113% | 0.008521% | 0.007432% | 0.008521% | 0.005386% | 0.007759% | 0.007432% | 0.008521% | 0.01101% | 0.008721% | 0.01113% | 0.00876% | 0.00876% | 0.01113% | 0.008521% | 0.007432% | 0.008521% | 0.005386% | 0.007759% | 0.006874% | 0.006874%
6456 | 0.006938% | 0.008898% | 0.006497% | 0.006438% | 0.008392% | 0.01106% | 0.008543% | 0.009132% | 0.008604% | 0.009132% | 0.008392% | 0.006438% | 0.008392% | 0.00481% | 0.007131% | 0.006438% | 0.008392% | 0.01106% | 0.008543% | 0.009132% | 0.008604% | 0.008604% | 0.009132% | 0.008392% | 0.006438% | 0.008392% | 0.00481% | 0.007131% | 0.006938% | 0.006938%
6457 | 0.007004% | 0.008904% | 0.006566% | 0.005903% | 0.008339% | 0.01114% | 0.008508% | 0.007715% | 0.008585% | 0.007715% | 0.008339% | 0.005903% | 0.008339% | 0.004641% | 0.006899% | 0.005903% | 0.008339% | 0.01114% | 0.008508% | 0.007715% | 0.008585% | 0.008585% | 0.007715% | 0.008339% | 0.005903% | 0.008339% | 0.004641% | 0.006899% | 0.007004% | 0.007004%
6458 | 0.007047% | 0.008833% | 0.00657% | 0.005755% | 0.008345% | 0.01122% | 0.00852% | 0.006629% | 0.008754% | 0.006629% | 0.008345% | 0.005755% | 0.008345% | 0.004651% | 0.006923% | 0.005755% | 0.008345% | 0.01122% | 0.00852% | 0.006629% | 0.008754% | 0.008754% | 0.006629% | 0.008345% | 0.005755% | 0.008345% | 0.004651% | 0.006923% | 0.007047% | 0.007047%
6459 | 0.007309% | 0.008717% | 0.006504% | 0.005702% | 0.008432% | 0.01125% | 0.008574% | 0.005847% | 0.009236% | 0.005847% | 0.008432% | 0.005702% | 0.008432% | 0.004835% | 0.007165% | 0.005702% | 0.008432% | 0.01125% | 0.008574% | 0.005847% | 0.009236% | 0.009236% | 0.005847% | 0.008432% | 0.005702% | 0.008432% | 0.004835% | 0.007165% | 0.007309% | 0.007309%
6460 | 0.00822% | 0.008591% | 0.006553% | 0.00582% | 0.008949% | 0.01125% | 0.008853% | 0.005772% | 0.009905% | 0.005772% | 0.008949% | 0.00582% | 0.008949% | 0.005214% | 0.007845% | 0.00582% | 0.008949% | 0.01125% | 0.008853% | 0.005772% | 0.009905% | 0.009905% | 0.005772% | 0.008949% | 0.00582% | 0.008949% | 0.005214% | 0.007845% | 0.00822% | 0.00822%
6461 | 0.01027% | 0.009267% | 0.006712% | 0.006637% | 0.009945% | 0.01104% | 0.009649% | 0.006764% | 0.0108% | 0.006764% | 0.009945% | 0.006637% | 0.009945% | 0.005796% | 0.009262% | 0.006637% | 0.009945% | 0.01104% | 0.009649% | 0.006764% | 0.0108% | 0.0108% | 0.006764% | 0.009945% | 0.006637% | 0.009945% | 0.005796% | 0.009262% | 0.01027% | 0.01027%
6462 | 0.01472% | 0.009241% | 0.01121% | 0.007177% | 0.01165% | 0.01127% | 0.01076% | 0.00847% | 0.01247% | 0.00847% | 0.01165% | 0.007177% | 0.01165% | 0.007063% | 0.01129% | 0.007177% | 0.01165% | 0.01127% | 0.01076% | 0.00847% | 0.01247% | 0.01247% | 0.00847% | 0.01165% | 0.007177% | 0.01165% | 0.007063% | 0.01129% | 0.01472% | 0.01472%
6463 | 0.01548% | 0.01025% | 0.01357% | 0.007904% | 0.01275% | 0.01048% | 0.01095% | 0.01081% | 0.01365% | 0.01081% | 0.01275% | 0.007904% | 0.01275% | 0.008433% | 0.01218% | 0.007904% | 0.01275% | 0.01048% | 0.01095% | 0.01081% | 0.01365% | 0.01365% | 0.01081% | 0.01275% | 0.007904% | 0.01275% | 0.008433% | 0.01218% | 0.01548% | 0.01548%
6464 | 0.01751% | 0.0134% | 0.01598% | 0.01029% | 0.01475% | 0.01044% | 0.01284% | 0.01306% | 0.01498% | 0.01306% | 0.01475% | 0.01029% | 0.01475% | 0.01164% | 0.015% | 0.01029% | 0.01475% | 0.01044% | 0.01284% | 0.01306% | 0.01498% | 0.01498% | 0.01306% | 0.01475% | 0.01029% | 0.01475% | 0.01164% | 0.015% | 0.01751% | 0.01751%
6465 | 0.01942% | 0.01666% | 0.01747% | 0.01208% | 0.01644% | 0.01054% | 0.01463% | 0.01346% | 0.01608% | 0.01346% | 0.01644% | 0.01208% | 0.01644% | 0.01336% | 0.01719% | 0.01208% | 0.01644% | 0.01054% | 0.01463% | 0.01346% | 0.01608% | 0.01608% | 0.01346% | 0.01644% | 0.01208% | 0.01644% | 0.01336% | 0.01719% | 0.01942% | 0.01942%
6466 | 0.02109% | 0.01936% | 0.01933% | 0.01348% | 0.01741% | 0.01094% | 0.01616% | 0.01382% | 0.01649% | 0.01382% | 0.01741% | 0.01348% | 0.01741% | 0.01432% | 0.01876% | 0.01348% | 0.01741% | 0.01094% | 0.01616% | 0.01382% | 0.01649% | 0.01649% | 0.01382% | 0.01741% | 0.01348% | 0.01741% | 0.01432% | 0.01876% | 0.02109% | 0.02109%
6467 | 0.02199% | 0.02036% | 0.02041% | 0.0145% | 0.01753% | 0.01102% | 0.01693% | 0.01367% | 0.01642% | 0.01367% | 0.01753% | 0.0145% | 0.01753% | 0.01495% | 0.01978% | 0.0145% | 0.01753% | 0.01102% | 0.01693% | 0.01367% | 0.01642% | 0.01642% | 0.01367% | 0.01753% | 0.0145% | 0.01753% | 0.01495% | 0.01978% | 0.02199% | 0.02199%
6468 | 0.02239% | 0.02009% | 0.0214% | 0.01545% | 0.01722% | 0.01065% | 0.01714% | 0.01293% | 0.0162% | 0.01293% | 0.01722% | 0.01545% | 0.01722% | 0.01562% | 0.02021% | 0.01545% | 0.01722% | 0.01065% | 0.01714% | 0.01293% | 0.0162% | 0.0162% | 0.01293% | 0.01722% | 0.01545% | 0.01722% | 0.01562% | 0.02021% | 0.02239% | 0.02239%
6469 | 0.02165% | 0.01937% | 0.02187% | 0.01619% | 0.01644% | 0.009744% | 0.01693% | 0.01238% | 0.01578% | 0.01238% | 0.01644% | 0.01619% | 0.01644% | 0.01626% | 0.02021% | 0.01619% | 0.01644% | 0.009744% | 0.01693% | 0.01238% | 0.01578% | 0.01578% | 0.01238% | 0.01644% | 0.01619% | 0.01644% | 0.01626% | 0.02021% | 0.02165% | 0.02165%
6470 | 0.01974% | 0.01679% | 0.02093% | 0.01641% | 0.0151% | 0.008866% | 0.01605% | 0.01206% | 0.01471% | 0.01206% | 0.0151% | 0.01641% | 0.0151% | 0.01653% | 0.01987% | 0.01641% | 0.0151% | 0.008866% | 0.01605% | 0.01206% | 0.01471% | 0.01471% | 0.01206% | 0.0151% | 0.01641% | 0.0151% | 0.01653% | 0.01987% | 0.01974% | 0.01974%
6471 | 0.01742% | 0.01408% | 0.01987% | 0.01631% | 0.01387% | 0.008369% | 0.01452% | 0.01232% | 0.01379% | 0.01232% | 0.01387% | 0.01631% | 0.01387% | 0.01638% | 0.01877% | 0.01631% | 0.01387% | 0.008369% | 0.01452% | 0.01232% | 0.01379% | 0.01379% | 0.01232% | 0.01387% | 0.01631% | 0.01387% | 0.01638% | 0.01877% | 0.01742% | 0.01742%
6472 | 0.01467% | 0.01248% | 0.01737% | 0.01596% | 0.01279% | 0.008155% | 0.01273% | 0.01092% | 0.0131% | 0.01092% | 0.01279% | 0.01596% | 0.01279% | 0.01562% | 0.01657% | 0.01596% | 0.01279% | 0.008155% | 0.01273% | 0.01092% | 0.0131% | 0.0131% | 0.01092% | 0.01279% | 0.01596% | 0.01279% | 0.01562% | 0.01657% | 0.01467% | 0.01467%
6473 | 0.01182% | 0.01041% | 0.01569% | 0.01523% | 0.01155% | 0.008046% | 0.01111% | 0.01066% | 0.01231% | 0.01066% | 0.01155% | 0.01523% | 0.01155% | 0.01443% | 0.01376% | 0.01523% | 0.01155% | 0.008046% | 0.01111% | 0.01066% | 0.01231% | 0.01231% | 0.01066% | 0.01155% | 0.01523% | 0.01155% | 0.01443% | 0.01376% | 0.01182% | 0.01182%
6474 | 0.0103% | 0.009634% | 0.0151% | 0.01474% | 0.01048% | 0.008935% | 0.01071% | 0.01047% | 0.01112% | 0.01047% | 0.01048% | 0.01474% | 0.01048% | 0.01374% | 0.01196% | 0.01474% | 0.01048% | 0.008935% | 0.01071% | 0.01047% | 0.01112% | 0.01112% | 0.01047% | 0.01048% | 0.01474% | 0.01048% | 0.01374% | 0.01196% | 0.0103% | 0.0103%
6475 | 0.00992% | 0.009269% | 0.01309% | 0.01428% | 0.009939% | 0.01038% | 0.01117% | 0.0104% | 0.01021% | 0.0104% | 0.009939% | 0.01428% | 0.009939% | 0.01368% | 0.01145% | 0.01428% | 0.009939% | 0.01038% | 0.01117% | 0.0104% | 0.01021% | 0.01021% | 0.0104% | 0.009939% | 0.01428% | 0.009939% | 0.01368% | 0.01145% | 0.00992% | 0.00992%
6476 | 0.009123% | 0.008914% | 0.009243% | 0.01309% | 0.009217% | 0.01047% | 0.01045% | 0.01037% | 0.00936% | 0.01037% | 0.009217% | 0.01309% | 0.009217% | 0.01271% | 0.01004% | 0.01309% | 0.009217% | 0.01047% | 0.01045% | 0.01037% | 0.00936% | 0.00936% | 0.01037% | 0.009217% | 0.01309% | 0.009217% | 0.01271% | 0.01004% | 0.009123% | 0.009123%
6477 | 0.007426% | 0.008734% | 0.007231% | 0.01136% | 0.008756% | 0.01051% | 0.009727% | 0.0107% | 0.008928% | 0.0107% | 0.008756% | 0.01136% | 0.008756% | 0.01073% | 0.009107% | 0.01136% | 0.008756% | 0.01051% | 0.009727% | 0.0107% | 0.008928% | 0.008928% | 0.0107% | 0.008756% | 0.01136% | 0.008756% | 0.01073% | 0.009107% | 0.007426% | 0.007426%
6478 | 0.007057% | 0.008678% | 0.006541% | 0.008935% | 0.00859% | 0.01066% | 0.009078% | 0.01094% | 0.008735% | 0.01094% | 0.00859% | 0.008935% | 0.00859% | 0.007422% | 0.008347% | 0.008935% | 0.00859% | 0.01066% | 0.009078% | 0.01094% | 0.008735% | 0.008735% | 0.01094% | 0.00859% | 0.008935% | 0.00859% | 0.007422% | 0.008347% | 0.007057% | 0.007057%
6479 | 0.006917% | 0.008597% | 0.006503% | 0.0073% | 0.008445% | 0.01076% | 0.008682% | 0.01099% | 0.008654% | 0.01099% | 0.008445% | 0.0073% | 0.008445% | 0.005212% | 0.007757% | 0.0073% | 0.008445% | 0.01076% | 0.008682% | 0.01099% | 0.008654% | 0.008654% | 0.01099% | 0.008445% | 0.0073% | 0.008445% | 0.005212% | 0.007757% | 0.006917% | 0.006917%
6480 | 0.006938% | 0.008651% | 0.006515% | 0.006375% | 0.008373% | 0.01088% | 0.008531% | 0.009209% | 0.008603% | 0.009209% | 0.008373% | 0.006375% | 0.008373% | 0.004687% | 0.007127% | 0.006375% | 0.008373% | 0.01088% | 0.008531% | 0.009209% | 0.008603% | 0.008603% | 0.009209% | 0.008373% | 0.006375% | 0.008373% | 0.004687% | 0.007127% | 0.006938% | 0.006938%
6481 | 0.007023% | 0.008527% | 0.006612% | 0.005918% | 0.00829% | 0.01087% | 0.008477% | 0.007868% | 0.008565% | 0.007868% | 0.00829% | 0.005918% | 0.00829% | 0.004662% | 0.006898% | 0.005918% | 0.00829% | 0.01087% | 0.008477% | 0.007868% | 0.008565% | 0.008565% | 0.007868% | 0.00829% | 0.005918% | 0.00829% | 0.004662% | 0.006898% | 0.007023% | 0.007023%
6482 | 0.00706% | 0.008491% | 0.006568% | 0.005757% | 0.008296% | 0.01093% | 0.008473% | 0.006784% | 0.008774% | 0.006784% | 0.008296% | 0.005757% | 0.008296% | 0.004671% | 0.006918% | 0.005757% | 0.008296% | 0.01093% | 0.008473% | 0.006784% | 0.008774% | 0.008774% | 0.006784% | 0.008296% | 0.005757% | 0.008296% | 0.004671% | 0.006918% | 0.00706% | 0.00706%
6483 | 0.00735% | 0.008433% | 0.006561% | 0.005715% | 0.008386% | 0.01099% | 0.00854% | 0.005925% | 0.009259% | 0.005925% | 0.008386% | 0.005715% | 0.008386% | 0.004872% | 0.007158% | 0.005715% | 0.008386% | 0.01099% | 0.00854% | 0.005925% | 0.009259% | 0.009259% | 0.005925% | 0.008386% | 0.005715% | 0.008386% | 0.004872% | 0.007158% | 0.00735% | 0.00735%
6484 | 0.00831% | 0.008401% | 0.006553% | 0.005824% | 0.008884% | 0.01107% | 0.008825% | 0.005838% | 0.009959% | 0.005838% | 0.008884% | 0.005824% | 0.008884% | 0.005271% | 0.00784% | 0.005824% | 0.008884% | 0.01107% | 0.008825% | 0.005838% | 0.009959% | 0.009959% | 0.005838% | 0.008884% | 0.005824% | 0.008884% | 0.005271% | 0.00784% | 0.00831% | 0.00831%
6485 | 0.01031% | 0.009033% | 0.00675% | 0.006593% | 0.009807% | 0.0108% | 0.009626% | 0.006862% | 0.01086% | 0.006862% | 0.009807% | 0.006593% | 0.009807% | 0.005856% | 0.009256% | 0.006593% | 0.009807% | 0.0108% | 0.009626% | 0.006862% | 0.01086% | 0.01086% | 0.006862% | 0.009807% | 0.006593% | 0.009807% | 0.005856% | 0.009256% | 0.01031% | 0.01031%
6486 | 0.01485% | 0.009038% | 0.01093% | 0.007133% | 0.0115% | 0.01106% | 0.01073% | 0.008564% | 0.01258% | 0.008564% | 0.0115% | 0.007133% | 0.0115% | 0.00712% | 0.01128% | 0.007133% | 0.0115% | 0.01106% | 0.01073% | 0.008564% | 0.01258% | 0.01258% | 0.008564% | 0.0115% | 0.007133% | 0.0115% | 0.00712% | 0.01128% | 0.01485% | 0.01485%
6487 | 0.01576% | 0.01007% | 0.0134% | 0.007825% | 0.01261% | 0.01037% | 0.01093% | 0.011% | 0.01377% | 0.011% | 0.01261% | 0.007825% | 0.01261% | 0.008513% | 0.01218% | 0.007825% | 0.01261% | 0.01037% | 0.01093% | 0.011% | 0.01377% | 0.01377% | 0.011% | 0.01261% | 0.007825% | 0.01261% | 0.008513% | 0.01218% | 0.01576% | 0.01576%
6488 | 0.01805% | 0.01325% | 0.01585% | 0.01021% | 0.0147% | 0.01049% | 0.01286% | 0.01331% | 0.01515% | 0.01331% | 0.0147% | 0.01021% | 0.0147% | 0.01179% | 0.015% | 0.01021% | 0.0147% | 0.01049% | 0.01286% | 0.01331% | 0.01515% | 0.01515% | 0.01331% | 0.0147% | 0.01021% | 0.0147% | 0.01179% | 0.015% | 0.01805% | 0.01805%
6489 | 0.02001% | 0.01655% | 0.0174% | 0.01205% | 0.01654% | 0.01054% | 0.01465% | 0.01392% | 0.01653% | 0.01392% | 0.01654% | 0.01205% | 0.01654% | 0.01362% | 0.01719% | 0.01205% | 0.01654% | 0.01054% | 0.01465% | 0.01392% | 0.01653% | 0.01653% | 0.01392% | 0.01654% | 0.01205% | 0.01654% | 0.01362% | 0.01719% | 0.02001% | 0.02001%
6490 | 0.02182% | 0.01919% | 0.01921% | 0.01354% | 0.01753% | 0.01069% | 0.01609% | 0.01445% | 0.01705% | 0.01445% | 0.01753% | 0.01354% | 0.01753% | 0.01466% | 0.01874% | 0.01354% | 0.01753% | 0.01069% | 0.01609% | 0.01445% | 0.01705% | 0.01705% | 0.01445% | 0.01753% | 0.01354% | 0.01753% | 0.01466% | 0.01874% | 0.02182% | 0.02182%
6491 | 0.02295% | 0.02016% | 0.02045% | 0.01477% | 0.0178% | 0.0108% | 0.01689% | 0.01435% | 0.01714% | 0.01435% | 0.0178% | 0.01477% | 0.0178% | 0.01549% | 0.01976% | 0.01477% | 0.0178% | 0.0108% | 0.01689% | 0.01435% | 0.01714% | 0.01714% | 0.01435% | 0.0178% | 0.01477% | 0.0178% | 0.01549% | 0.01976% | 0.02295% | 0.02295%
6492 | 0.02314% | 0.01982% | 0.0214% | 0.01571% | 0.0173% | 0.01045% | 0.01703% | 0.01349% | 0.01667% | 0.01349% | 0.0173% | 0.01571% | 0.0173% | 0.01617% | 0.02017% | 0.01571% | 0.0173% | 0.01045% | 0.01703% | 0.01349% | 0.01667% | 0.01667% | 0.01349% | 0.0173% | 0.01571% | 0.0173% | 0.01617% | 0.02017% | 0.02314% | 0.02314%
6493 | 0.0221% | 0.01901% | 0.0215% | 0.01624% | 0.01633% | 0.009675% | 0.01668% | 0.01275% | 0.01609% | 0.01275% | 0.01633% | 0.01624% | 0.01633% | 0.01663% | 0.02014% | 0.01624% | 0.01633% | 0.009675% | 0.01668% | 0.01275% | 0.01609% | 0.01609% | 0.01275% | 0.01633% | 0.01624% | 0.01633% | 0.01663% | 0.02014% | 0.0221% | 0.0221%
6494 | 0.01992% | 0.01646% | 0.02029% | 0.01632% | 0.01497% | 0.008763% | 0.01572% | 0.01244% | 0.01505% | 0.01244% | 0.01497% | 0.01632% | 0.01497% | 0.01667% | 0.01978% | 0.01632% | 0.01497% | 0.008763% | 0.01572% | 0.01244% | 0.01505% | 0.01505% | 0.01244% | 0.01497% | 0.01632% | 0.01497% | 0.01667% | 0.01978% | 0.01992% | 0.01992%
6495 | 0.01754% | 0.01387% | 0.01916% | 0.01607% | 0.01375% | 0.008174% | 0.0142% | 0.01271% | 0.01417% | 0.01271% | 0.01375% | 0.01607% | 0.01375% | 0.01622% | 0.01868% | 0.01607% | 0.01375% | 0.008174% | 0.0142% | 0.01271% | 0.01417% | 0.01417% | 0.01271% | 0.01375% | 0.01607% | 0.01375% | 0.01622% | 0.01868% | 0.01754% | 0.01754%
6496 | 0.01477% | 0.01226% | 0.01677% | 0.01563% | 0.01255% | 0.00796% | 0.01239% | 0.01129% | 0.01343% | 0.01129% | 0.01255% | 0.01563% | 0.01255% | 0.01523% | 0.01651% | 0.01563% | 0.01255% | 0.00796% | 0.01239% | 0.01129% | 0.01343% | 0.01343% | 0.01129% | 0.01255% | 0.01563% | 0.01255% | 0.01523% | 0.01651% | 0.01477% | 0.01477%
6497 | 0.01211% | 0.01024% | 0.0153% | 0.01494% | 0.0113% | 0.007962% | 0.01083% | 0.01116% | 0.0126% | 0.01116% | 0.0113% | 0.01494% | 0.0113% | 0.01398% | 0.01373% | 0.01494% | 0.0113% | 0.007962% | 0.01083% | 0.01116% | 0.0126% | 0.0126% | 0.01116% | 0.0113% | 0.01494% | 0.0113% | 0.01398% | 0.01373% | 0.01211% | 0.01211%
6498 | 0.01083% | 0.009522% | 0.0151% | 0.01463% | 0.01051% | 0.009002% | 0.01068% | 0.01127% | 0.01161% | 0.01127% | 0.01051% | 0.01463% | 0.01051% | 0.01346% | 0.012% | 0.01463% | 0.01051% | 0.009002% | 0.01068% | 0.01127% | 0.01161% | 0.01161% | 0.01127% | 0.01051% | 0.01463% | 0.01051% | 0.01346% | 0.012% | 0.01083% | 0.01083%
6499 | 0.01052% | 0.009298% | 0.01321% | 0.01427% | 0.01004% | 0.01053% | 0.01121% | 0.01139% | 0.01072% | 0.01139% | 0.01004% | 0.01427% | 0.01004% | 0.01346% | 0.01146% | 0.01427% | 0.01004% | 0.01053% | 0.01121% | 0.01139% | 0.01072% | 0.01072% | 0.01139% | 0.01004% | 0.01427% | 0.01004% | 0.01346% | 0.01146% | 0.01052% | 0.01052%
6500 | 0.009783% | 0.009053% | 0.009493% | 0.01313% | 0.009352% | 0.01075% | 0.01052% | 0.01143% | 0.009842% | 0.01143% | 0.009352% | 0.01313% | 0.009352% | 0.01257% | 0.01007% | 0.01313% | 0.009352% | 0.01075% | 0.01052% | 0.01143% | 0.009842% | 0.009842% | 0.01143% | 0.009352% | 0.01313% | 0.009352% | 0.01257% | 0.01007% | 0.009783% | 0.009783%
6501 | 0.00749% | 0.008887% | 0.007354% | 0.01139% | 0.008898% | 0.01089% | 0.009809% | 0.01176% | 0.009353% | 0.01176% | 0.008898% | 0.01139% | 0.008898% | 0.01066% | 0.009132% | 0.01139% | 0.008898% | 0.01089% | 0.009809% | 0.01176% | 0.009353% | 0.009353% | 0.01176% | 0.008898% | 0.01139% | 0.008898% | 0.01066% | 0.009132% | 0.00749% | 0.00749%
6502 | 0.007102% | 0.008797% | 0.006645% | 0.008983% | 0.008696% | 0.01103% | 0.009159% | 0.01199% | 0.009143% | 0.01199% | 0.008696% | 0.008983% | 0.008696% | 0.00747% | 0.008373% | 0.008983% | 0.008696% | 0.01103% | 0.009159% | 0.01199% | 0.009143% | 0.009143% | 0.01199% | 0.008696% | 0.008983% | 0.008696% | 0.00747% | 0.008373% | 0.007102% | 0.007102%
6503 | 0.007017% | 0.008763% | 0.006615% | 0.007379% | 0.00857% | 0.01112% | 0.008762% | 0.01196% | 0.009041% | 0.01196% | 0.00857% | 0.007379% | 0.00857% | 0.005421% | 0.007788% | 0.007379% | 0.00857% | 0.01112% | 0.008762% | 0.01196% | 0.009041% | 0.009041% | 0.01196% | 0.00857% | 0.007379% | 0.00857% | 0.005421% | 0.007788% | 0.007017% | 0.007017%
6504 | 0.007003% | 0.008626% | 0.006576% | 0.006431% | 0.008452% | 0.01112% | 0.008602% | 0.009613% | 0.008841% | 0.009613% | 0.008452% | 0.006431% | 0.008452% | 0.004878% | 0.007155% | 0.006431% | 0.008452% | 0.01112% | 0.008602% | 0.009613% | 0.008841% | 0.008841% | 0.009613% | 0.008452% | 0.006431% | 0.008452% | 0.004878% | 0.007155% | 0.007003% | 0.007003%
6505 | 0.005792% | 0.01047% | 0.005708% | 0.00584% | 0.008785% | 0.01227% | 0.008839% | 0.008213% | 0.008962% | 0.008213% | 0.008785% | 0.00584% | 0.008785% | 0.005083% | 0.006969% | 0.00584% | 0.008785% | 0.01227% | 0.008839% | 0.008213% | 0.008962% | 0.008962% | 0.008213% | 0.008785% | 0.00584% | 0.008785% | 0.005083% | 0.006969% | 0.005792% | 0.005792%
6506 | 0.005682% | 0.01059% | 0.005595% | 0.005752% | 0.008678% | 0.01232% | 0.008783% | 0.007523% | 0.009137% | 0.007523% | 0.008678% | 0.005752% | 0.008678% | 0.004714% | 0.006966% | 0.005752% | 0.008678% | 0.01232% | 0.008783% | 0.007523% | 0.009137% | 0.009137% | 0.007523% | 0.008678% | 0.005752% | 0.008678% | 0.004714% | 0.006966% | 0.005682% | 0.005682%
6507 | 0.005561% | 0.01064% | 0.005515% | 0.00575% | 0.008886% | 0.01235% | 0.008707% | 0.007323% | 0.009793% | 0.007323% | 0.008886% | 0.00575% | 0.008886% | 0.004782% | 0.006962% | 0.00575% | 0.008886% | 0.01235% | 0.008707% | 0.007323% | 0.009793% | 0.009793% | 0.007323% | 0.008886% | 0.00575% | 0.008886% | 0.004782% | 0.006962% | 0.005561% | 0.005561%
6508 | 0.005579% | 0.01072% | 0.0055% | 0.00585% | 0.009241% | 0.01238% | 0.008602% | 0.007564% | 0.0101% | 0.007564% | 0.009241% | 0.00585% | 0.009241% | 0.005124% | 0.006955% | 0.00585% | 0.009241% | 0.01238% | 0.008602% | 0.007564% | 0.0101% | 0.0101% | 0.007564% | 0.009241% | 0.00585% | 0.009241% | 0.005124% | 0.006955% | 0.005579% | 0.005579%
6509 | 0.005458% | 0.0113% | 0.005381% | 0.006423% | 0.009249% | 0.01233% | 0.00854% | 0.00836% | 0.01022% | 0.00836% | 0.009249% | 0.006423% | 0.009249% | 0.005616% | 0.006961% | 0.006423% | 0.009249% | 0.01233% | 0.00854% | 0.00836% | 0.01022% | 0.01022% | 0.00836% | 0.009249% | 0.006423% | 0.009249% | 0.005616% | 0.006961% | 0.005458% | 0.005458%
6510 | 0.007936% | 0.01106% | 0.007504% | 0.006921% | 0.009432% | 0.01236% | 0.008326% | 0.009732% | 0.01092% | 0.009732% | 0.009432% | 0.006921% | 0.009432% | 0.006846% | 0.006558% | 0.006921% | 0.009432% | 0.01236% | 0.008326% | 0.009732% | 0.01092% | 0.01092% | 0.009732% | 0.009432% | 0.006921% | 0.009432% | 0.006846% | 0.006558% | 0.007936% | 0.007936%
6511 | 0.005994% | 0.01116% | 0.005491% | 0.007649% | 0.009057% | 0.01138% | 0.006753% | 0.01214% | 0.01104% | 0.01214% | 0.009057% | 0.007649% | 0.009057% | 0.008193% | 0.004374% | 0.007649% | 0.009057% | 0.01138% | 0.006753% | 0.01214% | 0.01104% | 0.01104% | 0.01214% | 0.009057% | 0.007649% | 0.009057% | 0.008193% | 0.004374% | 0.005994% | 0.005994%
6512 | 0.005499% | 0.01191% | 0.00502% | 0.01003% | 0.009533% | 0.01122% | 0.00701% | 0.0139% | 0.01134% | 0.0139% | 0.009533% | 0.01003% | 0.009533% | 0.01132% | 0.004318% | 0.01003% | 0.009533% | 0.01122% | 0.00701% | 0.0139% | 0.01134% | 0.01134% | 0.0139% | 0.009533% | 0.01003% | 0.009533% | 0.01132% | 0.004318% | 0.005499% | 0.005499%
6513 | 0.005499% | 0.01312% | 0.004764% | 0.01182% | 0.01032% | 0.01115% | 0.007385% | 0.01456% | 0.01175% | 0.01456% | 0.01032% | 0.01182% | 0.01032% | 0.01302% | 0.004282% | 0.01182% | 0.01032% | 0.01115% | 0.007385% | 0.01456% | 0.01175% | 0.01175% | 0.01456% | 0.01032% | 0.01182% | 0.01032% | 0.01302% | 0.004282% | 0.005499% | 0.005499%
6514 | 0.005536% | 0.01459% | 0.004813% | 0.01313% | 0.01097% | 0.01115% | 0.00788% | 0.01571% | 0.01213% | 0.01571% | 0.01097% | 0.01313% | 0.01097% | 0.01386% | 0.004271% | 0.01313% | 0.01097% | 0.01115% | 0.00788% | 0.01571% | 0.01213% | 0.01213% | 0.01571% | 0.01097% | 0.01313% | 0.01097% | 0.01386% | 0.004271% | 0.005536% | 0.005536%
6515 | 0.005543% | 0.01557% | 0.00496% | 0.01409% | 0.01106% | 0.01089% | 0.008351% | 0.01624% | 0.01224% | 0.01624% | 0.01106% | 0.01409% | 0.01106% | 0.01425% | 0.004268% | 0.01409% | 0.01106% | 0.01089% | 0.008351% | 0.01624% | 0.01224% | 0.01224% | 0.01624% | 0.01106% | 0.01409% | 0.01106% | 0.01425% | 0.004268% | 0.005543% | 0.005543%
6516 | 0.00566% | 0.01554% | 0.004773% | 0.01497% | 0.01113% | 0.01041% | 0.008635% | 0.01631% | 0.01239% | 0.01631% | 0.01113% | 0.01497% | 0.01113% | 0.01472% | 0.004269% | 0.01497% | 0.01113% | 0.01041% | 0.008635% | 0.01631% | 0.01239% | 0.01239% | 0.01631% | 0.01113% | 0.01497% | 0.01113% | 0.01472% | 0.004269% | 0.00566% | 0.00566%
6517 | 0.005815% | 0.01485% | 0.004761% | 0.01544% | 0.01128% | 0.009647% | 0.008607% | 0.01634% | 0.01254% | 0.01634% | 0.01128% | 0.01544% | 0.01128% | 0.01519% | 0.004275% | 0.01544% | 0.01128% | 0.009647% | 0.008607% | 0.01634% | 0.01254% | 0.01254% | 0.01634% | 0.01128% | 0.01544% | 0.01128% | 0.01519% | 0.004275% | 0.005815% | 0.005815%
6518 | 0.005626% | 0.01352% | 0.004716% | 0.01539% | 0.01128% | 0.008737% | 0.00824% | 0.01615% | 0.01253% | 0.01615% | 0.01128% | 0.01539% | 0.01128% | 0.01545% | 0.004276% | 0.01539% | 0.01128% | 0.008737% | 0.00824% | 0.01615% | 0.01253% | 0.01253% | 0.01615% | 0.01128% | 0.01539% | 0.01128% | 0.01545% | 0.004276% | 0.005626% | 0.005626%
6519 | 0.005911% | 0.01244% | 0.00469% | 0.01526% | 0.01128% | 0.008011% | 0.007729% | 0.01615% | 0.01253% | 0.01615% | 0.01128% | 0.01526% | 0.01128% | 0.0157% | 0.004272% | 0.01526% | 0.01128% | 0.008011% | 0.007729% | 0.01615% | 0.01253% | 0.01253% | 0.01615% | 0.01128% | 0.01526% | 0.01128% | 0.0157% | 0.004272% | 0.005911% | 0.005911%
6520 | 0.005831% | 0.01178% | 0.004691% | 0.01506% | 0.01105% | 0.007904% | 0.007197% | 0.01442% | 0.01218% | 0.01442% | 0.01105% | 0.01506% | 0.01105% | 0.01586% | 0.004267% | 0.01506% | 0.01105% | 0.007904% | 0.007197% | 0.01442% | 0.01218% | 0.01218% | 0.01442% | 0.01105% | 0.01506% | 0.01105% | 0.01586% | 0.004267% | 0.005831% | 0.005831%
6521 | 0.005621% | 0.01094% | 0.004618% | 0.0145% | 0.01054% | 0.008157% | 0.006708% | 0.01379% | 0.01162% | 0.01379% | 0.01054% | 0.0145% | 0.01054% | 0.01563% | 0.004268% | 0.0145% | 0.01054% | 0.008157% | 0.006708% | 0.01379% | 0.01162% | 0.01162% | 0.01379% | 0.01054% | 0.0145% | 0.01054% | 0.01563% | 0.004268% | 0.005621% | 0.005621%
6522 | 0.006822% | 0.01051% | 0.005702% | 0.01412% | 0.01025% | 0.009493% | 0.007261% | 0.01342% | 0.01113% | 0.01342% | 0.01025% | 0.01412% | 0.01025% | 0.01558% | 0.005406% | 0.01412% | 0.01025% | 0.009493% | 0.007261% | 0.01342% | 0.01113% | 0.01113% | 0.01342% | 0.01025% | 0.01412% | 0.01025% | 0.01558% | 0.005406% | 0.006822% | 0.006822%
6523 | 0.008063% | 0.01037% | 0.007074% | 0.01373% | 0.01009% | 0.01134% | 0.008312% | 0.01302% | 0.01077% | 0.01302% | 0.01009% | 0.01373% | 0.01009% | 0.01566% | 0.006934% | 0.01373% | 0.01009% | 0.01134% | 0.008312% | 0.01302% | 0.01077% | 0.01077% | 0.01302% | 0.01009% | 0.01373% | 0.01009% | 0.01566% | 0.006934% | 0.008063% | 0.008063%
6524 | 0.008215% | 0.01027% | 0.007411% | 0.01262% | 0.009619% | 0.01171% | 0.008356% | 0.01235% | 0.01036% | 0.01235% | 0.009619% | 0.01262% | 0.009619% | 0.01475% | 0.006953% | 0.01262% | 0.009619% | 0.01171% | 0.008356% | 0.01235% | 0.01036% | 0.01036% | 0.01235% | 0.009619% | 0.01262% | 0.009619% | 0.01475% | 0.006953% | 0.008215% | 0.008215%
6525 | 0.006613% | 0.01025% | 0.006388% | 0.01093% | 0.009097% | 0.01191% | 0.00845% | 0.01182% | 0.009752% | 0.01182% | 0.009097% | 0.01093% | 0.009097% | 0.01263% | 0.006966% | 0.01093% | 0.009097% | 0.01191% | 0.00845% | 0.01182% | 0.009752% | 0.009752% | 0.01182% | 0.009097% | 0.01093% | 0.009097% | 0.01263% | 0.006966% | 0.006613% | 0.006613%
6526 | 0.006447% | 0.0102% | 0.006297% | 0.008526% | 0.008808% | 0.01206% | 0.008567% | 0.0112% | 0.009263% | 0.0112% | 0.008808% | 0.008526% | 0.008808% | 0.009054% | 0.006979% | 0.008526% | 0.008808% | 0.01206% | 0.008567% | 0.0112% | 0.009263% | 0.009263% | 0.0112% | 0.008808% | 0.008526% | 0.008808% | 0.009054% | 0.006979% | 0.006447% | 0.006447%
6527 | 0.006202% | 0.01016% | 0.006114% | 0.00691% | 0.008613% | 0.01207% | 0.008706% | 0.01002% | 0.008981% | 0.01002% | 0.008613% | 0.00691% | 0.008613% | 0.006523% | 0.006991% | 0.00691% | 0.008613% | 0.01207% | 0.008706% | 0.01002% | 0.008981% | 0.008981% | 0.01002% | 0.008613% | 0.00691% | 0.008613% | 0.006523% | 0.006991% | 0.006202% | 0.006202%
6528 | 0.006166% | 0.009647% | 0.005961% | 0.006273% | 0.00852% | 0.01186% | 0.008717% | 0.008944% | 0.008856% | 0.008944% | 0.00852% | 0.006273% | 0.00852% | 0.005344% | 0.006974% | 0.006273% | 0.00852% | 0.01186% | 0.008717% | 0.008944% | 0.008856% | 0.008856% | 0.008944% | 0.00852% | 0.006273% | 0.00852% | 0.005344% | 0.006974% | 0.006166% | 0.006166%
6529 | 0.005214% | 0.007948% | 0.005229% | 0.006162% | 0.007537% | 0.01207% | 0.007509% | 0.008912% | 0.008023% | 0.008912% | 0.007537% | 0.006162% | 0.007537% | 0.004883% | 0.006902% | 0.006162% | 0.007537% | 0.01207% | 0.007509% | 0.008912% | 0.008023% | 0.008023% | 0.008912% | 0.007537% | 0.006162% | 0.007537% | 0.004883% | 0.006902% | 0.005214% | 0.005214%
6530 | 0.005238% | 0.007856% | 0.005264% | 0.006051% | 0.007636% | 0.01214% | 0.007595% | 0.008322% | 0.008115% | 0.008322% | 0.007636% | 0.006051% | 0.007636% | 0.0046% | 0.00691% | 0.006051% | 0.007636% | 0.01214% | 0.007595% | 0.008322% | 0.008115% | 0.008115% | 0.008322% | 0.007636% | 0.006051% | 0.007636% | 0.0046% | 0.00691% | 0.005238% | 0.005238%
6531 | 0.005114% | 0.007743% | 0.005075% | 0.006019% | 0.007564% | 0.0122% | 0.007649% | 0.007952% | 0.007874% | 0.007952% | 0.007564% | 0.006019% | 0.007564% | 0.004612% | 0.006921% | 0.006019% | 0.007564% | 0.0122% | 0.007649% | 0.007952% | 0.007874% | 0.007874% | 0.007952% | 0.007564% | 0.006019% | 0.007564% | 0.004612% | 0.006921% | 0.005114% | 0.005114%
6532 | 0.005156% | 0.007741% | 0.005111% | 0.006056% | 0.00766% | 0.01228% | 0.007774% | 0.00817% | 0.007991% | 0.00817% | 0.00766% | 0.006056% | 0.00766% | 0.005012% | 0.006933% | 0.006056% | 0.00766% | 0.01228% | 0.007774% | 0.00817% | 0.007991% | 0.007991% | 0.00817% | 0.00766% | 0.006056% | 0.00766% | 0.005012% | 0.006933% | 0.005156% | 0.005156%
6533 | 0.005208% | 0.0077% | 0.005173% | 0.006678% | 0.007831% | 0.01234% | 0.007967% | 0.008828% | 0.008075% | 0.008828% | 0.007831% | 0.006678% | 0.007831% | 0.005914% | 0.006943% | 0.006678% | 0.007831% | 0.01234% | 0.007967% | 0.008828% | 0.008075% | 0.008075% | 0.008828% | 0.007831% | 0.006678% | 0.007831% | 0.005914% | 0.006943% | 0.005208% | 0.005208%
6534 | 0.008261% | 0.007719% | 0.007516% | 0.006758% | 0.0076% | 0.01222% | 0.007613% | 0.009153% | 0.007788% | 0.009153% | 0.0076% | 0.006758% | 0.0076% | 0.007064% | 0.006542% | 0.006758% | 0.0076% | 0.01222% | 0.007613% | 0.009153% | 0.007788% | 0.007788% | 0.009153% | 0.0076% | 0.006758% | 0.0076% | 0.007064% | 0.006542% | 0.008261% | 0.008261%
6535 | 0.00481% | 0.008524% | 0.004818% | 0.006419% | 0.006859% | 0.01102% | 0.006015% | 0.01005% | 0.007463% | 0.01005% | 0.006859% | 0.006419% | 0.006859% | 0.007406% | 0.004353% | 0.006419% | 0.006859% | 0.01102% | 0.006015% | 0.01005% | 0.007463% | 0.007463% | 0.01005% | 0.006859% | 0.006419% | 0.006859% | 0.007406% | 0.004353% | 0.00481% | 0.00481%
6536 | 0.005401% | 0.008649% | 0.004909% | 0.007465% | 0.007232% | 0.01098% | 0.006356% | 0.01198% | 0.007886% | 0.01198% | 0.007232% | 0.007465% | 0.007232% | 0.009451% | 0.004301% | 0.007465% | 0.007232% | 0.01098% | 0.006356% | 0.01198% | 0.007886% | 0.007886% | 0.01198% | 0.007232% | 0.007465% | 0.007232% | 0.009451% | 0.004301% | 0.005401% | 0.005401%
6537 | 0.005304% | 0.00935% | 0.00461% | 0.008698% | 0.007211% | 0.01105% | 0.006225% | 0.01311% | 0.00783% | 0.01311% | 0.007211% | 0.008698% | 0.007211% | 0.01114% | 0.004275% | 0.008698% | 0.007211% | 0.01105% | 0.006225% | 0.01311% | 0.00783% | 0.00783% | 0.01311% | 0.007211% | 0.008698% | 0.007211% | 0.01114% | 0.004275% | 0.005304% | 0.005304%
6538 | 0.004969% | 0.01027% | 0.004311% | 0.01005% | 0.007067% | 0.01118% | 0.005968% | 0.01374% | 0.007616% | 0.01374% | 0.007067% | 0.01005% | 0.007067% | 0.01237% | 0.004266% | 0.01005% | 0.007067% | 0.01118% | 0.005968% | 0.01374% | 0.007616% | 0.007616% | 0.01374% | 0.007067% | 0.01005% | 0.007067% | 0.01237% | 0.004266% | 0.004969% | 0.004969%
6539 | 0.004774% | 0.01142% | 0.004226% | 0.01144% | 0.00697% | 0.01114% | 0.005774% | 0.01422% | 0.00744% | 0.01422% | 0.00697% | 0.01144% | 0.00697% | 0.01328% | 0.004263% | 0.01144% | 0.00697% | 0.01114% | 0.005774% | 0.01422% | 0.00744% | 0.00744% | 0.01422% | 0.00697% | 0.01144% | 0.00697% | 0.01328% | 0.004263% | 0.004774% | 0.004774%
6540 | 0.005006% | 0.01199% | 0.004189% | 0.01264% | 0.007027% | 0.01072% | 0.005802% | 0.01436% | 0.007473% | 0.01436% | 0.007027% | 0.01264% | 0.007027% | 0.01384% | 0.004261% | 0.01264% | 0.007027% | 0.01072% | 0.005802% | 0.01436% | 0.007473% | 0.007473% | 0.01436% | 0.007027% | 0.01264% | 0.007027% | 0.01384% | 0.004261% | 0.005006% | 0.005006%
6541 | 0.004975% | 0.01203% | 0.00408% | 0.01336% | 0.007045% | 0.009771% | 0.005829% | 0.01454% | 0.007489% | 0.01454% | 0.007045% | 0.01336% | 0.007045% | 0.01418% | 0.004263% | 0.01336% | 0.007045% | 0.009771% | 0.005829% | 0.01454% | 0.007489% | 0.007489% | 0.01454% | 0.007045% | 0.01336% | 0.007045% | 0.01418% | 0.004263% | 0.004975% | 0.004975%
6542 | 0.004749% | 0.01141% | 0.003964% | 0.01357% | 0.007032% | 0.008684% | 0.005845% | 0.01462% | 0.007514% | 0.01462% | 0.007032% | 0.01357% | 0.007032% | 0.01435% | 0.004258% | 0.01357% | 0.007032% | 0.008684% | 0.005845% | 0.01462% | 0.007514% | 0.007514% | 0.01462% | 0.007032% | 0.01357% | 0.007032% | 0.01435% | 0.004258% | 0.004749% | 0.004749%
6543 | 0.00498% | 0.0103% | 0.003995% | 0.0133% | 0.006975% | 0.007954% | 0.005788% | 0.01464% | 0.007462% | 0.01464% | 0.006975% | 0.0133% | 0.006975% | 0.01429% | 0.004256% | 0.0133% | 0.006975% | 0.007954% | 0.005788% | 0.01464% | 0.007462% | 0.007462% | 0.01464% | 0.006975% | 0.0133% | 0.006975% | 0.01429% | 0.004256% | 0.00498% | 0.00498%
6544 | 0.005011% | 0.009324% | 0.004157% | 0.01276% | 0.006762% | 0.007829% | 0.005617% | 0.01269% | 0.007337% | 0.01269% | 0.006762% | 0.01276% | 0.006762% | 0.01402% | 0.004254% | 0.01276% | 0.006762% | 0.007829% | 0.005617% | 0.01269% | 0.007337% | 0.007337% | 0.01269% | 0.006762% | 0.01276% | 0.006762% | 0.01402% | 0.004254% | 0.005011% | 0.005011%
6545 | 0.004966% | 0.008511% | 0.004172% | 0.01189% | 0.006432% | 0.008071% | 0.005331% | 0.01182% | 0.007188% | 0.01182% | 0.006432% | 0.01189% | 0.006432% | 0.01322% | 0.004253% | 0.01189% | 0.006432% | 0.008071% | 0.005331% | 0.01182% | 0.007188% | 0.007188% | 0.01182% | 0.006432% | 0.01189% | 0.006432% | 0.01322% | 0.004253% | 0.004966% | 0.004966%
6546 | 0.006164% | 0.008099% | 0.005144% | 0.01139% | 0.006542% | 0.009358% | 0.00596% | 0.0116% | 0.007235% | 0.0116% | 0.006542% | 0.01139% | 0.006542% | 0.01277% | 0.005393% | 0.01139% | 0.006542% | 0.009358% | 0.00596% | 0.0116% | 0.007235% | 0.007235% | 0.0116% | 0.006542% | 0.01139% | 0.006542% | 0.01277% | 0.005393% | 0.006164% | 0.006164%
6547 | 0.007232% | 0.00808% | 0.006394% | 0.01093% | 0.00693% | 0.01117% | 0.006972% | 0.01147% | 0.007341% | 0.01147% | 0.00693% | 0.01093% | 0.00693% | 0.0124% | 0.006912% | 0.01093% | 0.00693% | 0.01117% | 0.006972% | 0.01147% | 0.007341% | 0.007341% | 0.01147% | 0.00693% | 0.01093% | 0.00693% | 0.0124% | 0.006912% | 0.007232% | 0.007232%
6548 | 0.007221% | 0.007983% | 0.006628% | 0.009853% | 0.006895% | 0.01158% | 0.006934% | 0.01103% | 0.007336% | 0.01103% | 0.006895% | 0.009853% | 0.006895% | 0.01101% | 0.00693% | 0.009853% | 0.006895% | 0.01158% | 0.006934% | 0.01103% | 0.007336% | 0.007336% | 0.01103% | 0.006895% | 0.009853% | 0.006895% | 0.01101% | 0.00693% | 0.007221% | 0.007221%
6549 | 0.005608% | 0.007893% | 0.005383% | 0.008872% | 0.006948% | 0.01181% | 0.006975% | 0.01065% | 0.007369% | 0.01065% | 0.006948% | 0.008872% | 0.006948% | 0.009488% | 0.006938% | 0.008872% | 0.006948% | 0.01181% | 0.006975% | 0.01065% | 0.007369% | 0.007369% | 0.01065% | 0.006948% | 0.008872% | 0.006948% | 0.009488% | 0.006938% | 0.005608% | 0.005608%
6550 | 0.005492% | 0.007813% | 0.005431% | 0.007967% | 0.007055% | 0.012% | 0.007099% | 0.0103% | 0.007494% | 0.0103% | 0.007055% | 0.007967% | 0.007055% | 0.007941% | 0.006943% | 0.007967% | 0.007055% | 0.012% | 0.007099% | 0.0103% | 0.007494% | 0.007494% | 0.0103% | 0.007055% | 0.007967% | 0.007055% | 0.007941% | 0.006943% | 0.005492% | 0.005492%
6551 | 0.005486% | 0.007762% | 0.005389% | 0.007261% | 0.007202% | 0.01201% | 0.007236% | 0.009514% | 0.00766% | 0.009514% | 0.007202% | 0.007261% | 0.007202% | 0.006446% | 0.006947% | 0.007261% | 0.007202% | 0.01201% | 0.007236% | 0.009514% | 0.00766% | 0.00766% | 0.009514% | 0.007202% | 0.007261% | 0.007202% | 0.006446% | 0.006947% | 0.005486% | 0.005486%
6552 | 0.005479% | 0.008359% | 0.005332% | 0.006413% | 0.007691% | 0.01203% | 0.007755% | 0.008959% | 0.008037% | 0.008959% | 0.007691% | 0.006413% | 0.007691% | 0.005364% | 0.006922% | 0.006413% | 0.007691% | 0.01203% | 0.007755% | 0.008959% | 0.008037% | 0.008037% | 0.008959% | 0.007691% | 0.006413% | 0.007691% | 0.005364% | 0.006922% | 0.005479% | 0.005479%
6553 | 0.006987% | 0.008082% | 0.006642% | 0.005902% | 0.008266% | 0.01103% | 0.008566% | 0.007661% | 0.008588% | 0.007661% | 0.008266% | 0.005902% | 0.008266% | 0.004754% | 0.006948% | 0.005902% | 0.008266% | 0.01103% | 0.008566% | 0.007661% | 0.008588% | 0.008588% | 0.007661% | 0.008266% | 0.005902% | 0.008266% | 0.004754% | 0.006948% | 0.006987% | 0.006987%
6554 | 0.007% | 0.008071% | 0.006598% | 0.005756% | 0.008289% | 0.01105% | 0.008545% | 0.006593% | 0.008789% | 0.006593% | 0.008289% | 0.005756% | 0.008289% | 0.00476% | 0.006971% | 0.005756% | 0.008289% | 0.01105% | 0.008545% | 0.006593% | 0.008789% | 0.008789% | 0.006593% | 0.008289% | 0.005756% | 0.008289% | 0.00476% | 0.006971% | 0.007% | 0.007%
6555 | 0.007281% | 0.008031% | 0.006639% | 0.005718% | 0.008427% | 0.0111% | 0.008579% | 0.005844% | 0.009358% | 0.005844% | 0.008427% | 0.005718% | 0.008427% | 0.00496% | 0.00721% | 0.005718% | 0.008427% | 0.0111% | 0.008579% | 0.005844% | 0.009358% | 0.009358% | 0.005844% | 0.008427% | 0.005718% | 0.008427% | 0.00496% | 0.00721% | 0.007281% | 0.007281%
6556 | 0.008164% | 0.007996% | 0.006596% | 0.005823% | 0.008923% | 0.01113% | 0.008869% | 0.005771% | 0.01007% | 0.005771% | 0.008923% | 0.005823% | 0.008923% | 0.005339% | 0.007893% | 0.005823% | 0.008923% | 0.01113% | 0.008869% | 0.005771% | 0.01007% | 0.01007% | 0.005771% | 0.008923% | 0.005823% | 0.008923% | 0.005339% | 0.007893% | 0.008164% | 0.008164%
6557 | 0.01037% | 0.00872% | 0.006778% | 0.00657% | 0.009872% | 0.01096% | 0.009657% | 0.006786% | 0.011% | 0.006786% | 0.009872% | 0.00657% | 0.009872% | 0.005898% | 0.009311% | 0.00657% | 0.009872% | 0.01096% | 0.009657% | 0.006786% | 0.011% | 0.011% | 0.006786% | 0.009872% | 0.00657% | 0.009872% | 0.005898% | 0.009311% | 0.01037% | 0.01037%
6558 | 0.01501% | 0.008691% | 0.01163% | 0.007095% | 0.01144% | 0.01117% | 0.01073% | 0.008474% | 0.01265% | 0.008474% | 0.01144% | 0.007095% | 0.01144% | 0.007193% | 0.01135% | 0.007095% | 0.01144% | 0.01117% | 0.01073% | 0.008474% | 0.01265% | 0.01265% | 0.008474% | 0.01144% | 0.007095% | 0.01144% | 0.007193% | 0.01135% | 0.01501% | 0.01501%
6559 | 0.01549% | 0.009682% | 0.0136% | 0.007738% | 0.0124% | 0.01035% | 0.0108% | 0.01089% | 0.01376% | 0.01089% | 0.0124% | 0.007738% | 0.0124% | 0.008469% | 0.01225% | 0.007738% | 0.0124% | 0.01035% | 0.0108% | 0.01089% | 0.01376% | 0.01376% | 0.01089% | 0.0124% | 0.007738% | 0.0124% | 0.008469% | 0.01225% | 0.01549% | 0.01549%
6560 | 0.01731% | 0.01278% | 0.01552% | 0.009948% | 0.01429% | 0.0103% | 0.01249% | 0.01321% | 0.01508% | 0.01321% | 0.01429% | 0.009948% | 0.01429% | 0.01144% | 0.015% | 0.009948% | 0.01429% | 0.0103% | 0.01249% | 0.01321% | 0.01508% | 0.01508% | 0.01321% | 0.01429% | 0.009948% | 0.01429% | 0.01144% | 0.015% | 0.01731% | 0.01731%
6561 | 0.0189% | 0.01618% | 0.01661% | 0.01161% | 0.01601% | 0.01053% | 0.01415% | 0.01385% | 0.0164% | 0.01385% | 0.01601% | 0.01161% | 0.01601% | 0.01306% | 0.01717% | 0.01161% | 0.01601% | 0.01053% | 0.01415% | 0.01385% | 0.0164% | 0.0164% | 0.01385% | 0.01601% | 0.01161% | 0.01601% | 0.01306% | 0.01717% | 0.0189% | 0.0189%
6562 | 0.02029% | 0.01883% | 0.01797% | 0.01287% | 0.01688% | 0.01098% | 0.01547% | 0.01428% | 0.01681% | 0.01428% | 0.01688% | 0.01287% | 0.01688% | 0.01395% | 0.01872% | 0.01287% | 0.01688% | 0.01098% | 0.01547% | 0.01428% | 0.01681% | 0.01681% | 0.01428% | 0.01688% | 0.01287% | 0.01688% | 0.01395% | 0.01872% | 0.02029% | 0.02029%
6563 | 0.02151% | 0.01987% | 0.01914% | 0.01403% | 0.01719% | 0.01124% | 0.01629% | 0.0142% | 0.01689% | 0.0142% | 0.01719% | 0.01403% | 0.01719% | 0.0148% | 0.01975% | 0.01403% | 0.01719% | 0.01124% | 0.01629% | 0.0142% | 0.01689% | 0.01689% | 0.0142% | 0.01719% | 0.01403% | 0.01719% | 0.0148% | 0.01975% | 0.02151% | 0.02151%
6564 | 0.02202% | 0.01964% | 0.02024% | 0.01502% | 0.01696% | 0.01097% | 0.0165% | 0.01347% | 0.01671% | 0.01347% | 0.01696% | 0.01502% | 0.01696% | 0.01559% | 0.02019% | 0.01502% | 0.01696% | 0.01097% | 0.0165% | 0.01347% | 0.01671% | 0.01671% | 0.01347% | 0.01696% | 0.01502% | 0.01696% | 0.01559% | 0.02019% | 0.02202% | 0.02202%
6565 | 0.02127% | 0.01885% | 0.02062% | 0.01565% | 0.0162% | 0.01008% | 0.01626% | 0.01278% | 0.01628% | 0.01278% | 0.0162% | 0.01565% | 0.0162% | 0.01613% | 0.02019% | 0.01565% | 0.0162% | 0.01008% | 0.01626% | 0.01278% | 0.01628% | 0.01628% | 0.01278% | 0.0162% | 0.01565% | 0.0162% | 0.01613% | 0.02019% | 0.02127% | 0.02127%
6566 | 0.01916% | 0.01622% | 0.01957% | 0.0158% | 0.01488% | 0.009135% | 0.01532% | 0.01246% | 0.01522% | 0.01246% | 0.01488% | 0.0158% | 0.01488% | 0.01618% | 0.01982% | 0.0158% | 0.01488% | 0.009135% | 0.01532% | 0.01246% | 0.01522% | 0.01522% | 0.01246% | 0.01488% | 0.0158% | 0.01488% | 0.01618% | 0.01982% | 0.01916% | 0.01916%
6567 | 0.01677% | 0.01364% | 0.01851% | 0.01563% | 0.01365% | 0.008411% | 0.01383% | 0.01264% | 0.01424% | 0.01264% | 0.01365% | 0.01563% | 0.01365% | 0.01581% | 0.01871% | 0.01563% | 0.01365% | 0.008411% | 0.01383% | 0.01264% | 0.01424% | 0.01424% | 0.01264% | 0.01365% | 0.01563% | 0.01365% | 0.01581% | 0.01871% | 0.01677% | 0.01677%
6568 | 0.01423% | 0.01207% | 0.01638% | 0.0153% | 0.01257% | 0.008165% | 0.01218% | 0.01112% | 0.01345% | 0.01112% | 0.01257% | 0.0153% | 0.01257% | 0.015% | 0.01653% | 0.0153% | 0.01257% | 0.008165% | 0.01218% | 0.01112% | 0.01345% | 0.01345% | 0.01112% | 0.01257% | 0.0153% | 0.01257% | 0.015% | 0.01653% | 0.01423% | 0.01423%
6569 | 0.01171% | 0.009986% | 0.01501% | 0.01465% | 0.01128% | 0.008013% | 0.01067% | 0.01092% | 0.01249% | 0.01092% | 0.01128% | 0.01465% | 0.01128% | 0.01376% | 0.01373% | 0.01465% | 0.01128% | 0.008013% | 0.01067% | 0.01092% | 0.01249% | 0.01249% | 0.01092% | 0.01128% | 0.01465% | 0.01128% | 0.01376% | 0.01373% | 0.01171% | 0.01171%
6570 | 0.01051% | 0.009216% | 0.01484% | 0.01433% | 0.01039% | 0.008977% | 0.01055% | 0.01082% | 0.01136% | 0.01082% | 0.01039% | 0.01433% | 0.01039% | 0.01327% | 0.01208% | 0.01433% | 0.01039% | 0.008977% | 0.01055% | 0.01082% | 0.01136% | 0.01136% | 0.01082% | 0.01039% | 0.01433% | 0.01039% | 0.01327% | 0.01208% | 0.01051% | 0.01051%
6571 | 0.01018% | 0.008918% | 0.0129% | 0.01392% | 0.009873% | 0.01027% | 0.01099% | 0.01076% | 0.01043% | 0.01076% | 0.009873% | 0.01392% | 0.009873% | 0.01321% | 0.01145% | 0.01392% | 0.009873% | 0.01027% | 0.01099% | 0.01076% | 0.01043% | 0.01043% | 0.01076% | 0.009873% | 0.01392% | 0.009873% | 0.01321% | 0.01145% | 0.01018% | 0.01018%
6572 | 0.009495% | 0.008695% | 0.009291% | 0.01281% | 0.009201% | 0.01039% | 0.01033% | 0.01074% | 0.009539% | 0.01074% | 0.009201% | 0.01281% | 0.009201% | 0.0123% | 0.01005% | 0.01281% | 0.009201% | 0.01039% | 0.01033% | 0.01074% | 0.009539% | 0.009539% | 0.01074% | 0.009201% | 0.01281% | 0.009201% | 0.0123% | 0.01005% | 0.009495% | 0.009495%
6573 | 0.007356% | 0.008506% | 0.007265% | 0.01114% | 0.008767% | 0.01048% | 0.009664% | 0.01104% | 0.00908% | 0.01104% | 0.008767% | 0.01114% | 0.008767% | 0.01043% | 0.009115% | 0.01114% | 0.008767% | 0.01048% | 0.009664% | 0.01104% | 0.00908% | 0.00908% | 0.01104% | 0.008767% | 0.01114% | 0.008767% | 0.01043% | 0.009115% | 0.007356% | 0.007356%
6574 | 0.006992% | 0.008467% | 0.006598% | 0.008808% | 0.008593% | 0.01061% | 0.009034% | 0.01131% | 0.008855% | 0.01131% | 0.008593% | 0.008808% | 0.008593% | 0.007282% | 0.008356% | 0.008808% | 0.008593% | 0.01061% | 0.009034% | 0.01131% | 0.008855% | 0.008855% | 0.01131% | 0.008593% | 0.008808% | 0.008593% | 0.007282% | 0.008356% | 0.006992% | 0.006992%
6575 | 0.006852% | 0.008397% | 0.006548% | 0.007254% | 0.008457% | 0.01068% | 0.008643% | 0.01121% | 0.008771% | 0.01121% | 0.008457% | 0.007254% | 0.008457% | 0.005262% | 0.007765% | 0.007254% | 0.008457% | 0.01068% | 0.008643% | 0.01121% | 0.008771% | 0.008771% | 0.01121% | 0.008457% | 0.007254% | 0.008457% | 0.005262% | 0.007765% | 0.006852% | 0.006852%
6576 | 0.006469% | 0.008168% | 0.006242% | 0.006398% | 0.00813% | 0.01107% | 0.008224% | 0.009279% | 0.008462% | 0.009279% | 0.00813% | 0.006398% | 0.00813% | 0.004886% | 0.007113% | 0.006398% | 0.00813% | 0.01107% | 0.008224% | 0.009279% | 0.008462% | 0.008462% | 0.009279% | 0.00813% | 0.006398% | 0.00813% | 0.004886% | 0.007113% | 0.006469% | 0.006469%
6577 | 0.006904% | 0.008261% | 0.00665% | 0.005904% | 0.008258% | 0.01082% | 0.008439% | 0.007725% | 0.008617% | 0.007725% | 0.008258% | 0.005904% | 0.008258% | 0.004693% | 0.006908% | 0.005904% | 0.008258% | 0.01082% | 0.008439% | 0.007725% | 0.008617% | 0.008617% | 0.007725% | 0.008258% | 0.005904% | 0.008258% | 0.004693% | 0.006908% | 0.006904% | 0.006904%
6578 | 0.006932% | 0.008175% | 0.006565% | 0.005745% | 0.008275% | 0.01088% | 0.008444% | 0.006648% | 0.008839% | 0.006648% | 0.008275% | 0.005745% | 0.008275% | 0.0047% | 0.006931% | 0.005745% | 0.008275% | 0.01088% | 0.008444% | 0.006648% | 0.008839% | 0.008839% | 0.006648% | 0.008275% | 0.005745% | 0.008275% | 0.0047% | 0.006931% | 0.006932% | 0.006932%
6579 | 0.0072% | 0.008136% | 0.006554% | 0.005697% | 0.008389% | 0.01096% | 0.008504% | 0.005915% | 0.009401% | 0.005915% | 0.008389% | 0.005697% | 0.008389% | 0.004887% | 0.007168% | 0.005697% | 0.008389% | 0.01096% | 0.008504% | 0.005915% | 0.009401% | 0.009401% | 0.005915% | 0.008389% | 0.005697% | 0.008389% | 0.004887% | 0.007168% | 0.0072% | 0.0072%
6580 | 0.008127% | 0.008099% | 0.006595% | 0.005797% | 0.008873% | 0.01104% | 0.008776% | 0.005866% | 0.01013% | 0.005866% | 0.008873% | 0.005797% | 0.008873% | 0.005265% | 0.00785% | 0.005797% | 0.008873% | 0.01104% | 0.008776% | 0.005866% | 0.01013% | 0.01013% | 0.005866% | 0.008873% | 0.005797% | 0.008873% | 0.005265% | 0.00785% | 0.008127% | 0.008127%
6581 | 0.01029% | 0.008768% | 0.006756% | 0.006551% | 0.009833% | 0.01088% | 0.009554% | 0.006869% | 0.01108% | 0.006869% | 0.009833% | 0.006551% | 0.009833% | 0.005833% | 0.009269% | 0.006551% | 0.009833% | 0.01088% | 0.009554% | 0.006869% | 0.01108% | 0.01108% | 0.006869% | 0.009833% | 0.006551% | 0.009833% | 0.005833% | 0.009269% | 0.01029% | 0.01029%
6582 | 0.0152% | 0.008792% | 0.01124% | 0.007066% | 0.01144% | 0.01109% | 0.01064% | 0.008597% | 0.01284% | 0.008597% | 0.01144% | 0.007066% | 0.01144% | 0.00713% | 0.01132% | 0.007066% | 0.01144% | 0.01109% | 0.01064% | 0.008597% | 0.01284% | 0.01284% | 0.008597% | 0.01144% | 0.007066% | 0.01144% | 0.00713% | 0.01132% | 0.0152% | 0.0152%
6583 | 0.01585% | 0.009808% | 0.01339% | 0.007734% | 0.0125% | 0.01033% | 0.01075% | 0.01112% | 0.014% | 0.01112% | 0.0125% | 0.007734% | 0.0125% | 0.008429% | 0.01222% | 0.007734% | 0.0125% | 0.01033% | 0.01075% | 0.01112% | 0.014% | 0.014% | 0.01112% | 0.0125% | 0.007734% | 0.0125% | 0.008429% | 0.01222% | 0.01585% | 0.01585%
6584 | 0.01767% | 0.01297% | 0.01554% | 0.00999% | 0.01437% | 0.01039% | 0.01248% | 0.0133% | 0.01519% | 0.0133% | 0.01437% | 0.00999% | 0.01437% | 0.01145% | 0.01499% | 0.00999% | 0.01437% | 0.01039% | 0.01248% | 0.0133% | 0.01519% | 0.01519% | 0.0133% | 0.01437% | 0.00999% | 0.01437% | 0.01145% | 0.01499% | 0.01767% | 0.01767%
6585 | 0.01926% | 0.0164% | 0.0168% | 0.0117% | 0.01596% | 0.01057% | 0.01415% | 0.01367% | 0.01616% | 0.01367% | 0.01596% | 0.0117% | 0.01596% | 0.01314% | 0.01717% | 0.0117% | 0.01596% | 0.01057% | 0.01415% | 0.01367% | 0.01616% | 0.01616% | 0.01367% | 0.01596% | 0.0117% | 0.01596% | 0.01314% | 0.01717% | 0.01926% | 0.01926%
6586 | 0.0206% | 0.01902% | 0.0185% | 0.01302% | 0.01695% | 0.01105% | 0.01557% | 0.01397% | 0.01658% | 0.01397% | 0.01695% | 0.01302% | 0.01695% | 0.01412% | 0.01873% | 0.01302% | 0.01695% | 0.01105% | 0.01557% | 0.01397% | 0.01658% | 0.01658% | 0.01397% | 0.01695% | 0.01302% | 0.01695% | 0.01412% | 0.01873% | 0.0206% | 0.0206%
6587 | 0.02171% | 0.01996% | 0.01998% | 0.01419% | 0.01708% | 0.01128% | 0.01635% | 0.01364% | 0.01636% | 0.01364% | 0.01708% | 0.01419% | 0.01708% | 0.01498% | 0.01975% | 0.01419% | 0.01708% | 0.01128% | 0.01635% | 0.01364% | 0.01636% | 0.01636% | 0.01364% | 0.01708% | 0.01419% | 0.01708% | 0.01498% | 0.01975% | 0.02171% | 0.02171%
6588 | 0.02225% | 0.01971% | 0.02122% | 0.01513% | 0.01666% | 0.01087% | 0.01651% | 0.01281% | 0.01599% | 0.01281% | 0.01666% | 0.01513% | 0.01666% | 0.01568% | 0.02017% | 0.01513% | 0.01666% | 0.01087% | 0.01651% | 0.01281% | 0.01599% | 0.01599% | 0.01281% | 0.01666% | 0.01513% | 0.01666% | 0.01568% | 0.02017% | 0.02225% | 0.02225%
6589 | 0.02149% | 0.01895% | 0.02165% | 0.01568% | 0.01571% | 0.009884% | 0.01622% | 0.01194% | 0.01535% | 0.01194% | 0.01571% | 0.01568% | 0.01571% | 0.01616% | 0.02016% | 0.01568% | 0.01571% | 0.009884% | 0.01622% | 0.01194% | 0.01535% | 0.01535% | 0.01194% | 0.01571% | 0.01568% | 0.01571% | 0.01616% | 0.02016% | 0.02149% | 0.02149%
6590 | 0.0198% | 0.01638% | 0.02087% | 0.01597% | 0.01439% | 0.008933% | 0.01536% | 0.0116% | 0.01423% | 0.0116% | 0.01439% | 0.01597% | 0.01439% | 0.01633% | 0.01982% | 0.01597% | 0.01439% | 0.008933% | 0.01536% | 0.0116% | 0.01423% | 0.01423% | 0.0116% | 0.01439% | 0.01597% | 0.01439% | 0.01633% | 0.01982% | 0.0198% | 0.0198%
6591 | 0.01776% | 0.01393% | 0.01996% | 0.01593% | 0.01337% | 0.008277% | 0.01395% | 0.01201% | 0.01351% | 0.01201% | 0.01337% | 0.01593% | 0.01337% | 0.01603% | 0.01873% | 0.01593% | 0.01337% | 0.008277% | 0.01395% | 0.01201% | 0.01351% | 0.01351% | 0.01201% | 0.01337% | 0.01593% | 0.01337% | 0.01603% | 0.01873% | 0.01776% | 0.01776%
6592 | 0.01527% | 0.01239% | 0.01774% | 0.0157% | 0.0125% | 0.008119% | 0.01234% | 0.01075% | 0.01312% | 0.01075% | 0.0125% | 0.0157% | 0.0125% | 0.01523% | 0.01657% | 0.0157% | 0.0125% | 0.008119% | 0.01234% | 0.01075% | 0.01312% | 0.01312% | 0.01075% | 0.0125% | 0.0157% | 0.0125% | 0.01523% | 0.01657% | 0.01527% | 0.01527%
6593 | 0.01268% | 0.01044% | 0.01626% | 0.01509% | 0.01115% | 0.008081% | 0.01081% | 0.01063% | 0.01216% | 0.01063% | 0.01115% | 0.01509% | 0.01115% | 0.01407% | 0.01376% | 0.01509% | 0.01115% | 0.008081% | 0.01081% | 0.01063% | 0.01216% | 0.01216% | 0.01063% | 0.01115% | 0.01509% | 0.01115% | 0.01407% | 0.01376% | 0.01268% | 0.01268%
6594 | 0.01099% | 0.009612% | 0.01572% | 0.01468% | 0.01033% | 0.009024% | 0.01063% | 0.01065% | 0.01114% | 0.01065% | 0.01033% | 0.01468% | 0.01033% | 0.01349% | 0.0121% | 0.01468% | 0.01033% | 0.009024% | 0.01063% | 0.01065% | 0.01114% | 0.01114% | 0.01065% | 0.01033% | 0.01468% | 0.01033% | 0.01349% | 0.0121% | 0.01099% | 0.01099%
6595 | 0.0103% | 0.009206% | 0.01345% | 0.01418% | 0.009827% | 0.01037% | 0.01104% | 0.01063% | 0.01032% | 0.01063% | 0.009827% | 0.01418% | 0.009827% | 0.01336% | 0.01146% | 0.01418% | 0.009827% | 0.01037% | 0.01104% | 0.01063% | 0.01032% | 0.01032% | 0.01063% | 0.009827% | 0.01418% | 0.009827% | 0.01336% | 0.01146% | 0.0103% | 0.0103%
6596 | 0.009524% | 0.008927% | 0.009485% | 0.01299% | 0.0091% | 0.01048% | 0.01038% | 0.01048% | 0.00945% | 0.01048% | 0.0091% | 0.01299% | 0.0091% | 0.01243% | 0.01005% | 0.01299% | 0.0091% | 0.01048% | 0.01038% | 0.01048% | 0.00945% | 0.00945% | 0.01048% | 0.0091% | 0.01299% | 0.0091% | 0.01243% | 0.01005% | 0.009524% | 0.009524%
6597 | 0.00743% | 0.008723% | 0.00726% | 0.01125% | 0.00865% | 0.01064% | 0.009681% | 0.01064% | 0.008971% | 0.01064% | 0.00865% | 0.01125% | 0.00865% | 0.01051% | 0.009121% | 0.01125% | 0.00865% | 0.01064% | 0.009681% | 0.01064% | 0.008971% | 0.008971% | 0.01064% | 0.00865% | 0.01125% | 0.00865% | 0.01051% | 0.009121% | 0.00743% | 0.00743%
6598 | 0.007005% | 0.008568% | 0.006576% | 0.00887% | 0.008473% | 0.01085% | 0.009048% | 0.01073% | 0.008728% | 0.01073% | 0.008473% | 0.00887% | 0.008473% | 0.007345% | 0.008366% | 0.00887% | 0.008473% | 0.01085% | 0.009048% | 0.01073% | 0.008728% | 0.008728% | 0.01073% | 0.008473% | 0.00887% | 0.008473% | 0.007345% | 0.008366% | 0.007005% | 0.007005%
6599 | 0.006836% | 0.008504% | 0.006534% | 0.007283% | 0.008345% | 0.01096% | 0.008669% | 0.0107% | 0.008646% | 0.0107% | 0.008345% | 0.007283% | 0.008345% | 0.005317% | 0.007782% | 0.007283% | 0.008345% | 0.01096% | 0.008669% | 0.0107% | 0.008646% | 0.008646% | 0.0107% | 0.008345% | 0.007283% | 0.008345% | 0.005317% | 0.007782% | 0.006836% | 0.006836%
6600 | 0.006914% | 0.008358% | 0.006509% | 0.006368% | 0.00829% | 0.01096% | 0.008513% | 0.009022% | 0.008568% | 0.009022% | 0.00829% | 0.006368% | 0.00829% | 0.004819% | 0.007154% | 0.006368% | 0.00829% | 0.01096% | 0.008513% | 0.009022% | 0.008568% | 0.008568% | 0.009022% | 0.00829% | 0.006368% | 0.00829% | 0.004819% | 0.007154% | 0.006914% | 0.006914%
6601 | 0.006995% | 0.008293% | 0.006654% | 0.005922% | 0.008212% | 0.01117% | 0.008481% | 0.007576% | 0.008507% | 0.007576% | 0.008212% | 0.005922% | 0.008212% | 0.004758% | 0.006939% | 0.005922% | 0.008212% | 0.01117% | 0.008481% | 0.007576% | 0.008507% | 0.008507% | 0.007576% | 0.008212% | 0.005922% | 0.008212% | 0.004758% | 0.006939% | 0.006995% | 0.006995%
6602 | 0.007031% | 0.008177% | 0.006607% | 0.005778% | 0.008225% | 0.01125% | 0.008482% | 0.006513% | 0.008663% | 0.006513% | 0.008225% | 0.005778% | 0.008225% | 0.004766% | 0.006966% | 0.005778% | 0.008225% | 0.01125% | 0.008482% | 0.006513% | 0.008663% | 0.008663% | 0.006513% | 0.008225% | 0.005778% | 0.008225% | 0.004766% | 0.006966% | 0.007031% | 0.007031%
6603 | 0.007327% | 0.008108% | 0.006592% | 0.00573% | 0.008314% | 0.01132% | 0.008554% | 0.005771% | 0.009111% | 0.005771% | 0.008314% | 0.00573% | 0.008314% | 0.004975% | 0.007207% | 0.00573% | 0.008314% | 0.01132% | 0.008554% | 0.005771% | 0.009111% | 0.009111% | 0.005771% | 0.008314% | 0.00573% | 0.008314% | 0.004975% | 0.007207% | 0.007327% | 0.007327%
6604 | 0.00826% | 0.008048% | 0.006657% | 0.005853% | 0.008798% | 0.01139% | 0.008831% | 0.005686% | 0.009781% | 0.005686% | 0.008798% | 0.005853% | 0.008798% | 0.005389% | 0.007897% | 0.005853% | 0.008798% | 0.01139% | 0.008831% | 0.005686% | 0.009781% | 0.009781% | 0.005686% | 0.008798% | 0.005853% | 0.008798% | 0.005389% | 0.007897% | 0.00826% | 0.00826%
6605 | 0.01033% | 0.008765% | 0.006829% | 0.006617% | 0.009709% | 0.01116% | 0.009627% | 0.006739% | 0.01067% | 0.006739% | 0.009709% | 0.006617% | 0.009709% | 0.005967% | 0.009321% | 0.006617% | 0.009709% | 0.01116% | 0.009627% | 0.006739% | 0.01067% | 0.01067% | 0.006739% | 0.009709% | 0.006617% | 0.009709% | 0.005967% | 0.009321% | 0.01033% | 0.01033%
6606 | 0.01504% | 0.008795% | 0.01131% | 0.007132% | 0.01126% | 0.01143% | 0.01069% | 0.008452% | 0.01227% | 0.008452% | 0.01126% | 0.007132% | 0.01126% | 0.007202% | 0.01136% | 0.007132% | 0.01126% | 0.01143% | 0.01069% | 0.008452% | 0.01227% | 0.01227% | 0.008452% | 0.01126% | 0.007132% | 0.01126% | 0.007202% | 0.01136% | 0.01504% | 0.01504%
6607 | 0.01564% | 0.009832% | 0.0137% | 0.007768% | 0.01235% | 0.01059% | 0.01082% | 0.01076% | 0.01339% | 0.01076% | 0.01235% | 0.007768% | 0.01235% | 0.008425% | 0.01226% | 0.007768% | 0.01235% | 0.01059% | 0.01082% | 0.01076% | 0.01339% | 0.01339% | 0.01076% | 0.01235% | 0.007768% | 0.01235% | 0.008425% | 0.01226% | 0.01564% | 0.01564%
6608 | 0.01775% | 0.013% | 0.01596% | 0.01003% | 0.01418% | 0.01054% | 0.01257% | 0.01289% | 0.01456% | 0.01289% | 0.01418% | 0.01003% | 0.01418% | 0.01147% | 0.01501% | 0.01003% | 0.01418% | 0.01054% | 0.01257% | 0.01289% | 0.01456% | 0.01456% | 0.01289% | 0.01418% | 0.01003% | 0.01418% | 0.01147% | 0.01501% | 0.01775% | 0.01775%
6609 | 0.01961% | 0.0164% | 0.01756% | 0.01182% | 0.01567% | 0.01049% | 0.01423% | 0.01324% | 0.01549% | 0.01324% | 0.01567% | 0.01182% | 0.01567% | 0.01328% | 0.01719% | 0.01182% | 0.01567% | 0.01049% | 0.01423% | 0.01324% | 0.01549% | 0.01549% | 0.01324% | 0.01567% | 0.01182% | 0.01567% | 0.01328% | 0.01719% | 0.01961% | 0.01961%
6610 | 0.02146% | 0.01904% | 0.01965% | 0.01325% | 0.01656% | 0.01065% | 0.01566% | 0.01351% | 0.0158% | 0.01351% | 0.01656% | 0.01325% | 0.01656% | 0.01433% | 0.01875% | 0.01325% | 0.01656% | 0.01065% | 0.01566% | 0.01351% | 0.0158% | 0.0158% | 0.01351% | 0.01656% | 0.01325% | 0.01656% | 0.01433% | 0.01875% | 0.02146% | 0.02146%
6611 | 0.02285% | 0.02006% | 0.02122% | 0.01443% | 0.01676% | 0.01073% | 0.01651% | 0.0132% | 0.0157% | 0.0132% | 0.01676% | 0.01443% | 0.01676% | 0.01525% | 0.01978% | 0.01443% | 0.01676% | 0.01073% | 0.01651% | 0.0132% | 0.0157% | 0.0157% | 0.0132% | 0.01676% | 0.01443% | 0.01676% | 0.01525% | 0.01978% | 0.02285% | 0.02285%
6612 | 0.02329% | 0.01999% | 0.02256% | 0.01546% | 0.01654% | 0.01036% | 0.01683% | 0.01245% | 0.01549% | 0.01245% | 0.01654% | 0.01546% | 0.01654% | 0.01612% | 0.02022% | 0.01546% | 0.01654% | 0.01036% | 0.01683% | 0.01245% | 0.01549% | 0.01549% | 0.01245% | 0.01654% | 0.01546% | 0.01654% | 0.01612% | 0.02022% | 0.02329% | 0.02329%
6613 | 0.02249% | 0.01929% | 0.02304% | 0.01607% | 0.0157% | 0.0094% | 0.01665% | 0.01164% | 0.01493% | 0.01164% | 0.0157% | 0.01607% | 0.0157% | 0.01669% | 0.02023% | 0.01607% | 0.0157% | 0.0094% | 0.01665% | 0.01164% | 0.01493% | 0.01493% | 0.01164% | 0.0157% | 0.01607% | 0.0157% | 0.01669% | 0.02023% | 0.02249% | 0.02249%
6614 | 0.02054% | 0.01665% | 0.02203% | 0.01624% | 0.01438% | 0.008417% | 0.01577% | 0.01125% | 0.01382% | 0.01125% | 0.01438% | 0.01624% | 0.01438% | 0.01679% | 0.01989% | 0.01624% | 0.01438% | 0.008417% | 0.01577% | 0.01125% | 0.01382% | 0.01382% | 0.01125% | 0.01438% | 0.01624% | 0.01438% | 0.01679% | 0.01989% | 0.02054% | 0.02054%
6615 | 0.01831% | 0.01398% | 0.02116% | 0.01611% | 0.01319% | 0.007766% | 0.01428% | 0.01146% | 0.01281% | 0.01146% | 0.01319% | 0.01611% | 0.01319% | 0.01645% | 0.01879% | 0.01611% | 0.01319% | 0.007766% | 0.01428% | 0.01146% | 0.01281% | 0.01281% | 0.01146% | 0.01319% | 0.01611% | 0.01319% | 0.01645% | 0.01879% | 0.01831% | 0.01831%
6616 | 0.01552% | 0.01241% | 0.0188% | 0.01574% | 0.01211% | 0.007632% | 0.01253% | 0.009962% | 0.01212% | 0.009962% | 0.01211% | 0.01574% | 0.01211% | 0.01548% | 0.01661% | 0.01574% | 0.01211% | 0.007632% | 0.01253% | 0.009962% | 0.01212% | 0.01212% | 0.009962% | 0.01211% | 0.01574% | 0.01211% | 0.01548% | 0.01661% | 0.01552% | 0.01552%
6617 | 0.01268% | 0.01048% | 0.01704% | 0.01496% | 0.01084% | 0.007702% | 0.01091% | 0.009855% | 0.01134% | 0.009855% | 0.01084% | 0.01496% | 0.01084% | 0.01415% | 0.01378% | 0.01496% | 0.01084% | 0.007702% | 0.01091% | 0.009855% | 0.01134% | 0.01134% | 0.009855% | 0.01084% | 0.01496% | 0.01084% | 0.01415% | 0.01378% | 0.01268% | 0.01268%
6618 | 0.011% | 0.009753% | 0.01642% | 0.0146% | 0.01014% | 0.008887% | 0.01076% | 0.009962% | 0.01058% | 0.009962% | 0.01014% | 0.0146% | 0.01014% | 0.01357% | 0.0122% | 0.0146% | 0.01014% | 0.008887% | 0.01076% | 0.009962% | 0.01058% | 0.01058% | 0.009962% | 0.01014% | 0.0146% | 0.01014% | 0.01357% | 0.0122% | 0.011% | 0.011%
6619 | 0.01038% | 0.009398% | 0.01393% | 0.01413% | 0.009765% | 0.01033% | 0.01109% | 0.01008% | 0.009965% | 0.01008% | 0.009765% | 0.01413% | 0.009765% | 0.01336% | 0.01146% | 0.01413% | 0.009765% | 0.01033% | 0.01109% | 0.01008% | 0.009965% | 0.009965% | 0.01008% | 0.009765% | 0.01413% | 0.009765% | 0.01336% | 0.01146% | 0.01038% | 0.01038%
6620 | 0.009592% | 0.009089% | 0.009844% | 0.01302% | 0.009083% | 0.01053% | 0.01042% | 0.01012% | 0.009223% | 0.01012% | 0.009083% | 0.01302% | 0.009083% | 0.01245% | 0.01006% | 0.01302% | 0.009083% | 0.01053% | 0.01042% | 0.01012% | 0.009223% | 0.009223% | 0.01012% | 0.009083% | 0.01302% | 0.009083% | 0.01245% | 0.01006% | 0.009592% | 0.009592%
6621 | 0.007495% | 0.008864% | 0.007272% | 0.01137% | 0.008685% | 0.01064% | 0.009716% | 0.01045% | 0.00879% | 0.01045% | 0.008685% | 0.01137% | 0.008685% | 0.01065% | 0.00912% | 0.01137% | 0.008685% | 0.01064% | 0.009716% | 0.01045% | 0.00879% | 0.00879% | 0.01045% | 0.008685% | 0.01137% | 0.008685% | 0.01065% | 0.00912% | 0.007495% | 0.007495%
6622 | 0.006991% | 0.008764% | 0.006558% | 0.009017% | 0.008535% | 0.01075% | 0.009069% | 0.01067% | 0.008609% | 0.01067% | 0.008535% | 0.009017% | 0.008535% | 0.007536% | 0.008357% | 0.009017% | 0.008535% | 0.01075% | 0.009069% | 0.01067% | 0.008609% | 0.008609% | 0.01067% | 0.008535% | 0.009017% | 0.008535% | 0.007536% | 0.008357% | 0.006991% | 0.006991%
6623 | 0.006827% | 0.00866% | 0.006509% | 0.007366% | 0.008416% | 0.0108% | 0.008676% | 0.0107% | 0.008523% | 0.0107% | 0.008416% | 0.007366% | 0.008416% | 0.00539% | 0.007766% | 0.007366% | 0.008416% | 0.0108% | 0.008676% | 0.0107% | 0.008523% | 0.008523% | 0.0107% | 0.008416% | 0.007366% | 0.008416% | 0.00539% | 0.007766% | 0.006827% | 0.006827%
6624 | 0.006832% | 0.008485% | 0.006505% | 0.006395% | 0.008319% | 0.01089% | 0.00852% | 0.008967% | 0.008476% | 0.008967% | 0.008319% | 0.006395% | 0.008319% | 0.004828% | 0.007143% | 0.006395% | 0.008319% | 0.01089% | 0.00852% | 0.008967% | 0.008476% | 0.008476% | 0.008967% | 0.008319% | 0.006395% | 0.008319% | 0.004828% | 0.007143% | 0.006832% | 0.006832%
6625 | 0.006827% | 0.008468% | 0.006588% | 0.00587% | 0.0083% | 0.01088% | 0.008459% | 0.007589% | 0.008432% | 0.007589% | 0.0083% | 0.00587% | 0.0083% | 0.004642% | 0.006905% | 0.00587% | 0.0083% | 0.01088% | 0.008459% | 0.007589% | 0.008432% | 0.008432% | 0.007589% | 0.0083% | 0.00587% | 0.0083% | 0.004642% | 0.006905% | 0.006827% | 0.006827%
6626 | 0.006837% | 0.008405% | 0.006541% | 0.005719% | 0.008292% | 0.01094% | 0.008447% | 0.006532% | 0.008594% | 0.006532% | 0.008292% | 0.005719% | 0.008292% | 0.004619% | 0.006925% | 0.005719% | 0.008292% | 0.01094% | 0.008447% | 0.006532% | 0.008594% | 0.008594% | 0.006532% | 0.008292% | 0.005719% | 0.008292% | 0.004619% | 0.006925% | 0.006837% | 0.006837%
6627 | 0.007117% | 0.008323% | 0.006474% | 0.005666% | 0.008386% | 0.01099% | 0.008505% | 0.005759% | 0.009043% | 0.005759% | 0.008386% | 0.005666% | 0.008386% | 0.004772% | 0.007164% | 0.005666% | 0.008386% | 0.01099% | 0.008505% | 0.005759% | 0.009043% | 0.009043% | 0.005759% | 0.008386% | 0.005666% | 0.008386% | 0.004772% | 0.007164% | 0.007117% | 0.007117%
6628 | 0.00803% | 0.008247% | 0.006502% | 0.005768% | 0.008879% | 0.01102% | 0.008767% | 0.005709% | 0.009712% | 0.005709% | 0.008879% | 0.005768% | 0.008879% | 0.005128% | 0.007845% | 0.005768% | 0.008879% | 0.01102% | 0.008767% | 0.005709% | 0.009712% | 0.009712% | 0.005709% | 0.008879% | 0.005768% | 0.008879% | 0.005128% | 0.007845% | 0.00803% | 0.00803%
6629 | 0.01021% | 0.008929% | 0.006688% | 0.006528% | 0.009758% | 0.01087% | 0.009536% | 0.006744% | 0.01056% | 0.006744% | 0.009758% | 0.006528% | 0.009758% | 0.005683% | 0.009259% | 0.006528% | 0.009758% | 0.01087% | 0.009536% | 0.006744% | 0.01056% | 0.01056% | 0.006744% | 0.009758% | 0.006528% | 0.009758% | 0.005683% | 0.009259% | 0.01021% | 0.01021%
6630 | 0.01452% | 0.008905% | 0.01105% | 0.007051% | 0.01134% | 0.01105% | 0.01061% | 0.008434% | 0.01211% | 0.008434% | 0.01134% | 0.007051% | 0.01134% | 0.006935% | 0.01131% | 0.007051% | 0.01134% | 0.01105% | 0.01061% | 0.008434% | 0.01211% | 0.01211% | 0.008434% | 0.01134% | 0.007051% | 0.01134% | 0.006935% | 0.01131% | 0.01452% | 0.01452%
6631 | 0.01534% | 0.01002% | 0.01353% | 0.007743% | 0.0124% | 0.01028% | 0.01076% | 0.01067% | 0.01323% | 0.01067% | 0.0124% | 0.007743% | 0.0124% | 0.008237% | 0.01222% | 0.007743% | 0.0124% | 0.01028% | 0.01076% | 0.01067% | 0.01323% | 0.01323% | 0.01067% | 0.0124% | 0.007743% | 0.0124% | 0.008237% | 0.01222% | 0.01534% | 0.01534%
6632 | 0.01764% | 0.01321% | 0.016% | 0.01008% | 0.01433% | 0.01032% | 0.01262% | 0.01292% | 0.01457% | 0.01292% | 0.01433% | 0.01008% | 0.01433% | 0.01128% | 0.01501% | 0.01008% | 0.01433% | 0.01032% | 0.01262% | 0.01292% | 0.01457% | 0.01457% | 0.01292% | 0.01433% | 0.01008% | 0.01433% | 0.01128% | 0.01501% | 0.01764% | 0.01764%
6633 | 0.01954% | 0.01664% | 0.01775% | 0.01185% | 0.01592% | 0.01045% | 0.01435% | 0.01328% | 0.01567% | 0.01328% | 0.01592% | 0.01185% | 0.01592% | 0.01294% | 0.01721% | 0.01185% | 0.01592% | 0.01045% | 0.01435% | 0.01328% | 0.01567% | 0.01567% | 0.01328% | 0.01592% | 0.01185% | 0.01592% | 0.01294% | 0.01721% | 0.01954% | 0.01954%
6634 | 0.02126% | 0.01919% | 0.01973% | 0.01321% | 0.01683% | 0.01073% | 0.01577% | 0.01359% | 0.01608% | 0.01359% | 0.01683% | 0.01321% | 0.01683% | 0.01377% | 0.01878% | 0.01321% | 0.01683% | 0.01073% | 0.01577% | 0.01359% | 0.01608% | 0.01608% | 0.01359% | 0.01683% | 0.01321% | 0.01683% | 0.01377% | 0.01878% | 0.02126% | 0.02126%
6635 | 0.02211% | 0.0201% | 0.02085% | 0.01419% | 0.01685% | 0.0108% | 0.01642% | 0.01328% | 0.01585% | 0.01328% | 0.01685% | 0.01419% | 0.01685% | 0.0143% | 0.01977% | 0.01419% | 0.01685% | 0.0108% | 0.01642% | 0.01328% | 0.01585% | 0.01585% | 0.01328% | 0.01685% | 0.01419% | 0.01685% | 0.0143% | 0.01977% | 0.02211% | 0.02211%
6636 | 0.02205% | 0.01978% | 0.02173% | 0.01496% | 0.01648% | 0.01037% | 0.01653% | 0.01241% | 0.01556% | 0.01241% | 0.01648% | 0.01496% | 0.01648% | 0.01477% | 0.02019% | 0.01496% | 0.01648% | 0.01037% | 0.01653% | 0.01241% | 0.01556% | 0.01556% | 0.01241% | 0.01648% | 0.01496% | 0.01648% | 0.01477% | 0.02019% | 0.02205% | 0.02205%
6637 | 0.02102% | 0.019% | 0.02206% | 0.01539% | 0.01551% | 0.009287% | 0.01623% | 0.01153% | 0.01493% | 0.01153% | 0.01551% | 0.01539% | 0.01551% | 0.01518% | 0.02019% | 0.01539% | 0.01551% | 0.009287% | 0.01623% | 0.01153% | 0.01493% | 0.01493% | 0.01153% | 0.01551% | 0.01539% | 0.01551% | 0.01518% | 0.02019% | 0.02102% | 0.02102%
6638 | 0.01883% | 0.01634% | 0.02083% | 0.01542% | 0.01407% | 0.008167% | 0.01525% | 0.01107% | 0.01374% | 0.01107% | 0.01407% | 0.01542% | 0.01407% | 0.01524% | 0.01982% | 0.01542% | 0.01407% | 0.008167% | 0.01525% | 0.01107% | 0.01374% | 0.01374% | 0.01107% | 0.01407% | 0.01542% | 0.01407% | 0.01524% | 0.01982% | 0.01883% | 0.01883%
6639 | 0.01642% | 0.01371% | 0.01963% | 0.01521% | 0.01283% | 0.007481% | 0.01366% | 0.01127% | 0.01286% | 0.01127% | 0.01283% | 0.01521% | 0.01283% | 0.01492% | 0.0187% | 0.01521% | 0.01283% | 0.007481% | 0.01366% | 0.01127% | 0.01286% | 0.01286% | 0.01127% | 0.01283% | 0.01521% | 0.01283% | 0.01492% | 0.0187% | 0.01642% | 0.01642%
6640 | 0.01387% | 0.01213% | 0.01738% | 0.01496% | 0.01174% | 0.007368% | 0.01195% | 0.009772% | 0.01217% | 0.009772% | 0.01174% | 0.01496% | 0.01174% | 0.01429% | 0.01652% | 0.01496% | 0.01174% | 0.007368% | 0.01195% | 0.009772% | 0.01217% | 0.01217% | 0.009772% | 0.01174% | 0.01496% | 0.01174% | 0.01429% | 0.01652% | 0.01387% | 0.01387%
6641 | 0.01158% | 0.01028% | 0.0161% | 0.0145% | 0.01068% | 0.007552% | 0.01055% | 0.009693% | 0.01152% | 0.009693% | 0.01068% | 0.0145% | 0.01068% | 0.01348% | 0.01374% | 0.0145% | 0.01068% | 0.007552% | 0.01055% | 0.009693% | 0.01152% | 0.01152% | 0.009693% | 0.01068% | 0.0145% | 0.01068% | 0.01348% | 0.01374% | 0.01158% | 0.01158%
6642 | 0.01056% | 0.009606% | 0.01601% | 0.01446% | 0.01015% | 0.008909% | 0.01077% | 0.009796% | 0.01055% | 0.009796% | 0.01015% | 0.01446% | 0.01015% | 0.0135% | 0.0124% | 0.01446% | 0.01015% | 0.008909% | 0.01077% | 0.009796% | 0.01055% | 0.01055% | 0.009796% | 0.01015% | 0.01446% | 0.01015% | 0.0135% | 0.0124% | 0.01056% | 0.01056%
6643 | 0.01009% | 0.009225% | 0.01371% | 0.01405% | 0.009736% | 0.01024% | 0.01101% | 0.009884% | 0.009844% | 0.009884% | 0.009736% | 0.01405% | 0.009736% | 0.01341% | 0.01146% | 0.01405% | 0.009736% | 0.01024% | 0.01101% | 0.009884% | 0.009844% | 0.009844% | 0.009884% | 0.009736% | 0.01405% | 0.009736% | 0.01341% | 0.01146% | 0.01009% | 0.01009%
6644 | 0.009431% | 0.008943% | 0.009845% | 0.01298% | 0.009059% | 0.01048% | 0.01038% | 0.009948% | 0.009132% | 0.009948% | 0.009059% | 0.01298% | 0.009059% | 0.01258% | 0.01006% | 0.01298% | 0.009059% | 0.01048% | 0.01038% | 0.009948% | 0.009132% | 0.009132% | 0.009948% | 0.009059% | 0.01298% | 0.009059% | 0.01258% | 0.01006% | 0.009431% | 0.009431%
6645 | 0.007394% | 0.008721% | 0.007269% | 0.0113% | 0.008648% | 0.01065% | 0.009704% | 0.01023% | 0.008733% | 0.01023% | 0.008648% | 0.0113% | 0.008648% | 0.01068% | 0.009126% | 0.0113% | 0.008648% | 0.01065% | 0.009704% | 0.01023% | 0.008733% | 0.008733% | 0.01023% | 0.008648% | 0.0113% | 0.008648% | 0.01068% | 0.009126% | 0.007394% | 0.007394%
6646 | 0.006962% | 0.008632% | 0.00656% | 0.008917% | 0.008507% | 0.01085% | 0.009087% | 0.01049% | 0.008563% | 0.01049% | 0.008507% | 0.008917% | 0.008507% | 0.00746% | 0.008367% | 0.008917% | 0.008507% | 0.01085% | 0.009087% | 0.01049% | 0.008563% | 0.008563% | 0.01049% | 0.008507% | 0.008917% | 0.008507% | 0.00746% | 0.008367% | 0.006962% | 0.006962%
6647 | 0.006862% | 0.008512% | 0.006501% | 0.007286% | 0.008403% | 0.01093% | 0.008716% | 0.01045% | 0.008478% | 0.01045% | 0.008403% | 0.007286% | 0.008403% | 0.005296% | 0.007779% | 0.007286% | 0.008403% | 0.01093% | 0.008716% | 0.01045% | 0.008478% | 0.008478% | 0.01045% | 0.008403% | 0.007286% | 0.008403% | 0.005296% | 0.007779% | 0.006862% | 0.006862%
6648 | 0.006854% | 0.008391% | 0.006496% | 0.00636% | 0.008329% | 0.01095% | 0.008545% | 0.008887% | 0.008412% | 0.008887% | 0.008329% | 0.00636% | 0.008329% | 0.004759% | 0.007147% | 0.00636% | 0.008329% | 0.01095% | 0.008545% | 0.008887% | 0.008412% | 0.008412% | 0.008887% | 0.008329% | 0.00636% | 0.008329% | 0.004759% | 0.007147% | 0.006854% | 0.006854%
6649 | 0.006883% | 0.008268% | 0.006606% | 0.005921% | 0.008291% | 0.01105% | 0.008498% | 0.007497% | 0.008393% | 0.007497% | 0.008291% | 0.005921% | 0.008291% | 0.004748% | 0.006923% | 0.005921% | 0.008291% | 0.01105% | 0.008498% | 0.007497% | 0.008393% | 0.008393% | 0.007497% | 0.008291% | 0.005921% | 0.008291% | 0.004748% | 0.006923% | 0.006883% | 0.006883%
6650 | 0.006932% | 0.008177% | 0.006567% | 0.005762% | 0.008273% | 0.0111% | 0.008494% | 0.00647% | 0.008575% | 0.00647% | 0.008273% | 0.005762% | 0.008273% | 0.004742% | 0.006944% | 0.005762% | 0.008273% | 0.0111% | 0.008494% | 0.00647% | 0.008575% | 0.008575% | 0.00647% | 0.008273% | 0.005762% | 0.008273% | 0.004742% | 0.006944% | 0.006932% | 0.006932%
6651 | 0.007207% | 0.008065% | 0.006482% | 0.005721% | 0.008359% | 0.01117% | 0.008567% | 0.005701% | 0.008995% | 0.005701% | 0.008359% | 0.005721% | 0.008359% | 0.004936% | 0.007187% | 0.005721% | 0.008359% | 0.01117% | 0.008567% | 0.005701% | 0.008995% | 0.008995% | 0.005701% | 0.008359% | 0.005721% | 0.008359% | 0.004936% | 0.007187% | 0.007207% | 0.007207%
6652 | 0.008101% | 0.008027% | 0.006545% | 0.005838% | 0.008841% | 0.01123% | 0.00884% | 0.005681% | 0.009643% | 0.005681% | 0.008841% | 0.005838% | 0.008841% | 0.005325% | 0.007874% | 0.005838% | 0.008841% | 0.01123% | 0.00884% | 0.005681% | 0.009643% | 0.009643% | 0.005681% | 0.008841% | 0.005838% | 0.008841% | 0.005325% | 0.007874% | 0.008101% | 0.008101%
6653 | 0.01018% | 0.008664% | 0.00672% | 0.006594% | 0.009701% | 0.011% | 0.009622% | 0.006732% | 0.01046% | 0.006732% | 0.009701% | 0.006594% | 0.009701% | 0.005912% | 0.009295% | 0.006594% | 0.009701% | 0.011% | 0.009622% | 0.006732% | 0.01046% | 0.01046% | 0.006732% | 0.009701% | 0.006594% | 0.009701% | 0.005912% | 0.009295% | 0.01018% | 0.01018%
6654 | 0.01481% | 0.008654% | 0.01129% | 0.007207% | 0.01125% | 0.01142% | 0.01084% | 0.008442% | 0.01199% | 0.008442% | 0.01125% | 0.007207% | 0.01125% | 0.007323% | 0.01145% | 0.007207% | 0.01125% | 0.01142% | 0.01084% | 0.008442% | 0.01199% | 0.01199% | 0.008442% | 0.01125% | 0.007207% | 0.01125% | 0.007323% | 0.01145% | 0.01481% | 0.01481%
6655 | 0.01545% | 0.009632% | 0.01365% | 0.007894% | 0.01219% | 0.01061% | 0.01087% | 0.01048% | 0.01302% | 0.01048% | 0.01219% | 0.007894% | 0.01219% | 0.008603% | 0.01233% | 0.007894% | 0.01219% | 0.01061% | 0.01087% | 0.01048% | 0.01302% | 0.01302% | 0.01048% | 0.01219% | 0.007894% | 0.01219% | 0.008603% | 0.01233% | 0.01545% | 0.01545%
6656 | 0.01748% | 0.01277% | 0.01597% | 0.01017% | 0.0139% | 0.01065% | 0.01255% | 0.01264% | 0.01412% | 0.01264% | 0.0139% | 0.01017% | 0.0139% | 0.01164% | 0.01502% | 0.01017% | 0.0139% | 0.01065% | 0.01255% | 0.01264% | 0.01412% | 0.01412% | 0.01264% | 0.0139% | 0.01017% | 0.0139% | 0.01164% | 0.01502% | 0.01748% | 0.01748%
6657 | 0.01914% | 0.01616% | 0.01758% | 0.01188% | 0.01538% | 0.01074% | 0.01415% | 0.01301% | 0.01515% | 0.01301% | 0.01538% | 0.01188% | 0.01538% | 0.01325% | 0.01719% | 0.01188% | 0.01538% | 0.01074% | 0.01415% | 0.01301% | 0.01515% | 0.01515% | 0.01301% | 0.01538% | 0.01188% | 0.01538% | 0.01325% | 0.01719% | 0.01914% | 0.01914%
6658 | 0.02048% | 0.01867% | 0.01938% | 0.01315% | 0.01622% | 0.01098% | 0.01547% | 0.01326% | 0.01553% | 0.01326% | 0.01622% | 0.01315% | 0.01622% | 0.01411% | 0.01873% | 0.01315% | 0.01622% | 0.01098% | 0.01547% | 0.01326% | 0.01553% | 0.01553% | 0.01326% | 0.01622% | 0.01315% | 0.01622% | 0.01411% | 0.01873% | 0.02048% | 0.02048%
6659 | 0.02118% | 0.01962% | 0.02038% | 0.01413% | 0.01635% | 0.01104% | 0.0161% | 0.01299% | 0.01549% | 0.01299% | 0.01635% | 0.01413% | 0.01635% | 0.01471% | 0.01973% | 0.01413% | 0.01635% | 0.01104% | 0.0161% | 0.01299% | 0.01549% | 0.01549% | 0.01299% | 0.01635% | 0.01413% | 0.01635% | 0.01471% | 0.01973% | 0.02118% | 0.02118%
6660 | 0.02108% | 0.01944% | 0.02115% | 0.01485% | 0.01595% | 0.01058% | 0.01617% | 0.01217% | 0.01522% | 0.01217% | 0.01595% | 0.01485% | 0.01595% | 0.01512% | 0.02015% | 0.01485% | 0.01595% | 0.01058% | 0.01617% | 0.01217% | 0.01522% | 0.01522% | 0.01217% | 0.01595% | 0.01485% | 0.01595% | 0.01512% | 0.02015% | 0.02108% | 0.02108%
6661 | 0.01993% | 0.0187% | 0.02132% | 0.01525% | 0.01496% | 0.009445% | 0.01575% | 0.01127% | 0.01461% | 0.01127% | 0.01496% | 0.01525% | 0.01496% | 0.01535% | 0.02013% | 0.01525% | 0.01496% | 0.009445% | 0.01575% | 0.01127% | 0.01461% | 0.01461% | 0.01127% | 0.01496% | 0.01525% | 0.01496% | 0.01535% | 0.02013% | 0.01993% | 0.01993%
6662 | 0.018% | 0.01607% | 0.02029% | 0.01537% | 0.01359% | 0.008409% | 0.01479% | 0.01085% | 0.01343% | 0.01085% | 0.01359% | 0.01537% | 0.01359% | 0.01535% | 0.01978% | 0.01537% | 0.01359% | 0.008409% | 0.01479% | 0.01085% | 0.01343% | 0.01343% | 0.01085% | 0.01359% | 0.01537% | 0.01359% | 0.01535% | 0.01978% | 0.018% | 0.018%
6663 | 0.01594% | 0.01342% | 0.01934% | 0.01527% | 0.01253% | 0.00773% | 0.01336% | 0.01114% | 0.01265% | 0.01114% | 0.01253% | 0.01527% | 0.01253% | 0.01503% | 0.01868% | 0.01527% | 0.01253% | 0.00773% | 0.01336% | 0.01114% | 0.01265% | 0.01265% | 0.01114% | 0.01253% | 0.01527% | 0.01253% | 0.01503% | 0.01868% | 0.01594% | 0.01594%
6664 | 0.01363% | 0.01189% | 0.01723% | 0.01504% | 0.01166% | 0.007629% | 0.01181% | 0.009724% | 0.01221% | 0.009724% | 0.01166% | 0.01504% | 0.01166% | 0.01436% | 0.01652% | 0.01504% | 0.01166% | 0.007629% | 0.01181% | 0.009724% | 0.01221% | 0.01221% | 0.009724% | 0.01166% | 0.01504% | 0.01166% | 0.01436% | 0.01652% | 0.01363% | 0.01363%
6665 | 0.01142% | 0.01004% | 0.0159% | 0.01451% | 0.01052% | 0.007691% | 0.01044% | 0.009596% | 0.01144% | 0.009596% | 0.01052% | 0.01451% | 0.01052% | 0.01343% | 0.01374% | 0.01451% | 0.01052% | 0.007691% | 0.01044% | 0.009596% | 0.01144% | 0.01144% | 0.009596% | 0.01052% | 0.01451% | 0.01052% | 0.01343% | 0.01374% | 0.01142% | 0.01142%
6666 | 0.01061% | 0.009353% | 0.01584% | 0.01449% | 0.01008% | 0.009042% | 0.01081% | 0.009764% | 0.01053% | 0.009764% | 0.01008% | 0.01449% | 0.01008% | 0.01337% | 0.0126% | 0.01449% | 0.01008% | 0.009042% | 0.01081% | 0.009764% | 0.01053% | 0.01053% | 0.009764% | 0.01008% | 0.01449% | 0.01008% | 0.01337% | 0.0126% | 0.01061% | 0.01061%
6667 | 0.009919% | 0.008987% | 0.01344% | 0.01389% | 0.009597% | 0.01045% | 0.01097% | 0.009828% | 0.009819% | 0.009828% | 0.009597% | 0.01389% | 0.009597% | 0.01314% | 0.01146% | 0.01389% | 0.009597% | 0.01045% | 0.01097% | 0.009828% | 0.009819% | 0.009819% | 0.009828% | 0.009597% | 0.01389% | 0.009597% | 0.01314% | 0.01146% | 0.009919% | 0.009919%
6668 | 0.009248% | 0.008723% | 0.009676% | 0.01284% | 0.008971% | 0.01081% | 0.01036% | 0.009914% | 0.009131% | 0.009914% | 0.008971% | 0.01284% | 0.008971% | 0.01231% | 0.01007% | 0.01284% | 0.008971% | 0.01081% | 0.01036% | 0.009914% | 0.009131% | 0.009131% | 0.009914% | 0.008971% | 0.01284% | 0.008971% | 0.01231% | 0.01007% | 0.009248% | 0.009248%
6669 | 0.007436% | 0.008542% | 0.007259% | 0.01121% | 0.008612% | 0.01103% | 0.009718% | 0.01024% | 0.008728% | 0.01024% | 0.008612% | 0.01121% | 0.008612% | 0.01048% | 0.009138% | 0.01121% | 0.008612% | 0.01103% | 0.009718% | 0.01024% | 0.008728% | 0.008728% | 0.01024% | 0.008612% | 0.01121% | 0.008612% | 0.01048% | 0.009138% | 0.007436% | 0.007436%
6670 | 0.007058% | 0.008515% | 0.006619% | 0.008877% | 0.008482% | 0.01121% | 0.009117% | 0.01048% | 0.008563% | 0.01048% | 0.008482% | 0.008877% | 0.008482% | 0.007383% | 0.008388% | 0.008877% | 0.008482% | 0.01121% | 0.009117% | 0.01048% | 0.008563% | 0.008563% | 0.01048% | 0.008482% | 0.008877% | 0.008482% | 0.007383% | 0.008388% | 0.007058% | 0.007058%
6671 | 0.006945% | 0.00844% | 0.006578% | 0.00731% | 0.008397% | 0.01133% | 0.008764% | 0.0105% | 0.008482% | 0.0105% | 0.008397% | 0.00731% | 0.008397% | 0.005374% | 0.007805% | 0.00731% | 0.008397% | 0.01133% | 0.008764% | 0.0105% | 0.008482% | 0.008482% | 0.0105% | 0.008397% | 0.00731% | 0.008397% | 0.005374% | 0.007805% | 0.006945% | 0.006945%
6672 | 0.006946% | 0.008359% | 0.006521% | 0.006389% | 0.008344% | 0.01132% | 0.0086% | 0.008851% | 0.008419% | 0.008851% | 0.008344% | 0.006389% | 0.008344% | 0.004862% | 0.007173% | 0.006389% | 0.008344% | 0.01132% | 0.0086% | 0.008851% | 0.008419% | 0.008419% | 0.008851% | 0.008344% | 0.006389% | 0.008344% | 0.004862% | 0.007173% | 0.006946% | 0.006946%
6673 | 0.005782% | 0.01018% | 0.005664% | 0.00583% | 0.008616% | 0.01234% | 0.008854% | 0.007521% | 0.008431% | 0.007521% | 0.008616% | 0.00583% | 0.008616% | 0.005058% | 0.006994% | 0.00583% | 0.008616% | 0.01234% | 0.008854% | 0.007521% | 0.008431% | 0.008431% | 0.007521% | 0.008616% | 0.00583% | 0.008616% | 0.005058% | 0.006994% | 0.005782% | 0.005782%
6674 | 0.005611% | 0.01029% | 0.005548% | 0.005738% | 0.008546% | 0.01235% | 0.008811% | 0.006889% | 0.008548% | 0.006889% | 0.008546% | 0.005738% | 0.008546% | 0.004678% | 0.006989% | 0.005738% | 0.008546% | 0.01235% | 0.008811% | 0.006889% | 0.008548% | 0.008548% | 0.006889% | 0.008546% | 0.005738% | 0.008546% | 0.004678% | 0.006989% | 0.005611% | 0.005611%
6675 | 0.005493% | 0.01031% | 0.005436% | 0.005732% | 0.008759% | 0.01239% | 0.008748% | 0.006676% | 0.008928% | 0.006676% | 0.008759% | 0.005732% | 0.008759% | 0.004739% | 0.006982% | 0.005732% | 0.008759% | 0.01239% | 0.008748% | 0.006676% | 0.008928% | 0.008928% | 0.006676% | 0.008759% | 0.005732% | 0.008759% | 0.004739% | 0.006982% | 0.005493% | 0.005493%
6676 | 0.005438% | 0.01038% | 0.005429% | 0.005834% | 0.008928% | 0.01246% | 0.008673% | 0.006822% | 0.009064% | 0.006822% | 0.008928% | 0.005834% | 0.008928% | 0.005085% | 0.006979% | 0.005834% | 0.008928% | 0.01246% | 0.008673% | 0.006822% | 0.009064% | 0.009064% | 0.006822% | 0.008928% | 0.005834% | 0.008928% | 0.005085% | 0.006979% | 0.005438% | 0.005438%
6677 | 0.005326% | 0.01091% | 0.005296% | 0.006323% | 0.008867% | 0.01239% | 0.008637% | 0.007562% | 0.009027% | 0.007562% | 0.008867% | 0.006323% | 0.008867% | 0.005624% | 0.006986% | 0.006323% | 0.008867% | 0.01239% | 0.008637% | 0.007562% | 0.009027% | 0.009027% | 0.007562% | 0.008867% | 0.006323% | 0.008867% | 0.005624% | 0.006986% | 0.005326% | 0.005326%
6678 | 0.008124% | 0.01071% | 0.007901% | 0.007002% | 0.009142% | 0.01268% | 0.008646% | 0.008942% | 0.009507% | 0.008942% | 0.009142% | 0.007002% | 0.009142% | 0.007002% | 0.006901% | 0.007002% | 0.009142% | 0.01268% | 0.008646% | 0.008942% | 0.009507% | 0.009507% | 0.008942% | 0.009142% | 0.007002% | 0.009142% | 0.007002% | 0.006901% | 0.008124% | 0.008124%
6679 | 0.005719% | 0.01073% | 0.005451% | 0.007525% | 0.008466% | 0.01161% | 0.006863% | 0.01034% | 0.009396% | 0.01034% | 0.008466% | 0.007525% | 0.008466% | 0.008189% | 0.004502% | 0.007525% | 0.008466% | 0.01161% | 0.006863% | 0.01034% | 0.009396% | 0.009396% | 0.01034% | 0.008466% | 0.007525% | 0.008466% | 0.008189% | 0.004502% | 0.005719% | 0.005719%
6680 | 0.005077% | 0.01146% | 0.005081% | 0.009675% | 0.008643% | 0.01123% | 0.006928% | 0.01223% | 0.009401% | 0.01223% | 0.008643% | 0.009675% | 0.008643% | 0.01109% | 0.004336% | 0.009675% | 0.008643% | 0.01123% | 0.006928% | 0.01223% | 0.009401% | 0.009401% | 0.01223% | 0.008643% | 0.009675% | 0.008643% | 0.01109% | 0.004336% | 0.005077% | 0.005077%
6681 | 0.00486% | 0.0127% | 0.00458% | 0.01119% | 0.009173% | 0.0111% | 0.007154% | 0.01273% | 0.009561% | 0.01273% | 0.009173% | 0.01119% | 0.009173% | 0.01263% | 0.0043% | 0.01119% | 0.009173% | 0.0111% | 0.007154% | 0.01273% | 0.009561% | 0.009561% | 0.01273% | 0.009173% | 0.01119% | 0.009173% | 0.01263% | 0.0043% | 0.00486% | 0.00486%
6682 | 0.005014% | 0.01398% | 0.004758% | 0.01215% | 0.009579% | 0.01107% | 0.007509% | 0.01363% | 0.009835% | 0.01363% | 0.009579% | 0.01215% | 0.009579% | 0.01329% | 0.004286% | 0.01215% | 0.009579% | 0.01107% | 0.007509% | 0.01363% | 0.009835% | 0.009835% | 0.01363% | 0.009579% | 0.01215% | 0.009579% | 0.01329% | 0.004286% | 0.005014% | 0.005014%
6683 | 0.004984% | 0.01485% | 0.004836% | 0.01287% | 0.009658% | 0.01092% | 0.007955% | 0.01402% | 0.01% | 0.01402% | 0.009658% | 0.01287% | 0.009658% | 0.01367% | 0.004284% | 0.01287% | 0.009658% | 0.01092% | 0.007955% | 0.01402% | 0.01% | 0.01% | 0.01402% | 0.009658% | 0.01287% | 0.009658% | 0.01367% | 0.004284% | 0.004984% | 0.004984%
6684 | 0.005122% | 0.01471% | 0.004613% | 0.01352% | 0.00964% | 0.01027% | 0.008186% | 0.01399% | 0.01014% | 0.01399% | 0.00964% | 0.01352% | 0.00964% | 0.01399% | 0.004285% | 0.01352% | 0.00964% | 0.01027% | 0.008186% | 0.01399% | 0.01014% | 0.01014% | 0.01399% | 0.00964% | 0.01352% | 0.00964% | 0.01399% | 0.004285% | 0.005122% | 0.005122%
6685 | 0.005222% | 0.01415% | 0.004598% | 0.01405% | 0.009849% | 0.00923% | 0.0082% | 0.01396% | 0.01041% | 0.01396% | 0.009849% | 0.01405% | 0.009849% | 0.01439% | 0.004289% | 0.01405% | 0.009849% | 0.00923% | 0.0082% | 0.01396% | 0.01041% | 0.01041% | 0.01396% | 0.009849% | 0.01405% | 0.009849% | 0.01439% | 0.004289% | 0.005222% | 0.005222%
6686 | 0.005175% | 0.01308% | 0.004503% | 0.01429% | 0.01004% | 0.008276% | 0.007945% | 0.01408% | 0.01066% | 0.01408% | 0.01004% | 0.01429% | 0.01004% | 0.0148% | 0.004298% | 0.01429% | 0.01004% | 0.008276% | 0.007945% | 0.01408% | 0.01066% | 0.01066% | 0.01408% | 0.01004% | 0.01429% | 0.01004% | 0.0148% | 0.004298% | 0.005175% | 0.005175%
6687 | 0.005253% | 0.01201% | 0.004431% | 0.01424% | 0.01005% | 0.007638% | 0.007478% | 0.01436% | 0.01072% | 0.01436% | 0.01005% | 0.01424% | 0.01005% | 0.01504% | 0.004303% | 0.01424% | 0.01005% | 0.007638% | 0.007478% | 0.01436% | 0.01072% | 0.01072% | 0.01436% | 0.01005% | 0.01424% | 0.01005% | 0.01504% | 0.004303% | 0.005253% | 0.005253%
6688 | 0.005397% | 0.01123% | 0.00474% | 0.0141% | 0.01005% | 0.007693% | 0.007046% | 0.01279% | 0.01077% | 0.01279% | 0.01005% | 0.0141% | 0.01005% | 0.01508% | 0.004319% | 0.0141% | 0.01005% | 0.007693% | 0.007046% | 0.01279% | 0.01077% | 0.01077% | 0.01279% | 0.01005% | 0.0141% | 0.01005% | 0.01508% | 0.004319% | 0.005397% | 0.005397%
6689 | 0.005441% | 0.0104% | 0.004692% | 0.0137% | 0.009665% | 0.00809% | 0.006616% | 0.01221% | 0.01036% | 0.01221% | 0.009665% | 0.0137% | 0.009665% | 0.01489% | 0.004332% | 0.0137% | 0.009665% | 0.00809% | 0.006616% | 0.01221% | 0.01036% | 0.01036% | 0.01221% | 0.009665% | 0.0137% | 0.009665% | 0.01489% | 0.004332% | 0.005441% | 0.005441%
6690 | 0.00691% | 0.0101% | 0.006155% | 0.01384% | 0.009606% | 0.00986% | 0.007646% | 0.01191% | 0.009773% | 0.01191% | 0.009606% | 0.01384% | 0.009606% | 0.01547% | 0.006071% | 0.01384% | 0.009606% | 0.00986% | 0.007646% | 0.01191% | 0.009773% | 0.009773% | 0.01191% | 0.009606% | 0.01384% | 0.009606% | 0.01547% | 0.006071% | 0.00691% | 0.00691%
6691 | 0.00786% | 0.01% | 0.007183% | 0.01336% | 0.009381% | 0.0116% | 0.008324% | 0.01158% | 0.009429% | 0.01158% | 0.009381% | 0.01336% | 0.009381% | 0.01543% | 0.007021% | 0.01336% | 0.009381% | 0.0116% | 0.008324% | 0.01158% | 0.009429% | 0.009429% | 0.01158% | 0.009381% | 0.01336% | 0.009381% | 0.01543% | 0.007021% | 0.00786% | 0.00786%
6692 | 0.00811% | 0.009899% | 0.007549% | 0.01234% | 0.00908% | 0.01198% | 0.00842% | 0.01099% | 0.009137% | 0.01099% | 0.00908% | 0.01234% | 0.00908% | 0.01457% | 0.007042% | 0.01234% | 0.00908% | 0.01198% | 0.00842% | 0.01099% | 0.009137% | 0.009137% | 0.01099% | 0.00908% | 0.01234% | 0.00908% | 0.01457% | 0.007042% | 0.00811% | 0.00811%
6693 | 0.006625% | 0.009868% | 0.006417% | 0.01075% | 0.008728% | 0.01219% | 0.008522% | 0.01057% | 0.008818% | 0.01057% | 0.008728% | 0.01075% | 0.008728% | 0.01255% | 0.00706% | 0.01075% | 0.008728% | 0.01219% | 0.008522% | 0.01057% | 0.008818% | 0.008818% | 0.01057% | 0.008728% | 0.01075% | 0.008728% | 0.01255% | 0.00706% | 0.006625% | 0.006625%
6694 | 0.0065% | 0.009839% | 0.006338% | 0.008464% | 0.008592% | 0.01241% | 0.008663% | 0.01005% | 0.008522% | 0.01005% | 0.008592% | 0.008464% | 0.008592% | 0.00909% | 0.007083% | 0.008464% | 0.008592% | 0.01241% | 0.008663% | 0.01005% | 0.008522% | 0.008522% | 0.01005% | 0.008592% | 0.008464% | 0.008592% | 0.00909% | 0.007083% | 0.0065% | 0.0065%
6695 | 0.006303% | 0.009829% | 0.006161% | 0.006889% | 0.008532% | 0.0125% | 0.008829% | 0.008985% | 0.008397% | 0.008985% | 0.008532% | 0.006889% | 0.008532% | 0.006655% | 0.007108% | 0.006889% | 0.008532% | 0.0125% | 0.008829% | 0.008985% | 0.008397% | 0.008397% | 0.008985% | 0.008532% | 0.006889% | 0.008532% | 0.006655% | 0.007108% | 0.006303% | 0.006303%
6696 | 0.006224% | 0.009284% | 0.005969% | 0.006258% | 0.008463% | 0.01228% | 0.008799% | 0.008244% | 0.008369% | 0.008244% | 0.008463% | 0.006258% | 0.008463% | 0.005463% | 0.007067% | 0.006258% | 0.008463% | 0.01228% | 0.008799% | 0.008244% | 0.008369% | 0.008369% | 0.008244% | 0.008463% | 0.006258% | 0.008463% | 0.005463% | 0.007067% | 0.006224% | 0.006224%
6697 | 0.005357% | 0.007583% | 0.005286% | 0.006197% | 0.007583% | 0.01248% | 0.007654% | 0.008345% | 0.007703% | 0.008345% | 0.007583% | 0.006197% | 0.007583% | 0.004989% | 0.006995% | 0.006197% | 0.007583% | 0.01248% | 0.007654% | 0.008345% | 0.007703% | 0.007703% | 0.008345% | 0.007583% | 0.006197% | 0.007583% | 0.004989% | 0.006995% | 0.005357% | 0.005357%
6698 | 0.005423% | 0.007549% | 0.005365% | 0.006112% | 0.007721% | 0.01248% | 0.007789% | 0.007834% | 0.007798% | 0.007834% | 0.007721% | 0.006112% | 0.007721% | 0.004738% | 0.007035% | 0.006112% | 0.007721% | 0.01248% | 0.007789% | 0.007834% | 0.007798% | 0.007798% | 0.007834% | 0.007721% | 0.006112% | 0.007721% | 0.004738% | 0.007035% | 0.005423% | 0.005423%
6699 | 0.00529% | 0.007482% | 0.005186% | 0.006086% | 0.007686% | 0.01252% | 0.007878% | 0.007516% | 0.007601% | 0.007516% | 0.007686% | 0.006086% | 0.007686% | 0.004781% | 0.007073% | 0.006086% | 0.007686% | 0.01252% | 0.007878% | 0.007516% | 0.007601% | 0.007601% | 0.007516% | 0.007686% | 0.006086% | 0.007686% | 0.004781% | 0.007073% | 0.00529% | 0.00529%
6700 | 0.005356% | 0.007455% | 0.005256% | 0.006139% | 0.007787% | 0.01256% | 0.008014% | 0.007702% | 0.007704% | 0.007702% | 0.007787% | 0.006139% | 0.007787% | 0.005206% | 0.00709% | 0.006139% | 0.007787% | 0.01256% | 0.008014% | 0.007702% | 0.007704% | 0.007704% | 0.007702% | 0.007787% | 0.006139% | 0.007787% | 0.005206% | 0.00709% | 0.005356% | 0.005356%
6701 | 0.005375% | 0.007461% | 0.005351% | 0.006799% | 0.007965% | 0.01267% | 0.008222% | 0.008395% | 0.007822% | 0.008395% | 0.007965% | 0.006799% | 0.007965% | 0.006144% | 0.007119% | 0.006799% | 0.007965% | 0.01267% | 0.008222% | 0.008395% | 0.007822% | 0.007822% | 0.008395% | 0.007965% | 0.006799% | 0.007965% | 0.006144% | 0.007119% | 0.005375% | 0.005375%
6702 | 0.009224% | 0.007526% | 0.008497% | 0.0071% | 0.00791% | 0.0127% | 0.008143% | 0.008853% | 0.007641% | 0.008853% | 0.00791% | 0.0071% | 0.00791% | 0.007564% | 0.007071% | 0.0071% | 0.00791% | 0.0127% | 0.008143% | 0.008853% | 0.007641% | 0.007641% | 0.008853% | 0.00791% | 0.0071% | 0.00791% | 0.007564% | 0.007071% | 0.009224% | 0.009224%
6703 | 0.005419% | 0.00824% | 0.005087% | 0.006655% | 0.007064% | 0.01141% | 0.006387% | 0.009482% | 0.007231% | 0.009482% | 0.007064% | 0.006655% | 0.007064% | 0.007886% | 0.004655% | 0.006655% | 0.007064% | 0.01141% | 0.006387% | 0.009482% | 0.007231% | 0.007231% | 0.009482% | 0.007064% | 0.006655% | 0.007064% | 0.007886% | 0.004655% | 0.005419% | 0.005419%
6704 | 0.005548% | 0.008361% | 0.005117% | 0.007628% | 0.007344% | 0.01128% | 0.006567% | 0.01139% | 0.007643% | 0.01139% | 0.007344% | 0.007628% | 0.007344% | 0.009769% | 0.004407% | 0.007628% | 0.007344% | 0.01128% | 0.006567% | 0.01139% | 0.007643% | 0.007643% | 0.01139% | 0.007344% | 0.007628% | 0.007344% | 0.009769% | 0.004407% | 0.005548% | 0.005548%
6705 | 0.00517% | 0.009028% | 0.004695% | 0.008788% | 0.007265% | 0.01104% | 0.006365% | 0.01237% | 0.007562% | 0.01237% | 0.007265% | 0.008788% | 0.007265% | 0.01134% | 0.004322% | 0.008788% | 0.007265% | 0.01104% | 0.006365% | 0.01237% | 0.007562% | 0.007562% | 0.01237% | 0.007265% | 0.008788% | 0.007265% | 0.01134% | 0.004322% | 0.00517% | 0.00517%
6706 | 0.004837% | 0.009954% | 0.004348% | 0.01003% | 0.007073% | 0.01102% | 0.006058% | 0.01291% | 0.007434% | 0.01291% | 0.007073% | 0.01003% | 0.007073% | 0.0124% | 0.004287% | 0.01003% | 0.007073% | 0.01102% | 0.006058% | 0.01291% | 0.007434% | 0.007434% | 0.01291% | 0.007073% | 0.01003% | 0.007073% | 0.0124% | 0.004287% | 0.004837% | 0.004837%
6707 | 0.004625% | 0.01109% | 0.004211% | 0.0112% | 0.006941% | 0.01074% | 0.005824% | 0.01331% | 0.007434% | 0.01331% | 0.006941% | 0.0112% | 0.006941% | 0.01307% | 0.004275% | 0.0112% | 0.006941% | 0.01074% | 0.005824% | 0.01331% | 0.007434% | 0.007434% | 0.01331% | 0.006941% | 0.0112% | 0.006941% | 0.01307% | 0.004275% | 0.004625% | 0.004625%
6708 | 0.004719% | 0.01165% | 0.004103% | 0.01233% | 0.006935% | 0.01022% | 0.005816% | 0.01354% | 0.007525% | 0.01354% | 0.006935% | 0.01233% | 0.006935% | 0.01346% | 0.004271% | 0.01233% | 0.006935% | 0.01022% | 0.005816% | 0.01354% | 0.007525% | 0.007525% | 0.01354% | 0.006935% | 0.01233% | 0.006935% | 0.01346% | 0.004271% | 0.004719% | 0.004719%
6709 | 0.004778% | 0.01171% | 0.00402% | 0.01297% | 0.006968% | 0.009174% | 0.005794% | 0.01376% | 0.007636% | 0.01376% | 0.006968% | 0.01297% | 0.006968% | 0.01365% | 0.004269% | 0.01297% | 0.006968% | 0.009174% | 0.005794% | 0.01376% | 0.007636% | 0.007636% | 0.01376% | 0.006968% | 0.01297% | 0.006968% | 0.01365% | 0.004269% | 0.004778% | 0.004778%
6710 | 0.004614% | 0.01109% | 0.003923% | 0.01312% | 0.00703% | 0.008102% | 0.005812% | 0.014% | 0.007742% | 0.014% | 0.00703% | 0.01312% | 0.00703% | 0.01376% | 0.004265% | 0.01312% | 0.00703% | 0.008102% | 0.005812% | 0.014% | 0.007742% | 0.007742% | 0.014% | 0.00703% | 0.01312% | 0.00703% | 0.01376% | 0.004265% | 0.004614% | 0.004614%
6711 | 0.0048% | 0.01004% | 0.00399% | 0.01293% | 0.007056% | 0.007497% | 0.005794% | 0.01421% | 0.007808% | 0.01421% | 0.007056% | 0.01293% | 0.007056% | 0.01376% | 0.004268% | 0.01293% | 0.007056% | 0.007497% | 0.005794% | 0.01421% | 0.007808% | 0.007808% | 0.01421% | 0.007056% | 0.01293% | 0.007056% | 0.01376% | 0.004268% | 0.0048% | 0.0048%
6712 | 0.004891% | 0.009096% | 0.004114% | 0.01243% | 0.006784% | 0.007483% | 0.005608% | 0.01216% | 0.007453% | 0.01216% | 0.006784% | 0.01243% | 0.006784% | 0.01354% | 0.004265% | 0.01243% | 0.006784% | 0.007483% | 0.005608% | 0.01216% | 0.007453% | 0.007453% | 0.01216% | 0.006784% | 0.01243% | 0.006784% | 0.01354% | 0.004265% | 0.004891% | 0.004891%
6713 | 0.004878% | 0.008244% | 0.004186% | 0.01166% | 0.006403% | 0.007811% | 0.005329% | 0.01122% | 0.007102% | 0.01122% | 0.006403% | 0.01166% | 0.006403% | 0.01292% | 0.004265% | 0.01166% | 0.006403% | 0.007811% | 0.005329% | 0.01122% | 0.007102% | 0.007102% | 0.01122% | 0.006403% | 0.01166% | 0.006403% | 0.01292% | 0.004265% | 0.004878% | 0.004878%
6714 | 0.00646% | 0.007935% | 0.005678% | 0.0116% | 0.006771% | 0.009567% | 0.006531% | 0.01109% | 0.007142% | 0.01109% | 0.006771% | 0.0116% | 0.006771% | 0.01302% | 0.006064% | 0.0116% | 0.006771% | 0.009567% | 0.006531% | 0.01109% | 0.007142% | 0.007142% | 0.01109% | 0.006771% | 0.0116% | 0.006771% | 0.01302% | 0.006064% | 0.00646% | 0.00646%
6715 | 0.007314% | 0.007881% | 0.006515% | 0.01089% | 0.006955% | 0.01129% | 0.007092% | 0.01094% | 0.007173% | 0.01094% | 0.006955% | 0.01089% | 0.006955% | 0.01241% | 0.006944% | 0.01089% | 0.006955% | 0.01129% | 0.007092% | 0.01094% | 0.007173% | 0.007173% | 0.01094% | 0.006955% | 0.01089% | 0.006955% | 0.01241% | 0.006944% | 0.007314% | 0.007314%
6716 | 0.007423% | 0.007792% | 0.00679% | 0.00986% | 0.00695% | 0.01178% | 0.007097% | 0.01056% | 0.007155% | 0.01056% | 0.00695% | 0.00986% | 0.00695% | 0.0111% | 0.006977% | 0.00986% | 0.00695% | 0.01178% | 0.007097% | 0.01056% | 0.007155% | 0.007155% | 0.01056% | 0.00695% | 0.00986% | 0.00695% | 0.0111% | 0.006977% | 0.007423% | 0.007423%
6717 | 0.005678% | 0.007731% | 0.005383% | 0.008911% | 0.00703% | 0.0121% | 0.007172% | 0.01025% | 0.007205% | 0.01025% | 0.00703% | 0.008911% | 0.00703% | 0.00962% | 0.007005% | 0.008911% | 0.00703% | 0.0121% | 0.007172% | 0.01025% | 0.007205% | 0.007205% | 0.01025% | 0.00703% | 0.008911% | 0.00703% | 0.00962% | 0.007005% | 0.005678% | 0.005678%
6718 | 0.005697% | 0.007689% | 0.005483% | 0.008022% | 0.007156% | 0.01233% | 0.007311% | 0.00995% | 0.007307% | 0.00995% | 0.007156% | 0.008022% | 0.007156% | 0.008074% | 0.007027% | 0.008022% | 0.007156% | 0.01233% | 0.007311% | 0.00995% | 0.007307% | 0.007307% | 0.00995% | 0.007156% | 0.008022% | 0.007156% | 0.008074% | 0.007027% | 0.005697% | 0.005697%
6719 | 0.005737% | 0.007642% | 0.005495% | 0.007326% | 0.007315% | 0.01241% | 0.00746% | 0.009174% | 0.00749% | 0.009174% | 0.007315% | 0.007326% | 0.007315% | 0.006585% | 0.007049% | 0.007326% | 0.007315% | 0.01241% | 0.00746% | 0.009174% | 0.00749% | 0.00749% | 0.009174% | 0.007315% | 0.007326% | 0.007315% | 0.006585% | 0.007049% | 0.005737% | 0.005737%
6720 | 0.005676% | 0.008144% | 0.005463% | 0.006468% | 0.007776% | 0.01246% | 0.007973% | 0.0086% | 0.007776% | 0.0086% | 0.007776% | 0.006468% | 0.007776% | 0.005528% | 0.007041% | 0.006468% | 0.007776% | 0.01246% | 0.007973% | 0.0086% | 0.007776% | 0.007776% | 0.0086% | 0.007776% | 0.006468% | 0.007776% | 0.005528% | 0.007041% | 0.005676% | 0.005676%
6721 | 0.007284% | 0.007898% | 0.006831% | 0.005981% | 0.008386% | 0.01181% | 0.008856% | 0.007425% | 0.008391% | 0.007425% | 0.008386% | 0.005981% | 0.008386% | 0.004962% | 0.007095% | 0.005981% | 0.008386% | 0.01181% | 0.008856% | 0.007425% | 0.008391% | 0.008391% | 0.007425% | 0.008386% | 0.005981% | 0.008386% | 0.004962% | 0.007095% | 0.007284% | 0.007284%
6722 | 0.007319% | 0.007839% | 0.006812% | 0.005851% | 0.008384% | 0.01191% | 0.008854% | 0.006405% | 0.008552% | 0.006405% | 0.008384% | 0.005851% | 0.008384% | 0.005023% | 0.007139% | 0.005851% | 0.008384% | 0.01191% | 0.008854% | 0.006405% | 0.008552% | 0.008552% | 0.006405% | 0.008384% | 0.005851% | 0.008384% | 0.005023% | 0.007139% | 0.007319% | 0.007319%
6723 | 0.007649% | 0.007782% | 0.006901% | 0.005846% | 0.008492% | 0.01201% | 0.00896% | 0.005684% | 0.008996% | 0.005684% | 0.008492% | 0.005846% | 0.008492% | 0.005309% | 0.00741% | 0.005846% | 0.008492% | 0.01201% | 0.00896% | 0.005684% | 0.008996% | 0.008996% | 0.005684% | 0.008492% | 0.005846% | 0.008492% | 0.005309% | 0.00741% | 0.007649% | 0.007649%
6724 | 0.008571% | 0.007741% | 0.00691% | 0.005993% | 0.008986% | 0.01209% | 0.009288% | 0.005613% | 0.009627% | 0.005613% | 0.008986% | 0.005993% | 0.008986% | 0.005744% | 0.008124% | 0.005993% | 0.008986% | 0.01209% | 0.009288% | 0.005613% | 0.009627% | 0.009627% | 0.005613% | 0.008986% | 0.005993% | 0.008986% | 0.005744% | 0.008124% | 0.008571% | 0.008571%
6725 | 0.01058% | 0.008314% | 0.007085% | 0.006804% | 0.009937% | 0.01191% | 0.01012% | 0.00664% | 0.01047% | 0.00664% | 0.009937% | 0.006804% | 0.009937% | 0.006415% | 0.009574% | 0.006804% | 0.009937% | 0.01191% | 0.01012% | 0.00664% | 0.01047% | 0.01047% | 0.00664% | 0.009937% | 0.006804% | 0.009937% | 0.006415% | 0.009574% | 0.01058% | 0.01058%
6726 | 0.01601% | 0.008468% | 0.01329% | 0.007659% | 0.01157% | 0.01234% | 0.01151% | 0.008396% | 0.01205% | 0.008396% | 0.01157% | 0.007659% | 0.01157% | 0.008046% | 0.01198% | 0.007659% | 0.01157% | 0.01234% | 0.01151% | 0.008396% | 0.01205% | 0.01205% | 0.008396% | 0.01157% | 0.007659% | 0.01157% | 0.008046% | 0.01198% | 0.01601% | 0.01601%
6727 | 0.0158% | 0.009377% | 0.01478% | 0.008179% | 0.01222% | 0.01142% | 0.01124% | 0.01034% | 0.01298% | 0.01034% | 0.01222% | 0.008179% | 0.01222% | 0.009141% | 0.01257% | 0.008179% | 0.01222% | 0.01142% | 0.01124% | 0.01034% | 0.01298% | 0.01298% | 0.01034% | 0.01222% | 0.008179% | 0.01222% | 0.009141% | 0.01257% | 0.0158% | 0.0158%
6728 | 0.0173% | 0.01242% | 0.01638% | 0.01023% | 0.01373% | 0.01091% | 0.01259% | 0.01249% | 0.01413% | 0.01249% | 0.01373% | 0.01023% | 0.01373% | 0.01191% | 0.01511% | 0.01023% | 0.01373% | 0.01091% | 0.01259% | 0.01249% | 0.01413% | 0.01413% | 0.01249% | 0.01373% | 0.01023% | 0.01373% | 0.01191% | 0.01511% | 0.0173% | 0.0173%
6729 | 0.01837% | 0.01563% | 0.01685% | 0.01158% | 0.01513% | 0.01053% | 0.01393% | 0.01295% | 0.01533% | 0.01295% | 0.01513% | 0.01158% | 0.01513% | 0.01316% | 0.0172% | 0.01158% | 0.01513% | 0.01053% | 0.01393% | 0.01295% | 0.01533% | 0.01533% | 0.01295% | 0.01513% | 0.01158% | 0.01513% | 0.01316% | 0.0172% | 0.01837% | 0.01837%
6730 | 0.01914% | 0.01822% | 0.01764% | 0.01254% | 0.016% | 0.01058% | 0.01503% | 0.01333% | 0.0159% | 0.01333% | 0.016% | 0.01254% | 0.016% | 0.01372% | 0.01869% | 0.01254% | 0.016% | 0.01058% | 0.01503% | 0.01333% | 0.0159% | 0.0159% | 0.01333% | 0.016% | 0.01254% | 0.016% | 0.01372% | 0.01869% | 0.01914% | 0.01914%
6731 | 0.01944% | 0.01924% | 0.01803% | 0.01329% | 0.01605% | 0.01047% | 0.01555% | 0.01307% | 0.0158% | 0.01307% | 0.01605% | 0.01329% | 0.01605% | 0.01415% | 0.01967% | 0.01329% | 0.01605% | 0.01047% | 0.01555% | 0.01307% | 0.0158% | 0.0158% | 0.01307% | 0.01605% | 0.01329% | 0.01605% | 0.01415% | 0.01967% | 0.01944% | 0.01944%
6732 | 0.01923% | 0.01912% | 0.01853% | 0.01393% | 0.01562% | 0.009884% | 0.01554% | 0.0123% | 0.0155% | 0.0123% | 0.01562% | 0.01393% | 0.01562% | 0.01452% | 0.02007% | 0.01393% | 0.01562% | 0.009884% | 0.01554% | 0.0123% | 0.0155% | 0.0155% | 0.0123% | 0.01562% | 0.01393% | 0.01562% | 0.01452% | 0.02007% | 0.01923% | 0.01923%
6733 | 0.01828% | 0.01836% | 0.01877% | 0.01437% | 0.01475% | 0.008922% | 0.01517% | 0.01153% | 0.01496% | 0.01153% | 0.01475% | 0.01437% | 0.01475% | 0.01483% | 0.02005% | 0.01437% | 0.01475% | 0.008922% | 0.01517% | 0.01153% | 0.01496% | 0.01496% | 0.01153% | 0.01475% | 0.01437% | 0.01475% | 0.01483% | 0.02005% | 0.01828% | 0.01828%
6734 | 0.01637% | 0.01584% | 0.01795% | 0.01459% | 0.01355% | 0.008045% | 0.01431% | 0.01124% | 0.01395% | 0.01124% | 0.01355% | 0.01459% | 0.01355% | 0.01495% | 0.01971% | 0.01459% | 0.01355% | 0.008045% | 0.01431% | 0.01124% | 0.01395% | 0.01395% | 0.01124% | 0.01355% | 0.01459% | 0.01355% | 0.01495% | 0.01971% | 0.01637% | 0.01637%
6735 | 0.01444% | 0.01322% | 0.01716% | 0.01454% | 0.01244% | 0.007416% | 0.01288% | 0.01159% | 0.01317% | 0.01159% | 0.01244% | 0.01454% | 0.01244% | 0.01468% | 0.01861% | 0.01454% | 0.01244% | 0.007416% | 0.01288% | 0.01159% | 0.01317% | 0.01317% | 0.01159% | 0.01244% | 0.01454% | 0.01244% | 0.01468% | 0.01861% | 0.01444% | 0.01444%
6736 | 0.01244% | 0.01159% | 0.01528% | 0.01434% | 0.01148% | 0.00728% | 0.01134% | 0.0101% | 0.01252% | 0.0101% | 0.01148% | 0.01434% | 0.01148% | 0.01404% | 0.01645% | 0.01434% | 0.01148% | 0.00728% | 0.01134% | 0.0101% | 0.01252% | 0.01252% | 0.0101% | 0.01148% | 0.01434% | 0.01148% | 0.01404% | 0.01645% | 0.01244% | 0.01244%
6737 | 0.01061% | 0.009657% | 0.01441% | 0.01393% | 0.01042% | 0.007486% | 0.01009% | 0.009872% | 0.01168% | 0.009872% | 0.01042% | 0.01393% | 0.01042% | 0.01314% | 0.01369% | 0.01393% | 0.01042% | 0.007486% | 0.01009% | 0.009872% | 0.01168% | 0.01168% | 0.009872% | 0.01042% | 0.01393% | 0.01042% | 0.01314% | 0.01369% | 0.01061% | 0.01061%
6738 | 0.01035% | 0.009024% | 0.01512% | 0.01411% | 0.01005% | 0.009069% | 0.01073% | 0.009969% | 0.01076% | 0.009969% | 0.01005% | 0.01411% | 0.01005% | 0.01329% | 0.01268% | 0.01411% | 0.01005% | 0.009069% | 0.01073% | 0.009969% | 0.01076% | 0.01076% | 0.009969% | 0.01005% | 0.01411% | 0.01005% | 0.01329% | 0.01268% | 0.01035% | 0.01035%
6739 | 0.009969% | 0.008728% | 0.01315% | 0.01363% | 0.009603% | 0.01048% | 0.01091% | 0.00998% | 0.009972% | 0.00998% | 0.009603% | 0.01363% | 0.009603% | 0.0131% | 0.01149% | 0.01363% | 0.009603% | 0.01048% | 0.01091% | 0.00998% | 0.009972% | 0.009972% | 0.00998% | 0.009603% | 0.01363% | 0.009603% | 0.0131% | 0.01149% | 0.009969% | 0.009969%
6740 | 0.009555% | 0.008525% | 0.009703% | 0.01265% | 0.009025% | 0.01084% | 0.01035% | 0.009999% | 0.00924% | 0.009999% | 0.009025% | 0.01265% | 0.009025% | 0.01229% | 0.01011% | 0.01265% | 0.009025% | 0.01084% | 0.01035% | 0.009999% | 0.00924% | 0.00924% | 0.009999% | 0.009025% | 0.01265% | 0.009025% | 0.01229% | 0.01011% | 0.009555% | 0.009555%
6741 | 0.007301% | 0.008331% | 0.007241% | 0.01106% | 0.008658% | 0.01105% | 0.009746% | 0.01027% | 0.008834% | 0.01027% | 0.008658% | 0.01106% | 0.008658% | 0.01048% | 0.009189% | 0.01106% | 0.008658% | 0.01105% | 0.009746% | 0.01027% | 0.008834% | 0.008834% | 0.01027% | 0.008658% | 0.01106% | 0.008658% | 0.01048% | 0.009189% | 0.007301% | 0.007301%
6742 | 0.007048% | 0.008291% | 0.006612% | 0.008776% | 0.008507% | 0.0112% | 0.009155% | 0.01049% | 0.008658% | 0.01049% | 0.008507% | 0.008776% | 0.008507% | 0.007381% | 0.008442% | 0.008776% | 0.008507% | 0.0112% | 0.009155% | 0.01049% | 0.008658% | 0.008658% | 0.01049% | 0.008507% | 0.008776% | 0.008507% | 0.007381% | 0.008442% | 0.007048% | 0.007048%
6743 | 0.006942% | 0.008209% | 0.006589% | 0.007257% | 0.008398% | 0.01127% | 0.008798% | 0.01047% | 0.008572% | 0.01047% | 0.008398% | 0.007257% | 0.008398% | 0.005399% | 0.007863% | 0.007257% | 0.008398% | 0.01127% | 0.008798% | 0.01047% | 0.008572% | 0.008572% | 0.01047% | 0.008398% | 0.007257% | 0.008398% | 0.005399% | 0.007863% | 0.006942% | 0.006942%
6744 | 0.006652% | 0.008017% | 0.006347% | 0.006426% | 0.008155% | 0.0116% | 0.008423% | 0.008908% | 0.008299% | 0.008908% | 0.008155% | 0.006426% | 0.008155% | 0.005048% | 0.007235% | 0.006426% | 0.008155% | 0.0116% | 0.008423% | 0.008908% | 0.008299% | 0.008299% | 0.008908% | 0.008155% | 0.006426% | 0.008155% | 0.005048% | 0.007235% | 0.006652% | 0.006652%
6745 | 0.007087% | 0.008096% | 0.006771% | 0.005936% | 0.008307% | 0.01139% | 0.008632% | 0.007463% | 0.008465% | 0.007463% | 0.008307% | 0.005936% | 0.008307% | 0.004888% | 0.007037% | 0.005936% | 0.008307% | 0.01139% | 0.008632% | 0.007463% | 0.008465% | 0.008465% | 0.007463% | 0.008307% | 0.005936% | 0.008307% | 0.004888% | 0.007037% | 0.007087% | 0.007087%
6746 | 0.007112% | 0.008071% | 0.006729% | 0.005796% | 0.008317% | 0.01144% | 0.008653% | 0.006439% | 0.008618% | 0.006439% | 0.008317% | 0.005796% | 0.008317% | 0.004927% | 0.007066% | 0.005796% | 0.008317% | 0.01144% | 0.008653% | 0.006439% | 0.008618% | 0.008618% | 0.006439% | 0.008317% | 0.005796% | 0.008317% | 0.004927% | 0.007066% | 0.007112% | 0.007112%
6747 | 0.007442% | 0.007992% | 0.006716% | 0.005763% | 0.008414% | 0.01151% | 0.008733% | 0.00571% | 0.009062% | 0.00571% | 0.008414% | 0.005763% | 0.008414% | 0.005188% | 0.007317% | 0.005763% | 0.008414% | 0.01151% | 0.008733% | 0.00571% | 0.009062% | 0.009062% | 0.00571% | 0.008414% | 0.005763% | 0.008414% | 0.005188% | 0.007317% | 0.007442% | 0.007442%
6748 | 0.008346% | 0.007967% | 0.006771% | 0.00588% | 0.008866% | 0.01161% | 0.009014% | 0.005631% | 0.009713% | 0.005631% | 0.008866% | 0.00588% | 0.008866% | 0.005601% | 0.00801% | 0.00588% | 0.008866% | 0.01161% | 0.009014% | 0.005631% | 0.009713% | 0.009713% | 0.005631% | 0.008866% | 0.00588% | 0.008866% | 0.005601% | 0.00801% | 0.008346% | 0.008346%
6749 | 0.01044% | 0.008604% | 0.006961% | 0.006666% | 0.009788% | 0.01147% | 0.009784% | 0.006648% | 0.0106% | 0.006648% | 0.009788% | 0.006666% | 0.009788% | 0.006203% | 0.009439% | 0.006666% | 0.009788% | 0.01147% | 0.009784% | 0.006648% | 0.0106% | 0.0106% | 0.006648% | 0.009788% | 0.006666% | 0.009788% | 0.006203% | 0.009439% | 0.01044% | 0.01044%
6750 | 0.01569% | 0.008658% | 0.01282% | 0.007455% | 0.01151% | 0.01187% | 0.0112% | 0.008396% | 0.01225% | 0.008396% | 0.01151% | 0.007455% | 0.01151% | 0.007708% | 0.01192% | 0.007455% | 0.01151% | 0.01187% | 0.0112% | 0.008396% | 0.01225% | 0.01225% | 0.008396% | 0.01151% | 0.007455% | 0.01151% | 0.007708% | 0.01192% | 0.01569% | 0.01569%
6751 | 0.01571% | 0.009627% | 0.01449% | 0.007947% | 0.01227% | 0.01097% | 0.01096% | 0.01049% | 0.01341% | 0.01049% | 0.01227% | 0.007947% | 0.01227% | 0.008826% | 0.01246% | 0.007947% | 0.01227% | 0.01097% | 0.01096% | 0.01049% | 0.01341% | 0.01341% | 0.01049% | 0.01227% | 0.007947% | 0.01227% | 0.008826% | 0.01246% | 0.01571% | 0.01571%
6752 | 0.01741% | 0.01259% | 0.0163% | 0.01012% | 0.01409% | 0.01068% | 0.01253% | 0.0128% | 0.01487% | 0.0128% | 0.01409% | 0.01012% | 0.01409% | 0.01173% | 0.01507% | 0.01012% | 0.01409% | 0.01068% | 0.01253% | 0.0128% | 0.01487% | 0.01487% | 0.0128% | 0.01409% | 0.01012% | 0.01409% | 0.01173% | 0.01507% | 0.01741% | 0.01741%
6753 | 0.01863% | 0.01586% | 0.01692% | 0.01165% | 0.01562% | 0.01046% | 0.01396% | 0.01323% | 0.01606% | 0.01323% | 0.01562% | 0.01165% | 0.01562% | 0.01317% | 0.01719% | 0.01165% | 0.01562% | 0.01046% | 0.01396% | 0.01323% | 0.01606% | 0.01606% | 0.01323% | 0.01562% | 0.01165% | 0.01562% | 0.01317% | 0.01719% | 0.01863% | 0.01863%
6754 | 0.01957% | 0.0185% | 0.01786% | 0.01277% | 0.01648% | 0.01052% | 0.01517% | 0.01362% | 0.01651% | 0.01362% | 0.01648% | 0.01277% | 0.01648% | 0.01386% | 0.01871% | 0.01277% | 0.01648% | 0.01052% | 0.01517% | 0.01362% | 0.01651% | 0.01651% | 0.01362% | 0.01648% | 0.01277% | 0.01648% | 0.01386% | 0.01871% | 0.01957% | 0.01957%
6755 | 0.02008% | 0.01947% | 0.01845% | 0.0137% | 0.01655% | 0.01045% | 0.01578% | 0.01336% | 0.01633% | 0.01336% | 0.01655% | 0.0137% | 0.01655% | 0.01445% | 0.0197% | 0.0137% | 0.01655% | 0.01045% | 0.01578% | 0.01336% | 0.01633% | 0.01633% | 0.01336% | 0.01655% | 0.0137% | 0.01655% | 0.01445% | 0.0197% | 0.02008% | 0.02008%
6756 | 0.02001% | 0.01926% | 0.01914% | 0.01447% | 0.01616% | 0.009746% | 0.01587% | 0.01258% | 0.016% | 0.01258% | 0.01616% | 0.01447% | 0.01616% | 0.01495% | 0.02011% | 0.01447% | 0.01616% | 0.009746% | 0.01587% | 0.01258% | 0.016% | 0.016% | 0.01258% | 0.01616% | 0.01447% | 0.01616% | 0.01495% | 0.02011% | 0.02001% | 0.02001%
6757 | 0.019% | 0.01852% | 0.01937% | 0.01492% | 0.01525% | 0.008654% | 0.01552% | 0.01181% | 0.01545% | 0.01181% | 0.01525% | 0.01492% | 0.01525% | 0.01529% | 0.02009% | 0.01492% | 0.01525% | 0.008654% | 0.01552% | 0.01181% | 0.01545% | 0.01545% | 0.01181% | 0.01525% | 0.01492% | 0.01525% | 0.01529% | 0.02009% | 0.019% | 0.019%
6758 | 0.01699% | 0.01601% | 0.01844% | 0.01508% | 0.01396% | 0.007644% | 0.01463% | 0.01145% | 0.01444% | 0.01145% | 0.01396% | 0.01508% | 0.01396% | 0.01534% | 0.01974% | 0.01508% | 0.01396% | 0.007644% | 0.01463% | 0.01145% | 0.01444% | 0.01444% | 0.01145% | 0.01396% | 0.01508% | 0.01396% | 0.01534% | 0.01974% | 0.01699% | 0.01699%
6759 | 0.0149% | 0.01346% | 0.0176% | 0.01497% | 0.01283% | 0.007031% | 0.01321% | 0.01175% | 0.01364% | 0.01175% | 0.01283% | 0.01497% | 0.01283% | 0.01502% | 0.01864% | 0.01497% | 0.01283% | 0.007031% | 0.01321% | 0.01175% | 0.01364% | 0.01364% | 0.01175% | 0.01283% | 0.01497% | 0.01283% | 0.01502% | 0.01864% | 0.0149% | 0.0149%
6760 | 0.01275% | 0.01183% | 0.01562% | 0.0147% | 0.01184% | 0.007077% | 0.01163% | 0.01025% | 0.01297% | 0.01025% | 0.01184% | 0.0147% | 0.01184% | 0.01432% | 0.01648% | 0.0147% | 0.01184% | 0.007077% | 0.01163% | 0.01025% | 0.01297% | 0.01297% | 0.01025% | 0.01184% | 0.0147% | 0.01184% | 0.01432% | 0.01648% | 0.01275% | 0.01275%
6761 | 0.01069% | 0.009848% | 0.01458% | 0.01415% | 0.01067% | 0.007481% | 0.01029% | 0.009979% | 0.01202% | 0.009979% | 0.01067% | 0.01415% | 0.01067% | 0.01336% | 0.0137% | 0.01415% | 0.01067% | 0.007481% | 0.01029% | 0.009979% | 0.01202% | 0.01202% | 0.009979% | 0.01067% | 0.01415% | 0.01067% | 0.01336% | 0.0137% | 0.01069% | 0.01069%
6762 | 0.01033% | 0.009157% | 0.01516% | 0.01425% | 0.0101% | 0.009288% | 0.01088% | 0.009913% | 0.01085% | 0.009913% | 0.0101% | 0.01425% | 0.0101% | 0.01346% | 0.01274% | 0.01425% | 0.0101% | 0.009288% | 0.01088% | 0.009913% | 0.01085% | 0.01085% | 0.009913% | 0.0101% | 0.01425% | 0.0101% | 0.01346% | 0.01274% | 0.01033% | 0.01033%
6763 | 0.009907% | 0.008764% | 0.01313% | 0.01367% | 0.009547% | 0.01065% | 0.01098% | 0.009807% | 0.009942% | 0.009807% | 0.009547% | 0.01367% | 0.009547% | 0.01318% | 0.01148% | 0.01367% | 0.009547% | 0.01065% | 0.01098% | 0.009807% | 0.009942% | 0.009942% | 0.009807% | 0.009547% | 0.01367% | 0.009547% | 0.01318% | 0.01148% | 0.009907% | 0.009907%
6764 | 0.009406% | 0.008477% | 0.009659% | 0.01265% | 0.008936% | 0.01093% | 0.0104% | 0.009776% | 0.009147% | 0.009776% | 0.008936% | 0.01265% | 0.008936% | 0.01234% | 0.01011% | 0.01265% | 0.008936% | 0.01093% | 0.0104% | 0.009776% | 0.009147% | 0.009147% | 0.009776% | 0.008936% | 0.01265% | 0.008936% | 0.01234% | 0.01011% | 0.009406% | 0.009406%
6765 | 0.007289% | 0.008276% | 0.007276% | 0.01105% | 0.00855% | 0.01113% | 0.009775% | 0.01004% | 0.008707% | 0.01004% | 0.00855% | 0.01105% | 0.00855% | 0.01053% | 0.009193% | 0.01105% | 0.00855% | 0.01113% | 0.009775% | 0.01004% | 0.008707% | 0.008707% | 0.01004% | 0.00855% | 0.01105% | 0.00855% | 0.01053% | 0.009193% | 0.007289% | 0.007289%
6766 | 0.007027% | 0.008184% | 0.006612% | 0.008778% | 0.008423% | 0.0113% | 0.009189% | 0.01026% | 0.008521% | 0.01026% | 0.008423% | 0.008778% | 0.008423% | 0.007426% | 0.008457% | 0.008778% | 0.008423% | 0.0113% | 0.009189% | 0.01026% | 0.008521% | 0.008521% | 0.01026% | 0.008423% | 0.008778% | 0.008423% | 0.007426% | 0.008457% | 0.007027% | 0.007027%
6767 | 0.00689% | 0.008126% | 0.006586% | 0.007256% | 0.008329% | 0.01136% | 0.008844% | 0.01028% | 0.008447% | 0.01028% | 0.008329% | 0.007256% | 0.008329% | 0.005429% | 0.007891% | 0.007256% | 0.008329% | 0.01136% | 0.008844% | 0.01028% | 0.008447% | 0.008447% | 0.01028% | 0.008329% | 0.007256% | 0.008329% | 0.005429% | 0.007891% | 0.00689% | 0.00689%
6768 | 0.006965% | 0.008069% | 0.006605% | 0.006381% | 0.008294% | 0.01138% | 0.008697% | 0.008764% | 0.008407% | 0.008764% | 0.008294% | 0.006381% | 0.008294% | 0.004968% | 0.007274% | 0.006381% | 0.008294% | 0.01138% | 0.008697% | 0.008764% | 0.008407% | 0.008407% | 0.008764% | 0.008294% | 0.006381% | 0.008294% | 0.004968% | 0.007274% | 0.006965% | 0.006965%
6769 | 0.007009% | 0.008007% | 0.006749% | 0.00595% | 0.008249% | 0.01146% | 0.008672% | 0.007407% | 0.008364% | 0.007407% | 0.008249% | 0.00595% | 0.008249% | 0.004916% | 0.007057% | 0.00595% | 0.008249% | 0.01146% | 0.008672% | 0.007407% | 0.008364% | 0.008364% | 0.007407% | 0.008249% | 0.00595% | 0.008249% | 0.004916% | 0.007057% | 0.007009% | 0.007009%
6770 | 0.007058% | 0.007972% | 0.006697% | 0.005823% | 0.008236% | 0.01153% | 0.008692% | 0.006405% | 0.008525% | 0.006405% | 0.008236% | 0.005823% | 0.008236% | 0.004944% | 0.007089% | 0.005823% | 0.008236% | 0.01153% | 0.008692% | 0.006405% | 0.008525% | 0.008525% | 0.006405% | 0.008236% | 0.005823% | 0.008236% | 0.004944% | 0.007089% | 0.007058% | 0.007058%
6771 | 0.007384% | 0.007889% | 0.00671% | 0.005808% | 0.00835% | 0.01164% | 0.008821% | 0.005705% | 0.008962% | 0.005705% | 0.00835% | 0.005808% | 0.00835% | 0.005226% | 0.007366% | 0.005808% | 0.00835% | 0.01164% | 0.008821% | 0.005705% | 0.008962% | 0.008962% | 0.005705% | 0.00835% | 0.005808% | 0.00835% | 0.005226% | 0.007366% | 0.007384% | 0.007384%
6772 | 0.008389% | 0.007896% | 0.006809% | 0.005964% | 0.008843% | 0.01174% | 0.009147% | 0.005645% | 0.009576% | 0.005645% | 0.008843% | 0.005964% | 0.008843% | 0.005675% | 0.008086% | 0.005964% | 0.008843% | 0.01174% | 0.009147% | 0.005645% | 0.009576% | 0.009576% | 0.005645% | 0.008843% | 0.005964% | 0.008843% | 0.005675% | 0.008086% | 0.008389% | 0.008389%
6773 | 0.0104% | 0.008428% | 0.007019% | 0.006801% | 0.009765% | 0.01171% | 0.00993% | 0.006644% | 0.01043% | 0.006644% | 0.009765% | 0.006801% | 0.009765% | 0.006342% | 0.009528% | 0.006801% | 0.009765% | 0.01171% | 0.00993% | 0.006644% | 0.01043% | 0.01043% | 0.006644% | 0.009765% | 0.006801% | 0.009765% | 0.006342% | 0.009528% | 0.0104% | 0.0104%
6774 | 0.01581% | 0.008497% | 0.01258% | 0.007606% | 0.01144% | 0.01206% | 0.01139% | 0.008458% | 0.012% | 0.008458% | 0.01144% | 0.007606% | 0.01144% | 0.007862% | 0.01204% | 0.007606% | 0.01144% | 0.01206% | 0.01139% | 0.008458% | 0.012% | 0.012% | 0.008458% | 0.01144% | 0.007606% | 0.01144% | 0.007862% | 0.01204% | 0.01581% | 0.01581%
6775 | 0.01576% | 0.009465% | 0.01426% | 0.008062% | 0.01219% | 0.0112% | 0.01119% | 0.01047% | 0.01293% | 0.01047% | 0.01219% | 0.008062% | 0.01219% | 0.008904% | 0.01259% | 0.008062% | 0.01219% | 0.0112% | 0.01119% | 0.01047% | 0.01293% | 0.01293% | 0.01047% | 0.01219% | 0.008062% | 0.01219% | 0.008904% | 0.01259% | 0.01576% | 0.01576%
6776 | 0.01728% | 0.01243% | 0.01603% | 0.01015% | 0.01375% | 0.01097% | 0.01261% | 0.01254% | 0.01401% | 0.01254% | 0.01375% | 0.01015% | 0.01375% | 0.01171% | 0.0151% | 0.01015% | 0.01375% | 0.01097% | 0.01261% | 0.01254% | 0.01401% | 0.01401% | 0.01254% | 0.01375% | 0.01015% | 0.01375% | 0.01171% | 0.0151% | 0.01728% | 0.01728%
6777 | 0.01838% | 0.01572% | 0.01664% | 0.01161% | 0.01511% | 0.01062% | 0.01395% | 0.01291% | 0.01512% | 0.01291% | 0.01511% | 0.01161% | 0.01511% | 0.01315% | 0.01718% | 0.01161% | 0.01511% | 0.01062% | 0.01395% | 0.01291% | 0.01512% | 0.01512% | 0.01291% | 0.01511% | 0.01161% | 0.01511% | 0.01315% | 0.01718% | 0.01838% | 0.01838%
6778 | 0.01917% | 0.01838% | 0.01755% | 0.01258% | 0.01589% | 0.0105% | 0.01504% | 0.01327% | 0.0156% | 0.01327% | 0.01589% | 0.01258% | 0.01589% | 0.01379% | 0.01868% | 0.01258% | 0.01589% | 0.0105% | 0.01504% | 0.01327% | 0.0156% | 0.0156% | 0.01327% | 0.01589% | 0.01258% | 0.01589% | 0.01379% | 0.01868% | 0.01917% | 0.01917%
6779 | 0.01942% | 0.01934% | 0.01798% | 0.01327% | 0.01587% | 0.01026% | 0.01552% | 0.01293% | 0.01548% | 0.01293% | 0.01587% | 0.01327% | 0.01587% | 0.01415% | 0.01965% | 0.01327% | 0.01587% | 0.01026% | 0.01552% | 0.01293% | 0.01548% | 0.01548% | 0.01293% | 0.01587% | 0.01327% | 0.01587% | 0.01415% | 0.01965% | 0.01942% | 0.01942%
6780 | 0.01909% | 0.0191% | 0.01853% | 0.01383% | 0.01538% | 0.00952% | 0.01546% | 0.01216% | 0.01518% | 0.01216% | 0.01538% | 0.01383% | 0.01538% | 0.01441% | 0.02005% | 0.01383% | 0.01538% | 0.00952% | 0.01546% | 0.01216% | 0.01518% | 0.01518% | 0.01216% | 0.01538% | 0.01383% | 0.01538% | 0.01441% | 0.02005% | 0.01909% | 0.01909%
6781 | 0.01794% | 0.01837% | 0.01884% | 0.01422% | 0.01442% | 0.008406% | 0.01501% | 0.01136% | 0.01462% | 0.01136% | 0.01442% | 0.01422% | 0.01442% | 0.01466% | 0.02003% | 0.01422% | 0.01442% | 0.008406% | 0.01501% | 0.01136% | 0.01462% | 0.01462% | 0.01136% | 0.01442% | 0.01422% | 0.01442% | 0.01466% | 0.02003% | 0.01794% | 0.01794%
6782 | 0.01618% | 0.01575% | 0.01809% | 0.01444% | 0.0131% | 0.007472% | 0.0141% | 0.01086% | 0.0135% | 0.01086% | 0.0131% | 0.01444% | 0.0131% | 0.01476% | 0.01969% | 0.01444% | 0.0131% | 0.007472% | 0.0141% | 0.01086% | 0.0135% | 0.0135% | 0.01086% | 0.0131% | 0.01444% | 0.0131% | 0.01476% | 0.01969% | 0.01618% | 0.01618%
6783 | 0.01419% | 0.01315% | 0.01734% | 0.01439% | 0.0119% | 0.006901% | 0.01269% | 0.01107% | 0.01245% | 0.01107% | 0.0119% | 0.01439% | 0.0119% | 0.01451% | 0.01859% | 0.01439% | 0.0119% | 0.006901% | 0.01269% | 0.01107% | 0.01245% | 0.01245% | 0.01107% | 0.0119% | 0.01439% | 0.0119% | 0.01451% | 0.01859% | 0.01419% | 0.01419%
6784 | 0.01213% | 0.0116% | 0.01543% | 0.01421% | 0.01086% | 0.006934% | 0.01116% | 0.009465% | 0.01155% | 0.009465% | 0.01086% | 0.01421% | 0.01086% | 0.01391% | 0.01643% | 0.01421% | 0.01086% | 0.006934% | 0.01116% | 0.009465% | 0.01155% | 0.01155% | 0.009465% | 0.01086% | 0.01421% | 0.01086% | 0.01391% | 0.01643% | 0.01213% | 0.01213%
6785 | 0.01034% | 0.009684% | 0.0145% | 0.01381% | 0.009904% | 0.007382% | 0.00997% | 0.009302% | 0.01083% | 0.009302% | 0.009904% | 0.01381% | 0.009904% | 0.01308% | 0.01368% | 0.01381% | 0.009904% | 0.007382% | 0.00997% | 0.009302% | 0.01083% | 0.01083% | 0.009302% | 0.009904% | 0.01381% | 0.009904% | 0.01308% | 0.01368% | 0.01034% | 0.01034%
6786 | 0.0101% | 0.00908% | 0.0151% | 0.01409% | 0.009827% | 0.009304% | 0.01071% | 0.00959% | 0.0103% | 0.00959% | 0.009827% | 0.01409% | 0.009827% | 0.01331% | 0.01273% | 0.01409% | 0.009827% | 0.009304% | 0.01071% | 0.00959% | 0.0103% | 0.0103% | 0.00959% | 0.009827% | 0.01409% | 0.009827% | 0.01331% | 0.01273% | 0.0101% | 0.0101%
6787 | 0.009764% | 0.008731% | 0.01313% | 0.01366% | 0.009444% | 0.01078% | 0.01089% | 0.009674% | 0.009716% | 0.009674% | 0.009444% | 0.01366% | 0.009444% | 0.01312% | 0.01148% | 0.01366% | 0.009444% | 0.01078% | 0.01089% | 0.009674% | 0.009716% | 0.009716% | 0.009674% | 0.009444% | 0.01366% | 0.009444% | 0.01312% | 0.01148% | 0.009764% | 0.009764%
6788 | 0.009347% | 0.008502% | 0.009731% | 0.01273% | 0.008887% | 0.01114% | 0.01035% | 0.009788% | 0.009065% | 0.009788% | 0.008887% | 0.01273% | 0.008887% | 0.01237% | 0.0101% | 0.01273% | 0.008887% | 0.01114% | 0.01035% | 0.009788% | 0.009065% | 0.009065% | 0.009788% | 0.008887% | 0.01273% | 0.008887% | 0.01237% | 0.0101% | 0.009347% | 0.009347%
6789 | 0.007372% | 0.008386% | 0.007289% | 0.01122% | 0.008535% | 0.01133% | 0.009748% | 0.01011% | 0.008692% | 0.01011% | 0.008535% | 0.01122% | 0.008535% | 0.0107% | 0.009185% | 0.01122% | 0.008535% | 0.01133% | 0.009748% | 0.01011% | 0.008692% | 0.008692% | 0.01011% | 0.008535% | 0.01122% | 0.008535% | 0.0107% | 0.009185% | 0.007372% | 0.007372%
6790 | 0.00709% | 0.008325% | 0.006658% | 0.008957% | 0.008419% | 0.01151% | 0.009164% | 0.01039% | 0.008554% | 0.01039% | 0.008419% | 0.008957% | 0.008419% | 0.007642% | 0.008441% | 0.008957% | 0.008419% | 0.01151% | 0.009164% | 0.01039% | 0.008554% | 0.008554% | 0.01039% | 0.008419% | 0.008957% | 0.008419% | 0.007642% | 0.008441% | 0.00709% | 0.00709%
6791 | 0.006973% | 0.008309% | 0.006662% | 0.007374% | 0.008326% | 0.01161% | 0.008817% | 0.01042% | 0.008488% | 0.01042% | 0.008326% | 0.007374% | 0.008326% | 0.005544% | 0.007868% | 0.007374% | 0.008326% | 0.01161% | 0.008817% | 0.01042% | 0.008488% | 0.008488% | 0.01042% | 0.008326% | 0.007374% | 0.008326% | 0.005544% | 0.007868% | 0.006973% | 0.006973%
6792 | 0.007029% | 0.008148% | 0.00668% | 0.006435% | 0.008276% | 0.0116% | 0.008693% | 0.008785% | 0.008413% | 0.008785% | 0.008276% | 0.006435% | 0.008276% | 0.005009% | 0.007263% | 0.006435% | 0.008276% | 0.0116% | 0.008693% | 0.008785% | 0.008413% | 0.008413% | 0.008785% | 0.008276% | 0.006435% | 0.008276% | 0.005009% | 0.007263% | 0.007029% | 0.007029%
6793 | 0.00712% | 0.008186% | 0.006863% | 0.005937% | 0.008261% | 0.01174% | 0.008661% | 0.007439% | 0.00843% | 0.007439% | 0.008261% | 0.005937% | 0.008261% | 0.004869% | 0.007043% | 0.005937% | 0.008261% | 0.01174% | 0.008661% | 0.007439% | 0.00843% | 0.00843% | 0.007439% | 0.008261% | 0.005937% | 0.008261% | 0.004869% | 0.007043% | 0.00712% | 0.00712%
6794 | 0.007209% | 0.008186% | 0.006828% | 0.005802% | 0.008275% | 0.01182% | 0.008714% | 0.006455% | 0.008626% | 0.006455% | 0.008275% | 0.005802% | 0.008275% | 0.004898% | 0.007108% | 0.005802% | 0.008275% | 0.01182% | 0.008714% | 0.006455% | 0.008626% | 0.008626% | 0.006455% | 0.008275% | 0.005802% | 0.008275% | 0.004898% | 0.007108% | 0.007209% | 0.007209%
6795 | 0.007528% | 0.008167% | 0.006813% | 0.005769% | 0.00838% | 0.01187% | 0.008817% | 0.005738% | 0.009132% | 0.005738% | 0.00838% | 0.005769% | 0.00838% | 0.005122% | 0.007361% | 0.005769% | 0.00838% | 0.01187% | 0.008817% | 0.005738% | 0.009132% | 0.009132% | 0.005738% | 0.00838% | 0.005769% | 0.00838% | 0.005122% | 0.007361% | 0.007528% | 0.007528%
6796 | 0.008503% | 0.008143% | 0.006868% | 0.00591% | 0.008888% | 0.01192% | 0.00912% | 0.005699% | 0.009859% | 0.005699% | 0.008888% | 0.00591% | 0.008888% | 0.005543% | 0.008069% | 0.00591% | 0.008888% | 0.01192% | 0.00912% | 0.005699% | 0.009859% | 0.009859% | 0.005699% | 0.008888% | 0.00591% | 0.008888% | 0.005543% | 0.008069% | 0.008503% | 0.008503%
6797 | 0.01071% | 0.008846% | 0.007052% | 0.006771% | 0.009877% | 0.01193% | 0.00991% | 0.006682% | 0.0108% | 0.006682% | 0.009877% | 0.006771% | 0.009877% | 0.006245% | 0.009514% | 0.006771% | 0.009877% | 0.01193% | 0.00991% | 0.006682% | 0.0108% | 0.0108% | 0.006682% | 0.009877% | 0.006771% | 0.009877% | 0.006245% | 0.009514% | 0.01071% | 0.01071%
6798 | 0.016% | 0.008888% | 0.01236% | 0.007546% | 0.01161% | 0.01217% | 0.01135% | 0.008514% | 0.01259% | 0.008514% | 0.01161% | 0.007546% | 0.01161% | 0.007768% | 0.01201% | 0.007546% | 0.01161% | 0.01217% | 0.01135% | 0.008514% | 0.01259% | 0.01259% | 0.008514% | 0.01161% | 0.007546% | 0.01161% | 0.007768% | 0.01201% | 0.016% | 0.016%
6799 | 0.01629% | 0.009889% | 0.01415% | 0.008084% | 0.01247% | 0.0113% | 0.01122% | 0.01091% | 0.01376% | 0.01091% | 0.01247% | 0.008084% | 0.01247% | 0.008973% | 0.0126% | 0.008084% | 0.01247% | 0.0113% | 0.01122% | 0.01091% | 0.01376% | 0.01376% | 0.01091% | 0.01247% | 0.008084% | 0.01247% | 0.008973% | 0.0126% | 0.01629% | 0.01629%
6800 | 0.01819% | 0.01296% | 0.01611% | 0.01027% | 0.01419% | 0.01105% | 0.01275% | 0.01313% | 0.01493% | 0.01313% | 0.01419% | 0.01027% | 0.01419% | 0.01189% | 0.01511% | 0.01027% | 0.01419% | 0.01105% | 0.01275% | 0.01313% | 0.01493% | 0.01493% | 0.01313% | 0.01419% | 0.01027% | 0.01419% | 0.01189% | 0.01511% | 0.01819% | 0.01819%
6801 | 0.01963% | 0.01632% | 0.01709% | 0.01181% | 0.01562% | 0.0107% | 0.01418% | 0.01347% | 0.01588% | 0.01347% | 0.01562% | 0.01181% | 0.01562% | 0.01324% | 0.01719% | 0.01181% | 0.01562% | 0.0107% | 0.01418% | 0.01347% | 0.01588% | 0.01588% | 0.01347% | 0.01562% | 0.01181% | 0.01562% | 0.01324% | 0.01719% | 0.01963% | 0.01963%
6802 | 0.0206% | 0.01894% | 0.01847% | 0.01291% | 0.01639% | 0.01064% | 0.01537% | 0.01363% | 0.01616% | 0.01363% | 0.01639% | 0.01291% | 0.01639% | 0.01377% | 0.01872% | 0.01291% | 0.01639% | 0.01064% | 0.01537% | 0.01363% | 0.01616% | 0.01616% | 0.01363% | 0.01639% | 0.01291% | 0.01639% | 0.01377% | 0.01872% | 0.0206% | 0.0206%
6803 | 0.02113% | 0.01995% | 0.0195% | 0.01378% | 0.01632% | 0.01053% | 0.01596% | 0.01323% | 0.01585% | 0.01323% | 0.01632% | 0.01378% | 0.01632% | 0.01412% | 0.01971% | 0.01378% | 0.01632% | 0.01053% | 0.01596% | 0.01323% | 0.01585% | 0.01585% | 0.01323% | 0.01632% | 0.01378% | 0.01632% | 0.01412% | 0.01971% | 0.02113% | 0.02113%
6804 | 0.02124% | 0.01983% | 0.02057% | 0.01461% | 0.01583% | 0.009939% | 0.01604% | 0.01236% | 0.01535% | 0.01236% | 0.01583% | 0.01461% | 0.01583% | 0.01459% | 0.02013% | 0.01461% | 0.01583% | 0.009939% | 0.01604% | 0.01236% | 0.01535% | 0.01535% | 0.01236% | 0.01583% | 0.01461% | 0.01583% | 0.01459% | 0.02013% | 0.02124% | 0.02124%
6805 | 0.02036% | 0.01908% | 0.02102% | 0.01511% | 0.0149% | 0.008895% | 0.01571% | 0.01148% | 0.01473% | 0.01148% | 0.0149% | 0.01511% | 0.0149% | 0.01499% | 0.02013% | 0.01511% | 0.0149% | 0.008895% | 0.01571% | 0.01148% | 0.01473% | 0.01473% | 0.01148% | 0.0149% | 0.01511% | 0.0149% | 0.01499% | 0.02013% | 0.02036% | 0.02036%
6806 | 0.01854% | 0.01656% | 0.02022% | 0.01533% | 0.0137% | 0.007946% | 0.01486% | 0.01106% | 0.01365% | 0.01106% | 0.0137% | 0.01533% | 0.0137% | 0.0152% | 0.0198% | 0.01533% | 0.0137% | 0.007946% | 0.01486% | 0.01106% | 0.01365% | 0.01365% | 0.01106% | 0.0137% | 0.01533% | 0.0137% | 0.0152% | 0.0198% | 0.01854% | 0.01854%
6807 | 0.01627% | 0.0139% | 0.01918% | 0.01527% | 0.0126% | 0.007376% | 0.01343% | 0.01135% | 0.01277% | 0.01135% | 0.0126% | 0.01527% | 0.0126% | 0.01509% | 0.01871% | 0.01527% | 0.0126% | 0.007376% | 0.01343% | 0.01135% | 0.01277% | 0.01277% | 0.01135% | 0.0126% | 0.01527% | 0.0126% | 0.01509% | 0.01871% | 0.01627% | 0.01627%
6808 | 0.01363% | 0.01229% | 0.01683% | 0.015% | 0.01155% | 0.007344% | 0.01177% | 0.009837% | 0.01205% | 0.009837% | 0.01155% | 0.015% | 0.01155% | 0.0145% | 0.01653% | 0.015% | 0.01155% | 0.007344% | 0.01177% | 0.009837% | 0.01205% | 0.01205% | 0.009837% | 0.01155% | 0.015% | 0.01155% | 0.0145% | 0.01653% | 0.01363% | 0.01363%
6809 | 0.01119% | 0.01024% | 0.01529% | 0.01447% | 0.0104% | 0.007596% | 0.01037% | 0.009669% | 0.01126% | 0.009669% | 0.0104% | 0.01447% | 0.0104% | 0.01361% | 0.01373% | 0.01447% | 0.0104% | 0.007596% | 0.01037% | 0.009669% | 0.01126% | 0.01126% | 0.009669% | 0.0104% | 0.01447% | 0.0104% | 0.01361% | 0.01373% | 0.01119% | 0.01119%
6810 | 0.01044% | 0.009427% | 0.01536% | 0.01452% | 0.01003% | 0.009287% | 0.01086% | 0.009819% | 0.01057% | 0.009819% | 0.01003% | 0.01452% | 0.01003% | 0.01365% | 0.01275% | 0.01452% | 0.01003% | 0.009287% | 0.01086% | 0.009819% | 0.01057% | 0.01057% | 0.009819% | 0.01003% | 0.01452% | 0.01003% | 0.01365% | 0.01275% | 0.01044% | 0.01044%
6811 | 0.009699% | 0.008972% | 0.01314% | 0.0139% | 0.009532% | 0.01065% | 0.01091% | 0.009846% | 0.009882% | 0.009846% | 0.009532% | 0.0139% | 0.009532% | 0.01337% | 0.01145% | 0.0139% | 0.009532% | 0.01065% | 0.01091% | 0.009846% | 0.009882% | 0.009882% | 0.009846% | 0.009532% | 0.0139% | 0.009532% | 0.01337% | 0.01145% | 0.009699% | 0.009699%
6812 | 0.009125% | 0.008646% | 0.009528% | 0.01287% | 0.008934% | 0.011% | 0.01033% | 0.009877% | 0.009151% | 0.009877% | 0.008934% | 0.01287% | 0.008934% | 0.01255% | 0.01006% | 0.01287% | 0.008934% | 0.011% | 0.01033% | 0.009877% | 0.009151% | 0.009151% | 0.009877% | 0.008934% | 0.01287% | 0.008934% | 0.01255% | 0.01006% | 0.009125% | 0.009125%
6813 | 0.007419% | 0.008459% | 0.007234% | 0.01122% | 0.008552% | 0.01115% | 0.009693% | 0.01018% | 0.008742% | 0.01018% | 0.008552% | 0.01122% | 0.008552% | 0.01068% | 0.009138% | 0.01122% | 0.008552% | 0.01115% | 0.009693% | 0.01018% | 0.008742% | 0.008742% | 0.01018% | 0.008552% | 0.01122% | 0.008552% | 0.01068% | 0.009138% | 0.007419% | 0.007419%
6814 | 0.007078% | 0.008345% | 0.006584% | 0.008855% | 0.008417% | 0.01132% | 0.009091% | 0.01038% | 0.00857% | 0.01038% | 0.008417% | 0.008855% | 0.008417% | 0.007472% | 0.008389% | 0.008855% | 0.008417% | 0.01132% | 0.009091% | 0.01038% | 0.00857% | 0.00857% | 0.01038% | 0.008417% | 0.008855% | 0.008417% | 0.007472% | 0.008389% | 0.007078% | 0.007078%
6815 | 0.006932% | 0.008283% | 0.006544% | 0.007259% | 0.008325% | 0.01141% | 0.008734% | 0.01037% | 0.008493% | 0.01037% | 0.008325% | 0.007259% | 0.008325% | 0.005326% | 0.007812% | 0.007259% | 0.008325% | 0.01141% | 0.008734% | 0.01037% | 0.008493% | 0.008493% | 0.01037% | 0.008325% | 0.007259% | 0.008325% | 0.005326% | 0.007812% | 0.006932% | 0.006932%
6816 | 0.007007% | 0.008199% | 0.006588% | 0.006362% | 0.008263% | 0.01152% | 0.008614% | 0.00876% | 0.008429% | 0.00876% | 0.008263% | 0.006362% | 0.008263% | 0.004844% | 0.007209% | 0.006362% | 0.008263% | 0.01152% | 0.008614% | 0.00876% | 0.008429% | 0.008429% | 0.00876% | 0.008263% | 0.006362% | 0.008263% | 0.004844% | 0.007209% | 0.007007% | 0.007007%
6817 | 0.007042% | 0.008104% | 0.006722% | 0.005932% | 0.008257% | 0.01154% | 0.008565% | 0.007384% | 0.008432% | 0.007384% | 0.008257% | 0.005932% | 0.008257% | 0.004824% | 0.006974% | 0.005932% | 0.008257% | 0.01154% | 0.008565% | 0.007384% | 0.008432% | 0.008432% | 0.007384% | 0.008257% | 0.005932% | 0.008257% | 0.004824% | 0.006974% | 0.007042% | 0.007042%
6818 | 0.007061% | 0.00806% | 0.006683% | 0.005783% | 0.008251% | 0.01158% | 0.00859% | 0.006393% | 0.008596% | 0.006393% | 0.008251% | 0.005783% | 0.008251% | 0.004843% | 0.007012% | 0.005783% | 0.008251% | 0.01158% | 0.00859% | 0.006393% | 0.008596% | 0.008596% | 0.006393% | 0.008251% | 0.005783% | 0.008251% | 0.004843% | 0.007012% | 0.007061% | 0.007061%
6819 | 0.007347% | 0.007925% | 0.006677% | 0.00575% | 0.008332% | 0.01164% | 0.008689% | 0.005678% | 0.009021% | 0.005678% | 0.008332% | 0.00575% | 0.008332% | 0.005071% | 0.007265% | 0.00575% | 0.008332% | 0.01164% | 0.008689% | 0.005678% | 0.009021% | 0.009021% | 0.005678% | 0.008332% | 0.00575% | 0.008332% | 0.005071% | 0.007265% | 0.007347% | 0.007347%
6820 | 0.008304% | 0.007929% | 0.006749% | 0.005879% | 0.008829% | 0.01168% | 0.008981% | 0.005621% | 0.009639% | 0.005621% | 0.008829% | 0.005879% | 0.008829% | 0.005504% | 0.00796% | 0.005879% | 0.008829% | 0.01168% | 0.008981% | 0.005621% | 0.009639% | 0.009639% | 0.005621% | 0.008829% | 0.005879% | 0.008829% | 0.005504% | 0.00796% | 0.008304% | 0.008304%
6821 | 0.01039% | 0.008592% | 0.006916% | 0.006647% | 0.009776% | 0.01142% | 0.009773% | 0.006647% | 0.01044% | 0.006647% | 0.009776% | 0.006647% | 0.009776% | 0.006149% | 0.009389% | 0.006647% | 0.009776% | 0.01142% | 0.009773% | 0.006647% | 0.01044% | 0.01044% | 0.006647% | 0.009776% | 0.006647% | 0.009776% | 0.006149% | 0.009389% | 0.01039% | 0.01039%
6822 | 0.01543% | 0.008607% | 0.01199% | 0.007445% | 0.01146% | 0.01185% | 0.0112% | 0.0084% | 0.01205% | 0.0084% | 0.01146% | 0.007445% | 0.01146% | 0.007684% | 0.01188% | 0.007445% | 0.01146% | 0.01185% | 0.0112% | 0.0084% | 0.01205% | 0.01205% | 0.0084% | 0.01146% | 0.007445% | 0.01146% | 0.007684% | 0.01188% | 0.01543% | 0.01543%
6823 | 0.01556% | 0.009531% | 0.01393% | 0.007959% | 0.01219% | 0.01102% | 0.01102% | 0.01039% | 0.01298% | 0.01039% | 0.01219% | 0.007959% | 0.01219% | 0.008844% | 0.01247% | 0.007959% | 0.01219% | 0.01102% | 0.01102% | 0.01039% | 0.01298% | 0.01298% | 0.01039% | 0.01219% | 0.007959% | 0.01219% | 0.008844% | 0.01247% | 0.01556% | 0.01556%
6824 | 0.01725% | 0.01261% | 0.0158% | 0.01008% | 0.0138% | 0.01072% | 0.01247% | 0.0126% | 0.01414% | 0.0126% | 0.0138% | 0.01008% | 0.0138% | 0.01167% | 0.01502% | 0.01008% | 0.0138% | 0.01072% | 0.01247% | 0.0126% | 0.01414% | 0.01414% | 0.0126% | 0.0138% | 0.01008% | 0.0138% | 0.01167% | 0.01502% | 0.01725% | 0.01725%
6825 | 0.01868% | 0.01603% | 0.01688% | 0.01163% | 0.01523% | 0.0104% | 0.01394% | 0.01299% | 0.01523% | 0.01299% | 0.01523% | 0.01163% | 0.01523% | 0.01305% | 0.01717% | 0.01163% | 0.01523% | 0.0104% | 0.01394% | 0.01299% | 0.01523% | 0.01523% | 0.01299% | 0.01523% | 0.01163% | 0.01523% | 0.01305% | 0.01717% | 0.01868% | 0.01868%
6826 | 0.01982% | 0.01862% | 0.01831% | 0.01273% | 0.016% | 0.01045% | 0.01515% | 0.01326% | 0.01559% | 0.01326% | 0.016% | 0.01273% | 0.016% | 0.01372% | 0.01872% | 0.01273% | 0.016% | 0.01045% | 0.01515% | 0.01326% | 0.01559% | 0.01559% | 0.01326% | 0.016% | 0.01273% | 0.016% | 0.01372% | 0.01872% | 0.01982% | 0.01982%
6827 | 0.0206% | 0.01965% | 0.01935% | 0.01364% | 0.01601% | 0.01037% | 0.01576% | 0.01292% | 0.01538% | 0.01292% | 0.01601% | 0.01364% | 0.01601% | 0.01427% | 0.01972% | 0.01364% | 0.01601% | 0.01037% | 0.01576% | 0.01292% | 0.01538% | 0.01538% | 0.01292% | 0.01601% | 0.01364% | 0.01601% | 0.01427% | 0.01972% | 0.0206% | 0.0206%
6828 | 0.02072% | 0.01952% | 0.02035% | 0.0144% | 0.01555% | 0.009744% | 0.01586% | 0.0121% | 0.01495% | 0.0121% | 0.01555% | 0.0144% | 0.01555% | 0.01475% | 0.02014% | 0.0144% | 0.01555% | 0.009744% | 0.01586% | 0.0121% | 0.01495% | 0.01495% | 0.0121% | 0.01555% | 0.0144% | 0.01555% | 0.01475% | 0.02014% | 0.02072% | 0.02072%
6829 | 0.01965% | 0.01874% | 0.02066% | 0.01482% | 0.01445% | 0.008652% | 0.01547% | 0.01117% | 0.01409% | 0.01117% | 0.01445% | 0.01482% | 0.01445% | 0.01508% | 0.02011% | 0.01482% | 0.01445% | 0.008652% | 0.01547% | 0.01117% | 0.01409% | 0.01409% | 0.01117% | 0.01445% | 0.01482% | 0.01445% | 0.01508% | 0.02011% | 0.01965% | 0.01965%
6830 | 0.01765% | 0.0161% | 0.01962% | 0.01498% | 0.0132% | 0.007721% | 0.01458% | 0.01074% | 0.01303% | 0.01074% | 0.0132% | 0.01498% | 0.0132% | 0.01516% | 0.01975% | 0.01498% | 0.0132% | 0.007721% | 0.01458% | 0.01074% | 0.01303% | 0.01303% | 0.01074% | 0.0132% | 0.01498% | 0.0132% | 0.01516% | 0.01975% | 0.01765% | 0.01765%
6831 | 0.01558% | 0.0135% | 0.01871% | 0.01492% | 0.01215% | 0.007124% | 0.01314% | 0.01107% | 0.01226% | 0.01107% | 0.01215% | 0.01492% | 0.01215% | 0.0149% | 0.01865% | 0.01492% | 0.01215% | 0.007124% | 0.01314% | 0.01107% | 0.01226% | 0.01226% | 0.01107% | 0.01215% | 0.01492% | 0.01215% | 0.0149% | 0.01865% | 0.01558% | 0.01558%
6832 | 0.01308% | 0.01195% | 0.01634% | 0.01463% | 0.0112% | 0.007062% | 0.01152% | 0.009519% | 0.01162% | 0.009519% | 0.0112% | 0.01463% | 0.0112% | 0.01418% | 0.01647% | 0.01463% | 0.0112% | 0.007062% | 0.01152% | 0.009519% | 0.01162% | 0.01162% | 0.009519% | 0.0112% | 0.01463% | 0.0112% | 0.01418% | 0.01647% | 0.01308% | 0.01308%
6833 | 0.01079% | 0.009975% | 0.01487% | 0.01409% | 0.01015% | 0.007382% | 0.01014% | 0.009367% | 0.01087% | 0.009367% | 0.01015% | 0.01409% | 0.01015% | 0.01319% | 0.01369% | 0.01409% | 0.01015% | 0.007382% | 0.01014% | 0.009367% | 0.01087% | 0.01087% | 0.009367% | 0.01015% | 0.01409% | 0.01015% | 0.01319% | 0.01369% | 0.01079% | 0.01079%
6834 | 0.01031% | 0.009235% | 0.01524% | 0.01427% | 0.009974% | 0.009153% | 0.0108% | 0.00961% | 0.01031% | 0.00961% | 0.009974% | 0.01427% | 0.009974% | 0.01334% | 0.01282% | 0.01427% | 0.009974% | 0.009153% | 0.0108% | 0.00961% | 0.01031% | 0.01031% | 0.00961% | 0.009974% | 0.01427% | 0.009974% | 0.01334% | 0.01282% | 0.01031% | 0.01031%
6835 | 0.009689% | 0.008836% | 0.01307% | 0.01371% | 0.009533% | 0.01042% | 0.01084% | 0.009673% | 0.009711% | 0.009673% | 0.009533% | 0.01371% | 0.009533% | 0.01303% | 0.01145% | 0.01371% | 0.009533% | 0.01042% | 0.01084% | 0.009673% | 0.009711% | 0.009711% | 0.009673% | 0.009533% | 0.01371% | 0.009533% | 0.01303% | 0.01145% | 0.009689% | 0.009689%
6836 | 0.009074% | 0.008574% | 0.00951% | 0.01273% | 0.008945% | 0.01073% | 0.01029% | 0.009765% | 0.00905% | 0.009765% | 0.008945% | 0.01273% | 0.008945% | 0.01222% | 0.01006% | 0.01273% | 0.008945% | 0.01073% | 0.01029% | 0.009765% | 0.00905% | 0.00905% | 0.009765% | 0.008945% | 0.01273% | 0.008945% | 0.01222% | 0.01006% | 0.009074% | 0.009074%
6837 | 0.007265% | 0.008388% | 0.007205% | 0.01111% | 0.008595% | 0.01086% | 0.009649% | 0.01009% | 0.008686% | 0.01009% | 0.008595% | 0.01111% | 0.008595% | 0.0104% | 0.009131% | 0.01111% | 0.008595% | 0.01086% | 0.009649% | 0.01009% | 0.008686% | 0.008686% | 0.01009% | 0.008595% | 0.01111% | 0.008595% | 0.0104% | 0.009131% | 0.007265% | 0.007265%
6838 | 0.006903% | 0.008335% | 0.006557% | 0.008805% | 0.00848% | 0.011% | 0.009045% | 0.01034% | 0.008569% | 0.01034% | 0.00848% | 0.008805% | 0.00848% | 0.007317% | 0.008374% | 0.008805% | 0.00848% | 0.011% | 0.009045% | 0.01034% | 0.008569% | 0.008569% | 0.01034% | 0.00848% | 0.008805% | 0.00848% | 0.007317% | 0.008374% | 0.006903% | 0.006903%
6839 | 0.006773% | 0.008244% | 0.006521% | 0.007259% | 0.00838% | 0.01106% | 0.008698% | 0.01033% | 0.008505% | 0.01033% | 0.00838% | 0.007259% | 0.00838% | 0.005329% | 0.007791% | 0.007259% | 0.00838% | 0.01106% | 0.008698% | 0.01033% | 0.008505% | 0.008505% | 0.01033% | 0.00838% | 0.007259% | 0.00838% | 0.005329% | 0.007791% | 0.006773% | 0.006773%
6840 | 0.006871% | 0.008172% | 0.006517% | 0.00636% | 0.008307% | 0.01119% | 0.008568% | 0.008743% | 0.008434% | 0.008743% | 0.008307% | 0.00636% | 0.008307% | 0.004845% | 0.007174% | 0.00636% | 0.008307% | 0.01119% | 0.008568% | 0.008743% | 0.008434% | 0.008434% | 0.008743% | 0.008307% | 0.00636% | 0.008307% | 0.004845% | 0.007174% | 0.006871% | 0.006871%
6841 | 0.005667% | 0.009985% | 0.005627% | 0.0058% | 0.008589% | 0.01204% | 0.0088% | 0.00749% | 0.008471% | 0.00749% | 0.008589% | 0.0058% | 0.008589% | 0.00495% | 0.006977% | 0.0058% | 0.008589% | 0.01204% | 0.0088% | 0.00749% | 0.008471% | 0.008471% | 0.00749% | 0.008589% | 0.0058% | 0.008589% | 0.00495% | 0.006977% | 0.005667% | 0.005667%
6842 | 0.005569% | 0.01005% | 0.005504% | 0.00571% | 0.008518% | 0.01205% | 0.008731% | 0.006861% | 0.008627% | 0.006861% | 0.008518% | 0.00571% | 0.008518% | 0.004579% | 0.00697% | 0.00571% | 0.008518% | 0.01205% | 0.008731% | 0.006861% | 0.008627% | 0.008627% | 0.006861% | 0.008518% | 0.00571% | 0.008518% | 0.004579% | 0.00697% | 0.005569% | 0.005569%
6843 | 0.005449% | 0.01003% | 0.005406% | 0.005701% | 0.008698% | 0.01208% | 0.008666% | 0.006663% | 0.009026% | 0.006663% | 0.008698% | 0.005701% | 0.008698% | 0.004628% | 0.006969% | 0.005701% | 0.008698% | 0.01208% | 0.008666% | 0.006663% | 0.009026% | 0.009026% | 0.006663% | 0.008698% | 0.005701% | 0.008698% | 0.004628% | 0.006969% | 0.005449% | 0.005449%
6844 | 0.005405% | 0.01007% | 0.005385% | 0.005804% | 0.008891% | 0.01211% | 0.008564% | 0.006804% | 0.0092% | 0.006804% | 0.008891% | 0.005804% | 0.008891% | 0.004948% | 0.006966% | 0.005804% | 0.008891% | 0.01211% | 0.008564% | 0.006804% | 0.0092% | 0.0092% | 0.006804% | 0.008891% | 0.005804% | 0.008891% | 0.004948% | 0.006966% | 0.005405% | 0.005405%
6845 | 0.005404% | 0.0108% | 0.005246% | 0.00627% | 0.008863% | 0.01207% | 0.008504% | 0.007536% | 0.009158% | 0.007536% | 0.008863% | 0.00627% | 0.008863% | 0.005445% | 0.006967% | 0.00627% | 0.008863% | 0.01207% | 0.008504% | 0.007536% | 0.009158% | 0.009158% | 0.007536% | 0.008863% | 0.00627% | 0.008863% | 0.005445% | 0.006967% | 0.005404% | 0.005404%
6846 | 0.008557% | 0.01042% | 0.007844% | 0.006964% | 0.009115% | 0.01224% | 0.008612% | 0.008914% | 0.009655% | 0.008914% | 0.009115% | 0.006964% | 0.009115% | 0.006822% | 0.007005% | 0.006964% | 0.009115% | 0.01224% | 0.008612% | 0.008914% | 0.009655% | 0.009655% | 0.008914% | 0.009115% | 0.006964% | 0.009115% | 0.006822% | 0.007005% | 0.008557% | 0.008557%
6847 | 0.006076% | 0.01038% | 0.005642% | 0.007427% | 0.008457% | 0.01119% | 0.006795% | 0.01021% | 0.009463% | 0.01021% | 0.008457% | 0.007427% | 0.008457% | 0.007971% | 0.004589% | 0.007427% | 0.008457% | 0.01119% | 0.006795% | 0.01021% | 0.009463% | 0.009463% | 0.01021% | 0.008457% | 0.007427% | 0.008457% | 0.007971% | 0.004589% | 0.006076% | 0.006076%
6848 | 0.00536% | 0.01123% | 0.005115% | 0.009509% | 0.008658% | 0.01099% | 0.006789% | 0.0122% | 0.009456% | 0.0122% | 0.008658% | 0.009509% | 0.008658% | 0.01081% | 0.004319% | 0.009509% | 0.008658% | 0.01099% | 0.006789% | 0.0122% | 0.009456% | 0.009456% | 0.0122% | 0.008658% | 0.009509% | 0.008658% | 0.01081% | 0.004319% | 0.00536% | 0.00536%
6849 | 0.005118% | 0.01248% | 0.004867% | 0.01105% | 0.009284% | 0.01095% | 0.007045% | 0.01277% | 0.009641% | 0.01277% | 0.009284% | 0.01105% | 0.009284% | 0.01236% | 0.004292% | 0.01105% | 0.009284% | 0.01095% | 0.007045% | 0.01277% | 0.009641% | 0.009641% | 0.01277% | 0.009284% | 0.01105% | 0.009284% | 0.01236% | 0.004292% | 0.005118% | 0.005118%
6850 | 0.005103% | 0.01397% | 0.004804% | 0.0121% | 0.009622% | 0.0109% | 0.007416% | 0.01367% | 0.00985% | 0.01367% | 0.009622% | 0.0121% | 0.009622% | 0.01307% | 0.00428% | 0.0121% | 0.009622% | 0.0109% | 0.007416% | 0.01367% | 0.00985% | 0.00985% | 0.01367% | 0.009622% | 0.0121% | 0.009622% | 0.01307% | 0.00428% | 0.005103% | 0.005103%
6851 | 0.005086% | 0.01503% | 0.005107% | 0.01309% | 0.009689% | 0.01054% | 0.007923% | 0.01398% | 0.009823% | 0.01398% | 0.009689% | 0.01309% | 0.009689% | 0.01359% | 0.004288% | 0.01309% | 0.009689% | 0.01054% | 0.007923% | 0.01398% | 0.009823% | 0.009823% | 0.01398% | 0.009689% | 0.01309% | 0.009689% | 0.01359% | 0.004288% | 0.005086% | 0.005086%
6852 | 0.005232% | 0.01499% | 0.005146% | 0.01391% | 0.009659% | 0.00986% | 0.008223% | 0.01393% | 0.009838% | 0.01393% | 0.009659% | 0.01391% | 0.009659% | 0.01407% | 0.004298% | 0.01391% | 0.009659% | 0.00986% | 0.008223% | 0.01393% | 0.009838% | 0.009838% | 0.01393% | 0.009659% | 0.01391% | 0.009659% | 0.01407% | 0.004298% | 0.005232% | 0.005232%
6853 | 0.005377% | 0.01441% | 0.005223% | 0.01448% | 0.009749% | 0.008813% | 0.008238% | 0.01382% | 0.009839% | 0.01382% | 0.009749% | 0.01448% | 0.009749% | 0.01455% | 0.004308% | 0.01448% | 0.009749% | 0.008813% | 0.008238% | 0.01382% | 0.009839% | 0.009839% | 0.01382% | 0.009749% | 0.01448% | 0.009749% | 0.01455% | 0.004308% | 0.005377% | 0.005377%
6854 | 0.005403% | 0.01335% | 0.005335% | 0.01471% | 0.009906% | 0.007917% | 0.00801% | 0.0138% | 0.00993% | 0.0138% | 0.009906% | 0.01471% | 0.009906% | 0.015% | 0.004325% | 0.01471% | 0.009906% | 0.007917% | 0.00801% | 0.0138% | 0.00993% | 0.00993% | 0.0138% | 0.009906% | 0.01471% | 0.009906% | 0.015% | 0.004325% | 0.005403% | 0.005403%
6855 | 0.005512% | 0.01229% | 0.005345% | 0.01467% | 0.009976% | 0.007368% | 0.007556% | 0.01418% | 0.009988% | 0.01418% | 0.009976% | 0.01467% | 0.009976% | 0.01527% | 0.004332% | 0.01467% | 0.009976% | 0.007368% | 0.007556% | 0.01418% | 0.009988% | 0.009988% | 0.01418% | 0.009976% | 0.01467% | 0.009976% | 0.01527% | 0.004332% | 0.005512% | 0.005512%
6856 | 0.005538% | 0.01157% | 0.005339% | 0.01446% | 0.009856% | 0.007391% | 0.007055% | 0.01252% | 0.009891% | 0.01252% | 0.009856% | 0.01446% | 0.009856% | 0.01533% | 0.004332% | 0.01446% | 0.009856% | 0.007391% | 0.007055% | 0.01252% | 0.009891% | 0.009891% | 0.01252% | 0.009856% | 0.01446% | 0.009856% | 0.01533% | 0.004332% | 0.005538% | 0.005538%
6857 | 0.005453% | 0.01072% | 0.005246% | 0.01393% | 0.009483% | 0.007807% | 0.006569% | 0.01204% | 0.00966% | 0.01204% | 0.009483% | 0.01393% | 0.009483% | 0.01503% | 0.004323% | 0.01393% | 0.009483% | 0.007807% | 0.006569% | 0.01204% | 0.00966% | 0.00966% | 0.01204% | 0.009483% | 0.01393% | 0.009483% | 0.01503% | 0.004323% | 0.005453% | 0.005453%
6858 | 0.007121% | 0.0104% | 0.006703% | 0.01415% | 0.009818% | 0.009796% | 0.007968% | 0.01202% | 0.009707% | 0.01202% | 0.009818% | 0.01415% | 0.009818% | 0.0157% | 0.006487% | 0.01415% | 0.009818% | 0.009796% | 0.007968% | 0.01202% | 0.009707% | 0.009707% | 0.01202% | 0.009818% | 0.01415% | 0.009818% | 0.0157% | 0.006487% | 0.007121% | 0.007121%
6859 | 0.007799% | 0.01014% | 0.007175% | 0.01345% | 0.009527% | 0.01125% | 0.008261% | 0.01178% | 0.009696% | 0.01178% | 0.009527% | 0.01345% | 0.009527% | 0.01532% | 0.006993% | 0.01345% | 0.009527% | 0.01125% | 0.008261% | 0.01178% | 0.009696% | 0.009696% | 0.01178% | 0.009527% | 0.01345% | 0.009527% | 0.01532% | 0.006993% | 0.007799% | 0.007799%
6860 | 0.008089% | 0.01008% | 0.00755% | 0.01242% | 0.009256% | 0.01161% | 0.008361% | 0.01129% | 0.009515% | 0.01129% | 0.009256% | 0.01242% | 0.009256% | 0.01444% | 0.007017% | 0.01242% | 0.009256% | 0.01161% | 0.008361% | 0.01129% | 0.009515% | 0.009515% | 0.01129% | 0.009256% | 0.01242% | 0.009256% | 0.01444% | 0.007017% | 0.008089% | 0.008089%
6861 | 0.006461% | 0.01008% | 0.006341% | 0.01082% | 0.00886% | 0.01179% | 0.008463% | 0.01087% | 0.009191% | 0.01087% | 0.00886% | 0.01082% | 0.00886% | 0.01242% | 0.007033% | 0.01082% | 0.00886% | 0.01179% | 0.008463% | 0.01087% | 0.009191% | 0.009191% | 0.01087% | 0.00886% | 0.01082% | 0.00886% | 0.01242% | 0.007033% | 0.006461% | 0.006461%
6862 | 0.006328% | 0.01006% | 0.006236% | 0.008489% | 0.008683% | 0.01194% | 0.008588% | 0.01037% | 0.00886% | 0.01037% | 0.008683% | 0.008489% | 0.008683% | 0.008904% | 0.007043% | 0.008489% | 0.008683% | 0.01194% | 0.008588% | 0.01037% | 0.00886% | 0.00886% | 0.01037% | 0.008683% | 0.008489% | 0.008683% | 0.008904% | 0.007043% | 0.006328% | 0.006328%
6863 | 0.006149% | 0.01009% | 0.006087% | 0.0069% | 0.008599% | 0.01192% | 0.008726% | 0.009301% | 0.008693% | 0.009301% | 0.008599% | 0.0069% | 0.008599% | 0.006425% | 0.007047% | 0.0069% | 0.008599% | 0.01192% | 0.008726% | 0.009301% | 0.008693% | 0.008693% | 0.009301% | 0.008599% | 0.0069% | 0.008599% | 0.006425% | 0.007047% | 0.006149% | 0.006149%
6864 | 0.006058% | 0.009459% | 0.005918% | 0.006249% | 0.008499% | 0.01173% | 0.008726% | 0.008338% | 0.008568% | 0.008338% | 0.008499% | 0.006249% | 0.008499% | 0.005272% | 0.007014% | 0.006249% | 0.008499% | 0.01173% | 0.008726% | 0.008338% | 0.008568% | 0.008568% | 0.008338% | 0.008499% | 0.006249% | 0.008499% | 0.005272% | 0.007014% | 0.006058% | 0.006058%
6865 | 0.005139% | 0.007808% | 0.005235% | 0.006175% | 0.0076% | 0.01194% | 0.007553% | 0.008483% | 0.007919% | 0.008483% | 0.0076% | 0.006175% | 0.0076% | 0.004833% | 0.006938% | 0.006175% | 0.0076% | 0.01194% | 0.007553% | 0.008483% | 0.007919% | 0.007919% | 0.008483% | 0.0076% | 0.006175% | 0.0076% | 0.004833% | 0.006938% | 0.005139% | 0.005139%
6866 | 0.005159% | 0.007729% | 0.005293% | 0.00607% | 0.007745% | 0.01201% | 0.007655% | 0.00798% | 0.008071% | 0.00798% | 0.007745% | 0.00607% | 0.007745% | 0.004564% | 0.006952% | 0.00607% | 0.007745% | 0.01201% | 0.007655% | 0.00798% | 0.008071% | 0.008071% | 0.00798% | 0.007745% | 0.00607% | 0.007745% | 0.004564% | 0.006952% | 0.005159% | 0.005159%
6867 | 0.005022% | 0.007658% | 0.005119% | 0.00605% | 0.007695% | 0.01212% | 0.007711% | 0.007671% | 0.007925% | 0.007671% | 0.007695% | 0.00605% | 0.007695% | 0.004555% | 0.006969% | 0.00605% | 0.007695% | 0.01212% | 0.007711% | 0.007671% | 0.007925% | 0.007925% | 0.007671% | 0.007695% | 0.00605% | 0.007695% | 0.004555% | 0.006969% | 0.005022% | 0.005022%
6868 | 0.005053% | 0.007625% | 0.005185% | 0.006097% | 0.007849% | 0.0122% | 0.007847% | 0.007883% | 0.008098% | 0.007883% | 0.007849% | 0.006097% | 0.007849% | 0.004935% | 0.006984% | 0.006097% | 0.007849% | 0.0122% | 0.007847% | 0.007883% | 0.008098% | 0.008098% | 0.007883% | 0.007849% | 0.006097% | 0.007849% | 0.004935% | 0.006984% | 0.005053% | 0.005053%
6869 | 0.005049% | 0.007602% | 0.005248% | 0.00673% | 0.008029% | 0.01229% | 0.008053% | 0.008558% | 0.008252% | 0.008558% | 0.008029% | 0.00673% | 0.008029% | 0.005839% | 0.006997% | 0.00673% | 0.008029% | 0.01229% | 0.008053% | 0.008558% | 0.008252% | 0.008252% | 0.008558% | 0.008029% | 0.00673% | 0.008029% | 0.005839% | 0.006997% | 0.005049% | 0.005049%
6870 | 0.008702% | 0.007694% | 0.008051% | 0.007058% | 0.008014% | 0.01241% | 0.008066% | 0.00903% | 0.008065% | 0.00903% | 0.008014% | 0.007058% | 0.008014% | 0.007207% | 0.007048% | 0.007058% | 0.008014% | 0.01241% | 0.008066% | 0.00903% | 0.008065% | 0.008065% | 0.00903% | 0.008014% | 0.007058% | 0.008014% | 0.007207% | 0.007048% | 0.008702% | 0.008702%
6871 | 0.004954% | 0.008362% | 0.004955% | 0.006612% | 0.007193% | 0.01129% | 0.006332% | 0.009625% | 0.007611% | 0.009625% | 0.007193% | 0.006612% | 0.007193% | 0.007524% | 0.004679% | 0.006612% | 0.007193% | 0.01129% | 0.006332% | 0.009625% | 0.007611% | 0.007611% | 0.009625% | 0.007193% | 0.006612% | 0.007193% | 0.007524% | 0.004679% | 0.004954% | 0.004954%
6872 | 0.005455% | 0.008454% | 0.005247% | 0.007548% | 0.007454% | 0.01111% | 0.006485% | 0.01169% | 0.007948% | 0.01169% | 0.007454% | 0.007548% | 0.007454% | 0.009406% | 0.004375% | 0.007548% | 0.007454% | 0.01111% | 0.006485% | 0.01169% | 0.007948% | 0.007948% | 0.01169% | 0.007454% | 0.007548% | 0.007454% | 0.009406% | 0.004375% | 0.005455% | 0.005455%
6873 | 0.005214% | 0.009106% | 0.005074% | 0.008745% | 0.007384% | 0.011% | 0.006339% | 0.01264% | 0.007769% | 0.01264% | 0.007384% | 0.008745% | 0.007384% | 0.01109% | 0.004338% | 0.008745% | 0.007384% | 0.011% | 0.006339% | 0.01264% | 0.007769% | 0.007769% | 0.01264% | 0.007384% | 0.008745% | 0.007384% | 0.01109% | 0.004338% | 0.005214% | 0.005214%
6874 | 0.004945% | 0.01008% | 0.004795% | 0.01003% | 0.007149% | 0.01098% | 0.006077% | 0.01306% | 0.007519% | 0.01306% | 0.007149% | 0.01003% | 0.007149% | 0.01231% | 0.004318% | 0.01003% | 0.007149% | 0.01098% | 0.006077% | 0.01306% | 0.007519% | 0.007519% | 0.01306% | 0.007149% | 0.01003% | 0.007149% | 0.01231% | 0.004318% | 0.004945% | 0.004945%
6875 | 0.004631% | 0.01131% | 0.004658% | 0.01131% | 0.006995% | 0.01064% | 0.005863% | 0.01336% | 0.007352% | 0.01336% | 0.006995% | 0.01131% | 0.006995% | 0.01313% | 0.004304% | 0.01131% | 0.006995% | 0.01064% | 0.005863% | 0.01336% | 0.007352% | 0.007352% | 0.01336% | 0.006995% | 0.01131% | 0.006995% | 0.01313% | 0.004304% | 0.004631% | 0.004631%
6876 | 0.004814% | 0.01189% | 0.004429% | 0.01243% | 0.007002% | 0.00993% | 0.005872% | 0.01353% | 0.007394% | 0.01353% | 0.007002% | 0.01243% | 0.007002% | 0.01358% | 0.004302% | 0.01243% | 0.007002% | 0.00993% | 0.005872% | 0.01353% | 0.007394% | 0.007394% | 0.01353% | 0.007002% | 0.01243% | 0.007002% | 0.01358% | 0.004302% | 0.004814% | 0.004814%
6877 | 0.004863% | 0.01196% | 0.004313% | 0.01309% | 0.007035% | 0.008815% | 0.005881% | 0.01371% | 0.007477% | 0.01371% | 0.007035% | 0.01309% | 0.007035% | 0.01382% | 0.004301% | 0.01309% | 0.007035% | 0.008815% | 0.005881% | 0.01371% | 0.007477% | 0.007477% | 0.01371% | 0.007035% | 0.01309% | 0.007035% | 0.01382% | 0.004301% | 0.004863% | 0.004863%
6878 | 0.004617% | 0.01133% | 0.004033% | 0.01328% | 0.00707% | 0.007828% | 0.005904% | 0.01385% | 0.0075% | 0.01385% | 0.00707% | 0.01328% | 0.00707% | 0.01398% | 0.0043% | 0.01328% | 0.00707% | 0.007828% | 0.005904% | 0.01385% | 0.0075% | 0.0075% | 0.01385% | 0.00707% | 0.01328% | 0.00707% | 0.01398% | 0.0043% | 0.004617% | 0.004617%
6879 | 0.004746% | 0.01032% | 0.004411% | 0.01309% | 0.007021% | 0.007251% | 0.005869% | 0.01404% | 0.007491% | 0.01404% | 0.007021% | 0.01309% | 0.007021% | 0.01395% | 0.004295% | 0.01309% | 0.007021% | 0.007251% | 0.005869% | 0.01404% | 0.007491% | 0.007491% | 0.01404% | 0.007021% | 0.01309% | 0.007021% | 0.01395% | 0.004295% | 0.004746% | 0.004746%
6880 | 0.004896% | 0.009356% | 0.004191% | 0.01254% | 0.006802% | 0.007295% | 0.005678% | 0.01204% | 0.007339% | 0.01204% | 0.006802% | 0.01254% | 0.006802% | 0.01365% | 0.004289% | 0.01254% | 0.006802% | 0.007295% | 0.005678% | 0.01204% | 0.007339% | 0.007339% | 0.01204% | 0.006802% | 0.01254% | 0.006802% | 0.01365% | 0.004289% | 0.004896% | 0.004896%
6881 | 0.004877% | 0.008438% | 0.004494% | 0.01175% | 0.006427% | 0.007802% | 0.005384% | 0.01114% | 0.007047% | 0.01114% | 0.006427% | 0.01175% | 0.006427% | 0.01298% | 0.004293% | 0.01175% | 0.006427% | 0.007802% | 0.005384% | 0.01114% | 0.007047% | 0.007047% | 0.01114% | 0.006427% | 0.01175% | 0.006427% | 0.01298% | 0.004293% | 0.004877% | 0.004877%
6882 | 0.006723% | 0.00816% | 0.006491% | 0.01192% | 0.007031% | 0.009989% | 0.007008% | 0.0112% | 0.007194% | 0.0112% | 0.007031% | 0.01192% | 0.007031% | 0.01338% | 0.006676% | 0.01192% | 0.007031% | 0.009989% | 0.007008% | 0.0112% | 0.007194% | 0.007194% | 0.0112% | 0.007031% | 0.01192% | 0.007031% | 0.01338% | 0.006676% | 0.006723% | 0.006723%
6883 | 0.00716% | 0.008024% | 0.00679% | 0.01095% | 0.006995% | 0.01152% | 0.007114% | 0.01099% | 0.007195% | 0.01099% | 0.006995% | 0.01095% | 0.006995% | 0.01243% | 0.006961% | 0.01095% | 0.006995% | 0.01152% | 0.007114% | 0.01099% | 0.007195% | 0.007195% | 0.01099% | 0.006995% | 0.01095% | 0.006995% | 0.01243% | 0.006961% | 0.00716% | 0.00716%
6884 | 0.007263% | 0.007965% | 0.006998% | 0.009886% | 0.006968% | 0.012% | 0.007095% | 0.01064% | 0.007196% | 0.01064% | 0.006968% | 0.009886% | 0.006968% | 0.01109% | 0.006975% | 0.009886% | 0.006968% | 0.012% | 0.007095% | 0.01064% | 0.007196% | 0.007196% | 0.01064% | 0.006968% | 0.009886% | 0.006968% | 0.01109% | 0.006975% | 0.007263% | 0.007263%
6885 | 0.005488% | 0.007883% | 0.005499% | 0.008917% | 0.007035% | 0.01224% | 0.007153% | 0.01029% | 0.007271% | 0.01029% | 0.007035% | 0.008917% | 0.007035% | 0.009589% | 0.00699% | 0.008917% | 0.007035% | 0.01224% | 0.007153% | 0.01029% | 0.007271% | 0.007271% | 0.01029% | 0.007035% | 0.008917% | 0.007035% | 0.009589% | 0.00699% | 0.005488% | 0.005488%
6886 | 0.005458% | 0.007867% | 0.005558% | 0.008018% | 0.007166% | 0.01244% | 0.007288% | 0.01002% | 0.007396% | 0.01002% | 0.007166% | 0.008018% | 0.007166% | 0.008059% | 0.007004% | 0.008018% | 0.007166% | 0.01244% | 0.007288% | 0.01002% | 0.007396% | 0.007396% | 0.01002% | 0.007166% | 0.008018% | 0.007166% | 0.008059% | 0.007004% | 0.005458% | 0.005458%
6887 | 0.005544% | 0.007852% | 0.005581% | 0.007317% | 0.007338% | 0.01251% | 0.007436% | 0.009256% | 0.007571% | 0.009256% | 0.007338% | 0.007317% | 0.007338% | 0.00657% | 0.007026% | 0.007317% | 0.007338% | 0.01251% | 0.007436% | 0.009256% | 0.007571% | 0.007571% | 0.009256% | 0.007338% | 0.007317% | 0.007338% | 0.00657% | 0.007026% | 0.005544% | 0.005544%
6888 | 0.005473% | 0.008359% | 0.005508% | 0.006462% | 0.007817% | 0.01241% | 0.007926% | 0.008652% | 0.00793% | 0.008652% | 0.007817% | 0.006462% | 0.007817% | 0.005451% | 0.007005% | 0.006462% | 0.007817% | 0.01241% | 0.007926% | 0.008652% | 0.00793% | 0.00793% | 0.008652% | 0.007817% | 0.006462% | 0.007817% | 0.005451% | 0.007005% | 0.005473% | 0.005473%
6889 | 0.007098% | 0.008215% | 0.006912% | 0.005956% | 0.008407% | 0.01189% | 0.008813% | 0.007494% | 0.008479% | 0.007494% | 0.008407% | 0.005956% | 0.008407% | 0.004926% | 0.007056% | 0.005956% | 0.008407% | 0.01189% | 0.008813% | 0.007494% | 0.008479% | 0.008479% | 0.007494% | 0.008407% | 0.005956% | 0.008407% | 0.004926% | 0.007056% | 0.007098% | 0.007098%
6890 | 0.007152% | 0.008178% | 0.006907% | 0.00582% | 0.008424% | 0.01197% | 0.008823% | 0.006486% | 0.008634% | 0.006486% | 0.008424% | 0.00582% | 0.008424% | 0.00496% | 0.007098% | 0.00582% | 0.008424% | 0.01197% | 0.008823% | 0.006486% | 0.008634% | 0.008634% | 0.006486% | 0.008424% | 0.00582% | 0.008424% | 0.00496% | 0.007098% | 0.007152% | 0.007152%
6891 | 0.007414% | 0.008102% | 0.00693% | 0.005806% | 0.008486% | 0.01209% | 0.008873% | 0.005755% | 0.009045% | 0.005755% | 0.008486% | 0.005806% | 0.008486% | 0.005253% | 0.007352% | 0.005806% | 0.008486% | 0.01209% | 0.008873% | 0.005755% | 0.009045% | 0.009045% | 0.005755% | 0.008486% | 0.005806% | 0.008486% | 0.005253% | 0.007352% | 0.007414% | 0.007414%
6892 | 0.008332% | 0.007932% | 0.006929% | 0.005939% | 0.008981% | 0.01219% | 0.009187% | 0.005695% | 0.009602% | 0.005695% | 0.008981% | 0.005939% | 0.008981% | 0.005682% | 0.008053% | 0.005939% | 0.008981% | 0.01219% | 0.009187% | 0.005695% | 0.009602% | 0.009602% | 0.005695% | 0.008981% | 0.005939% | 0.008981% | 0.005682% | 0.008053% | 0.008332% | 0.008332%
6893 | 0.01026% | 0.00857% | 0.00709% | 0.006729% | 0.009931% | 0.01199% | 0.01% | 0.006706% | 0.01039% | 0.006706% | 0.009931% | 0.006729% | 0.009931% | 0.006356% | 0.009486% | 0.006729% | 0.009931% | 0.01199% | 0.01% | 0.006706% | 0.01039% | 0.01039% | 0.006706% | 0.009931% | 0.006729% | 0.009931% | 0.006356% | 0.009486% | 0.01026% | 0.01026%
6894 | 0.01559% | 0.008635% | 0.01286% | 0.00757% | 0.01167% | 0.01241% | 0.01146% | 0.008449% | 0.01195% | 0.008449% | 0.01167% | 0.00757% | 0.01167% | 0.007924% | 0.01197% | 0.00757% | 0.01167% | 0.01241% | 0.01146% | 0.008449% | 0.01195% | 0.01195% | 0.008449% | 0.01167% | 0.00757% | 0.01167% | 0.007924% | 0.01197% | 0.01559% | 0.01559%
6895 | 0.01561% | 0.009525% | 0.01466% | 0.008171% | 0.01237% | 0.01158% | 0.01133% | 0.01047% | 0.0128% | 0.01047% | 0.01237% | 0.008171% | 0.01237% | 0.009082% | 0.01264% | 0.008171% | 0.01237% | 0.01158% | 0.01133% | 0.01047% | 0.0128% | 0.0128% | 0.01047% | 0.01237% | 0.008171% | 0.01237% | 0.009082% | 0.01264% | 0.01561% | 0.01561%
6896 | 0.01711% | 0.01251% | 0.0164% | 0.01024% | 0.01376% | 0.0111% | 0.01266% | 0.01263% | 0.01373% | 0.01263% | 0.01376% | 0.01024% | 0.01376% | 0.01185% | 0.01509% | 0.01024% | 0.01376% | 0.0111% | 0.01266% | 0.01263% | 0.01373% | 0.01373% | 0.01263% | 0.01376% | 0.01024% | 0.01376% | 0.01185% | 0.01509% | 0.01711% | 0.01711%
6897 | 0.0184% | 0.01566% | 0.01717% | 0.01171% | 0.01495% | 0.01065% | 0.01403% | 0.01298% | 0.01453% | 0.01298% | 0.01495% | 0.01171% | 0.01495% | 0.01321% | 0.01719% | 0.01171% | 0.01495% | 0.01065% | 0.01403% | 0.01298% | 0.01453% | 0.01453% | 0.01298% | 0.01495% | 0.01171% | 0.01495% | 0.01321% | 0.01719% | 0.0184% | 0.0184%
6898 | 0.01926% | 0.01815% | 0.0182% | 0.0127% | 0.01557% | 0.01051% | 0.01514% | 0.01323% | 0.01474% | 0.01323% | 0.01557% | 0.0127% | 0.01557% | 0.01383% | 0.01868% | 0.0127% | 0.01557% | 0.01051% | 0.01514% | 0.01323% | 0.01474% | 0.01474% | 0.01323% | 0.01557% | 0.0127% | 0.01557% | 0.01383% | 0.01868% | 0.01926% | 0.01926%
6899 | 0.01967% | 0.01905% | 0.01875% | 0.0134% | 0.01543% | 0.01022% | 0.01563% | 0.01285% | 0.01445% | 0.01285% | 0.01543% | 0.0134% | 0.01543% | 0.01428% | 0.01964% | 0.0134% | 0.01543% | 0.01022% | 0.01563% | 0.01285% | 0.01445% | 0.01445% | 0.01285% | 0.01543% | 0.0134% | 0.01543% | 0.01428% | 0.01964% | 0.01967% | 0.01967%
6900 | 0.0193% | 0.01883% | 0.01923% | 0.01392% | 0.01488% | 0.009439% | 0.01556% | 0.012% | 0.01403% | 0.012% | 0.01488% | 0.01392% | 0.01488% | 0.01456% | 0.02002% | 0.01392% | 0.01488% | 0.009439% | 0.01556% | 0.012% | 0.01403% | 0.01403% | 0.012% | 0.01488% | 0.01392% | 0.01488% | 0.01456% | 0.02002% | 0.0193% | 0.0193%
6901 | 0.01812% | 0.0181% | 0.01929% | 0.01422% | 0.01387% | 0.008295% | 0.01511% | 0.01112% | 0.01338% | 0.01112% | 0.01387% | 0.01422% | 0.01387% | 0.01476% | 0.01999% | 0.01422% | 0.01387% | 0.008295% | 0.01511% | 0.01112% | 0.01338% | 0.01338% | 0.01112% | 0.01387% | 0.01422% | 0.01387% | 0.01476% | 0.01999% | 0.01812% | 0.01812%
6902 | 0.01629% | 0.01555% | 0.01838% | 0.01437% | 0.01267% | 0.00733% | 0.01421% | 0.01066% | 0.01248% | 0.01066% | 0.01267% | 0.01437% | 0.01267% | 0.01482% | 0.01965% | 0.01437% | 0.01267% | 0.00733% | 0.01421% | 0.01066% | 0.01248% | 0.01248% | 0.01066% | 0.01267% | 0.01437% | 0.01267% | 0.01482% | 0.01965% | 0.01629% | 0.01629%
6903 | 0.01444% | 0.01307% | 0.01763% | 0.01435% | 0.0117% | 0.006802% | 0.0129% | 0.01093% | 0.01179% | 0.01093% | 0.0117% | 0.01435% | 0.0117% | 0.01458% | 0.01858% | 0.01435% | 0.0117% | 0.006802% | 0.0129% | 0.01093% | 0.01179% | 0.01179% | 0.01093% | 0.0117% | 0.01435% | 0.0117% | 0.01458% | 0.01858% | 0.01444% | 0.01444%
6904 | 0.01236% | 0.0115% | 0.01575% | 0.0142% | 0.01088% | 0.006876% | 0.01142% | 0.009434% | 0.01131% | 0.009434% | 0.01088% | 0.0142% | 0.01088% | 0.01399% | 0.01644% | 0.0142% | 0.01088% | 0.006876% | 0.01142% | 0.009434% | 0.01131% | 0.01131% | 0.009434% | 0.01088% | 0.0142% | 0.01088% | 0.01399% | 0.01644% | 0.01236% | 0.01236%
6905 | 0.01047% | 0.009561% | 0.01474% | 0.01379% | 0.009915% | 0.007339% | 0.01016% | 0.009325% | 0.01062% | 0.009325% | 0.009915% | 0.01379% | 0.009915% | 0.01312% | 0.01367% | 0.01379% | 0.009915% | 0.007339% | 0.01016% | 0.009325% | 0.01062% | 0.01062% | 0.009325% | 0.009915% | 0.01379% | 0.009915% | 0.01312% | 0.01367% | 0.01047% | 0.01047%
6906 | 0.01069% | 0.008967% | 0.01576% | 0.01433% | 0.01004% | 0.00952% | 0.01129% | 0.009718% | 0.01017% | 0.009718% | 0.01004% | 0.01433% | 0.01004% | 0.01362% | 0.01329% | 0.01433% | 0.01004% | 0.00952% | 0.01129% | 0.009718% | 0.01017% | 0.01017% | 0.009718% | 0.01004% | 0.01433% | 0.01004% | 0.01362% | 0.01329% | 0.01069% | 0.01069%
6907 | 0.009791% | 0.00854% | 0.01329% | 0.01359% | 0.009449% | 0.01081% | 0.01097% | 0.009722% | 0.00957% | 0.009722% | 0.009449% | 0.01359% | 0.009449% | 0.01307% | 0.01147% | 0.01359% | 0.009449% | 0.01081% | 0.01097% | 0.009722% | 0.00957% | 0.00957% | 0.009722% | 0.009449% | 0.01359% | 0.009449% | 0.01307% | 0.01147% | 0.009791% | 0.009791%
6908 | 0.009284% | 0.008302% | 0.009739% | 0.01263% | 0.008881% | 0.01122% | 0.01041% | 0.009809% | 0.008966% | 0.009809% | 0.008881% | 0.01263% | 0.008881% | 0.01228% | 0.01009% | 0.01263% | 0.008881% | 0.01122% | 0.01041% | 0.009809% | 0.008966% | 0.008966% | 0.009809% | 0.008881% | 0.01263% | 0.008881% | 0.01228% | 0.01009% | 0.009284% | 0.009284%
6909 | 0.007357% | 0.008152% | 0.007249% | 0.01106% | 0.008567% | 0.01148% | 0.009813% | 0.01011% | 0.008629% | 0.01011% | 0.008567% | 0.01106% | 0.008567% | 0.0105% | 0.00917% | 0.01106% | 0.008567% | 0.01148% | 0.009813% | 0.01011% | 0.008629% | 0.008629% | 0.01011% | 0.008567% | 0.01106% | 0.008567% | 0.0105% | 0.00917% | 0.007357% | 0.007357%
6910 | 0.0071% | 0.008088% | 0.006636% | 0.00878% | 0.008472% | 0.01163% | 0.009211% | 0.01035% | 0.008501% | 0.01035% | 0.008472% | 0.00878% | 0.008472% | 0.007434% | 0.008427% | 0.00878% | 0.008472% | 0.01163% | 0.009211% | 0.01035% | 0.008501% | 0.008501% | 0.01035% | 0.008472% | 0.00878% | 0.008472% | 0.007434% | 0.008427% | 0.0071% | 0.0071%
6911 | 0.007007% | 0.008058% | 0.00664% | 0.007266% | 0.008399% | 0.01172% | 0.008868% | 0.01035% | 0.008429% | 0.01035% | 0.008399% | 0.007266% | 0.008399% | 0.005459% | 0.007856% | 0.007266% | 0.008399% | 0.01172% | 0.008868% | 0.01035% | 0.008429% | 0.008429% | 0.01035% | 0.008399% | 0.007266% | 0.008399% | 0.005459% | 0.007856% | 0.007007% | 0.007007%
6912 | 0.006677% | 0.007959% | 0.006401% | 0.00644% | 0.008154% | 0.01198% | 0.008451% | 0.0089% | 0.008232% | 0.0089% | 0.008154% | 0.00644% | 0.008154% | 0.005086% | 0.007212% | 0.00644% | 0.008154% | 0.01198% | 0.008451% | 0.0089% | 0.008232% | 0.008232% | 0.0089% | 0.008154% | 0.00644% | 0.008154% | 0.005086% | 0.007212% | 0.006677% | 0.006677%
6913 | 0.007152% | 0.007978% | 0.006824% | 0.005948% | 0.008331% | 0.01178% | 0.008683% | 0.007453% | 0.008369% | 0.007453% | 0.008331% | 0.005948% | 0.008331% | 0.004937% | 0.007016% | 0.005948% | 0.008331% | 0.01178% | 0.008683% | 0.007453% | 0.008369% | 0.008369% | 0.007453% | 0.008331% | 0.005948% | 0.008331% | 0.004937% | 0.007016% | 0.007152% | 0.007152%
6914 | 0.007177% | 0.007904% | 0.006759% | 0.005809% | 0.008343% | 0.01178% | 0.008724% | 0.006475% | 0.008528% | 0.006475% | 0.008343% | 0.005809% | 0.008343% | 0.004964% | 0.007052% | 0.005809% | 0.008343% | 0.01178% | 0.008724% | 0.006475% | 0.008528% | 0.008528% | 0.006475% | 0.008343% | 0.005809% | 0.008343% | 0.004964% | 0.007052% | 0.007177% | 0.007177%
6915 | 0.007438% | 0.007881% | 0.006731% | 0.005776% | 0.008433% | 0.01182% | 0.008829% | 0.005748% | 0.008943% | 0.005748% | 0.008433% | 0.005776% | 0.008433% | 0.005228% | 0.007303% | 0.005776% | 0.008433% | 0.01182% | 0.008829% | 0.005748% | 0.008943% | 0.008943% | 0.005748% | 0.008433% | 0.005776% | 0.008433% | 0.005228% | 0.007303% | 0.007438% | 0.007438%
6916 | 0.008357% | 0.007866% | 0.006784% | 0.005914% | 0.00891% | 0.01183% | 0.009105% | 0.005688% | 0.009571% | 0.005688% | 0.00891% | 0.005914% | 0.00891% | 0.005623% | 0.007993% | 0.005914% | 0.00891% | 0.01183% | 0.009105% | 0.005688% | 0.009571% | 0.009571% | 0.005688% | 0.00891% | 0.005914% | 0.00891% | 0.005623% | 0.007993% | 0.008357% | 0.008357%
6917 | 0.01042% | 0.008599% | 0.006924% | 0.00668% | 0.009829% | 0.01161% | 0.009907% | 0.006702% | 0.01039% | 0.006702% | 0.009829% | 0.00668% | 0.009829% | 0.006235% | 0.009419% | 0.00668% | 0.009829% | 0.01161% | 0.009907% | 0.006702% | 0.01039% | 0.01039% | 0.006702% | 0.009829% | 0.00668% | 0.009829% | 0.006235% | 0.009419% | 0.01042% | 0.01042%
6918 | 0.01561% | 0.008547% | 0.01242% | 0.007483% | 0.01149% | 0.01198% | 0.01134% | 0.00845% | 0.01197% | 0.00845% | 0.01149% | 0.007483% | 0.01149% | 0.007793% | 0.0119% | 0.007483% | 0.01149% | 0.01198% | 0.01134% | 0.00845% | 0.01197% | 0.01197% | 0.00845% | 0.01149% | 0.007483% | 0.01149% | 0.007793% | 0.0119% | 0.01561% | 0.01561%
6919 | 0.01572% | 0.009486% | 0.01426% | 0.008061% | 0.01221% | 0.01117% | 0.01118% | 0.01049% | 0.01286% | 0.01049% | 0.01221% | 0.008061% | 0.01221% | 0.008963% | 0.01257% | 0.008061% | 0.01221% | 0.01117% | 0.01118% | 0.01049% | 0.01286% | 0.01286% | 0.01049% | 0.01221% | 0.008061% | 0.01221% | 0.008963% | 0.01257% | 0.01572% | 0.01572%
6920 | 0.01722% | 0.01245% | 0.0161% | 0.01012% | 0.01374% | 0.01098% | 0.01255% | 0.01265% | 0.01396% | 0.01265% | 0.01374% | 0.01012% | 0.01374% | 0.01176% | 0.01507% | 0.01012% | 0.01374% | 0.01098% | 0.01255% | 0.01265% | 0.01396% | 0.01396% | 0.01265% | 0.01374% | 0.01012% | 0.01374% | 0.01176% | 0.01507% | 0.01722% | 0.01722%
6921 | 0.01844% | 0.01576% | 0.01692% | 0.01161% | 0.01509% | 0.01089% | 0.01393% | 0.01303% | 0.01511% | 0.01303% | 0.01509% | 0.01161% | 0.01509% | 0.01315% | 0.01719% | 0.01161% | 0.01509% | 0.01089% | 0.01393% | 0.01303% | 0.01511% | 0.01511% | 0.01303% | 0.01509% | 0.01161% | 0.01509% | 0.01315% | 0.01719% | 0.01844% | 0.01844%
6922 | 0.01934% | 0.01833% | 0.01803% | 0.01264% | 0.01587% | 0.01073% | 0.01503% | 0.01331% | 0.01562% | 0.01331% | 0.01587% | 0.01264% | 0.01587% | 0.01377% | 0.01869% | 0.01264% | 0.01587% | 0.01073% | 0.01503% | 0.01331% | 0.01562% | 0.01562% | 0.01331% | 0.01587% | 0.01264% | 0.01587% | 0.01377% | 0.01869% | 0.01934% | 0.01934%
6923 | 0.01977% | 0.01925% | 0.01857% | 0.01343% | 0.01586% | 0.0103% | 0.01552% | 0.01297% | 0.01555% | 0.01297% | 0.01586% | 0.01343% | 0.01586% | 0.0142% | 0.01965% | 0.01343% | 0.01586% | 0.0103% | 0.01552% | 0.01297% | 0.01555% | 0.01555% | 0.01297% | 0.01586% | 0.01343% | 0.01586% | 0.0142% | 0.01965% | 0.01977% | 0.01977%
6924 | 0.01985% | 0.01914% | 0.01931% | 0.01417% | 0.01547% | 0.009604% | 0.01553% | 0.01224% | 0.01537% | 0.01224% | 0.01547% | 0.01417% | 0.01547% | 0.01459% | 0.02006% | 0.01417% | 0.01547% | 0.009604% | 0.01553% | 0.01224% | 0.01537% | 0.01537% | 0.01224% | 0.01547% | 0.01417% | 0.01547% | 0.01459% | 0.02006% | 0.01985% | 0.01985%
6925 | 0.01939% | 0.01839% | 0.01976% | 0.01474% | 0.01468% | 0.008471% | 0.01518% | 0.01162% | 0.01503% | 0.01162% | 0.01468% | 0.01474% | 0.01468% | 0.01495% | 0.02004% | 0.01474% | 0.01468% | 0.008471% | 0.01518% | 0.01162% | 0.01503% | 0.01503% | 0.01162% | 0.01468% | 0.01474% | 0.01468% | 0.01495% | 0.02004% | 0.01939% | 0.01939%
6926 | 0.01758% | 0.0158% | 0.01894% | 0.01499% | 0.01347% | 0.007519% | 0.01427% | 0.01124% | 0.01413% | 0.01124% | 0.01347% | 0.01499% | 0.01347% | 0.01504% | 0.0197% | 0.01499% | 0.01347% | 0.007519% | 0.01427% | 0.01124% | 0.01413% | 0.01413% | 0.01124% | 0.01347% | 0.01499% | 0.01347% | 0.01504% | 0.0197% | 0.01758% | 0.01758%
6927 | 0.01537% | 0.01331% | 0.01801% | 0.01488% | 0.01229% | 0.007009% | 0.01285% | 0.01149% | 0.01322% | 0.01149% | 0.01229% | 0.01488% | 0.01229% | 0.01472% | 0.0186% | 0.01488% | 0.01229% | 0.007009% | 0.01285% | 0.01149% | 0.01322% | 0.01322% | 0.01149% | 0.01229% | 0.01488% | 0.01229% | 0.01472% | 0.0186% | 0.01537% | 0.01537%
6928 | 0.01307% | 0.0117% | 0.016% | 0.01462% | 0.01128% | 0.007146% | 0.01134% | 0.009934% | 0.01244% | 0.009934% | 0.01128% | 0.01462% | 0.01128% | 0.0141% | 0.01644% | 0.01462% | 0.01128% | 0.007146% | 0.01134% | 0.009934% | 0.01244% | 0.01244% | 0.009934% | 0.01128% | 0.01462% | 0.01128% | 0.0141% | 0.01644% | 0.01307% | 0.01307%
6929 | 0.01089% | 0.009692% | 0.01488% | 0.01412% | 0.01019% | 0.007691% | 0.01012% | 0.009722% | 0.01157% | 0.009722% | 0.01019% | 0.01412% | 0.01019% | 0.01323% | 0.01369% | 0.01412% | 0.01019% | 0.007691% | 0.01012% | 0.009722% | 0.01157% | 0.01157% | 0.009722% | 0.01019% | 0.01412% | 0.01019% | 0.01323% | 0.01369% | 0.01089% | 0.01089%
6930 | 0.01097% | 0.009109% | 0.01592% | 0.01457% | 0.0102% | 0.009808% | 0.01131% | 0.01005% | 0.01078% | 0.01005% | 0.0102% | 0.01457% | 0.0102% | 0.01375% | 0.01334% | 0.01457% | 0.0102% | 0.009808% | 0.01131% | 0.01005% | 0.01078% | 0.01078% | 0.01005% | 0.0102% | 0.01457% | 0.0102% | 0.01375% | 0.01334% | 0.01097% | 0.01097%
6931 | 0.009961% | 0.008769% | 0.01348% | 0.01377% | 0.009532% | 0.01095% | 0.011% | 0.01001% | 0.009961% | 0.01001% | 0.009532% | 0.01377% | 0.009532% | 0.01319% | 0.01149% | 0.01377% | 0.009532% | 0.01095% | 0.011% | 0.01001% | 0.009961% | 0.009961% | 0.01001% | 0.009532% | 0.01377% | 0.009532% | 0.01319% | 0.01149% | 0.009961% | 0.009961%
6932 | 0.009517% | 0.008551% | 0.009866% | 0.01277% | 0.008948% | 0.01132% | 0.01045% | 0.01009% | 0.009263% | 0.01009% | 0.008948% | 0.01277% | 0.008948% | 0.01239% | 0.01011% | 0.01277% | 0.008948% | 0.01132% | 0.01045% | 0.01009% | 0.009263% | 0.009263% | 0.01009% | 0.008948% | 0.01277% | 0.008948% | 0.01239% | 0.01011% | 0.009517% | 0.009517%
6933 | 0.007468% | 0.008408% | 0.007329% | 0.01116% | 0.008608% | 0.01151% | 0.009838% | 0.01039% | 0.008874% | 0.01039% | 0.008608% | 0.01116% | 0.008608% | 0.0106% | 0.009193% | 0.01116% | 0.008608% | 0.01151% | 0.009838% | 0.01039% | 0.008874% | 0.008874% | 0.01039% | 0.008608% | 0.01116% | 0.008608% | 0.0106% | 0.009193% | 0.007468% | 0.007468%
6934 | 0.007173% | 0.008312% | 0.006677% | 0.008841% | 0.008479% | 0.01166% | 0.009227% | 0.01065% | 0.008693% | 0.01065% | 0.008479% | 0.008841% | 0.008479% | 0.007494% | 0.008452% | 0.008841% | 0.008479% | 0.01166% | 0.009227% | 0.01065% | 0.008693% | 0.008693% | 0.01065% | 0.008479% | 0.008841% | 0.008479% | 0.007494% | 0.008452% | 0.007173% | 0.007173%
6935 | 0.007107% | 0.008226% | 0.006663% | 0.007306% | 0.008372% | 0.01181% | 0.00888% | 0.01067% | 0.008609% | 0.01067% | 0.008372% | 0.007306% | 0.008372% | 0.005512% | 0.007874% | 0.007306% | 0.008372% | 0.01181% | 0.00888% | 0.01067% | 0.008609% | 0.008609% | 0.01067% | 0.008372% | 0.007306% | 0.008372% | 0.005512% | 0.007874% | 0.007107% | 0.007107%
6936 | 0.007148% | 0.008114% | 0.006674% | 0.006416% | 0.008322% | 0.01184% | 0.008727% | 0.008889% | 0.0085% | 0.008889% | 0.008322% | 0.006416% | 0.008322% | 0.005049% | 0.007253% | 0.006416% | 0.008322% | 0.01184% | 0.008727% | 0.008889% | 0.0085% | 0.0085% | 0.008889% | 0.008322% | 0.006416% | 0.008322% | 0.005049% | 0.007253% | 0.007148% | 0.007148%
6937 | 0.007228% | 0.008122% | 0.006835% | 0.005967% | 0.008268% | 0.01187% | 0.008702% | 0.007514% | 0.008499% | 0.007514% | 0.008268% | 0.005967% | 0.008268% | 0.004998% | 0.007047% | 0.005967% | 0.008268% | 0.01187% | 0.008702% | 0.007514% | 0.008499% | 0.008499% | 0.007514% | 0.008268% | 0.005967% | 0.008268% | 0.004998% | 0.007047% | 0.007228% | 0.007228%
6938 | 0.007278% | 0.008065% | 0.006787% | 0.005829% | 0.008291% | 0.01189% | 0.008726% | 0.006495% | 0.008667% | 0.006495% | 0.008291% | 0.005829% | 0.008291% | 0.005034% | 0.007088% | 0.005829% | 0.008291% | 0.01189% | 0.008726% | 0.006495% | 0.008667% | 0.008667% | 0.006495% | 0.008291% | 0.005829% | 0.008291% | 0.005034% | 0.007088% | 0.007278% | 0.007278%
6939 | 0.00756% | 0.007994% | 0.006767% | 0.0058% | 0.008384% | 0.01197% | 0.008822% | 0.005781% | 0.009127% | 0.005781% | 0.008384% | 0.0058% | 0.008384% | 0.005324% | 0.007343% | 0.0058% | 0.008384% | 0.01197% | 0.008822% | 0.005781% | 0.009127% | 0.009127% | 0.005781% | 0.008384% | 0.0058% | 0.008384% | 0.005324% | 0.007343% | 0.00756% | 0.00756%
6940 | 0.008468% | 0.007992% | 0.006836% | 0.005938% | 0.008902% | 0.01205% | 0.009149% | 0.005724% | 0.009838% | 0.005724% | 0.008902% | 0.005938% | 0.008902% | 0.005775% | 0.008079% | 0.005938% | 0.008902% | 0.01205% | 0.009149% | 0.005724% | 0.009838% | 0.009838% | 0.005724% | 0.008902% | 0.005938% | 0.008902% | 0.005775% | 0.008079% | 0.008468% | 0.008468%
6941 | 0.01056% | 0.008686% | 0.007021% | 0.006763% | 0.009884% | 0.0119% | 0.009971% | 0.00674% | 0.01069% | 0.00674% | 0.009884% | 0.006763% | 0.009884% | 0.006388% | 0.009531% | 0.006763% | 0.009884% | 0.0119% | 0.009971% | 0.00674% | 0.01069% | 0.01069% | 0.00674% | 0.009884% | 0.006763% | 0.009884% | 0.006388% | 0.009531% | 0.01056% | 0.01056%
6942 | 0.01577% | 0.008666% | 0.01263% | 0.007541% | 0.01158% | 0.01238% | 0.01143% | 0.008514% | 0.01234% | 0.008514% | 0.01158% | 0.007541% | 0.01158% | 0.00794% | 0.01204% | 0.007541% | 0.01158% | 0.01238% | 0.01143% | 0.008514% | 0.01234% | 0.01234% | 0.008514% | 0.01158% | 0.007541% | 0.01158% | 0.00794% | 0.01204% | 0.01577% | 0.01577%
6943 | 0.01603% | 0.009598% | 0.01465% | 0.008092% | 0.01237% | 0.01161% | 0.01134% | 0.01065% | 0.01337% | 0.01065% | 0.01237% | 0.008092% | 0.01237% | 0.009075% | 0.01278% | 0.008092% | 0.01237% | 0.01161% | 0.01134% | 0.01065% | 0.01337% | 0.01337% | 0.01065% | 0.01237% | 0.008092% | 0.01237% | 0.009075% | 0.01278% | 0.01603% | 0.01603%
6944 | 0.01773% | 0.01254% | 0.01643% | 0.01018% | 0.01405% | 0.01109% | 0.01272% | 0.01292% | 0.01473% | 0.01292% | 0.01405% | 0.01018% | 0.01405% | 0.01183% | 0.01513% | 0.01018% | 0.01405% | 0.01109% | 0.01272% | 0.01292% | 0.01473% | 0.01473% | 0.01292% | 0.01405% | 0.01018% | 0.01405% | 0.01183% | 0.01513% | 0.01773% | 0.01773%
6945 | 0.01923% | 0.01591% | 0.0172% | 0.01183% | 0.01562% | 0.01069% | 0.01415% | 0.01353% | 0.01614% | 0.01353% | 0.01562% | 0.01183% | 0.01562% | 0.01338% | 0.01721% | 0.01183% | 0.01562% | 0.01069% | 0.01415% | 0.01353% | 0.01614% | 0.01614% | 0.01353% | 0.01562% | 0.01183% | 0.01562% | 0.01338% | 0.01721% | 0.01923% | 0.01923%
6946 | 0.02058% | 0.01862% | 0.01833% | 0.01307% | 0.01657% | 0.01056% | 0.01532% | 0.01411% | 0.01682% | 0.01411% | 0.01657% | 0.01307% | 0.01657% | 0.01412% | 0.01872% | 0.01307% | 0.01657% | 0.01056% | 0.01532% | 0.01411% | 0.01682% | 0.01682% | 0.01411% | 0.01657% | 0.01307% | 0.01657% | 0.01412% | 0.01872% | 0.02058% | 0.02058%
6947 | 0.02129% | 0.01952% | 0.01888% | 0.01396% | 0.01664% | 0.01025% | 0.01583% | 0.01389% | 0.0168% | 0.01389% | 0.01664% | 0.01396% | 0.01664% | 0.0146% | 0.01969% | 0.01396% | 0.01664% | 0.01025% | 0.01583% | 0.01389% | 0.0168% | 0.0168% | 0.01389% | 0.01664% | 0.01396% | 0.01664% | 0.0146% | 0.01969% | 0.02129% | 0.02129%
6948 | 0.02121% | 0.01925% | 0.01938% | 0.0147% | 0.01624% | 0.009509% | 0.01581% | 0.01321% | 0.01658% | 0.01321% | 0.01624% | 0.0147% | 0.01624% | 0.01502% | 0.02008% | 0.0147% | 0.01624% | 0.009509% | 0.01581% | 0.01321% | 0.01658% | 0.01658% | 0.01321% | 0.01624% | 0.0147% | 0.01624% | 0.01502% | 0.02008% | 0.02121% | 0.02121%
6949 | 0.02012% | 0.01847% | 0.01944% | 0.01507% | 0.01535% | 0.008336% | 0.01538% | 0.01255% | 0.01613% | 0.01255% | 0.01535% | 0.01507% | 0.01535% | 0.01519% | 0.02005% | 0.01507% | 0.01535% | 0.008336% | 0.01538% | 0.01255% | 0.01613% | 0.01613% | 0.01255% | 0.01535% | 0.01507% | 0.01535% | 0.01519% | 0.02005% | 0.02012% | 0.02012%
6950 | 0.01791% | 0.01576% | 0.0183% | 0.01509% | 0.01401% | 0.00734% | 0.01441% | 0.01207% | 0.01506% | 0.01207% | 0.01401% | 0.01509% | 0.01401% | 0.01508% | 0.01968% | 0.01509% | 0.01401% | 0.00734% | 0.01441% | 0.01207% | 0.01506% | 0.01506% | 0.01207% | 0.01401% | 0.01509% | 0.01401% | 0.01508% | 0.01968% | 0.01791% | 0.01791%
6951 | 0.01551% | 0.01314% | 0.01732% | 0.01484% | 0.01271% | 0.006791% | 0.01293% | 0.01221% | 0.01408% | 0.01221% | 0.01271% | 0.01484% | 0.01271% | 0.01466% | 0.01858% | 0.01484% | 0.01271% | 0.006791% | 0.01293% | 0.01221% | 0.01408% | 0.01408% | 0.01221% | 0.01271% | 0.01484% | 0.01271% | 0.01466% | 0.01858% | 0.01551% | 0.01551%
6952 | 0.01306% | 0.0115% | 0.01536% | 0.01449% | 0.01154% | 0.006847% | 0.01137% | 0.01051% | 0.01312% | 0.01051% | 0.01154% | 0.01449% | 0.01154% | 0.01399% | 0.01641% | 0.01449% | 0.01154% | 0.006847% | 0.01137% | 0.01051% | 0.01312% | 0.01312% | 0.01051% | 0.01154% | 0.01449% | 0.01154% | 0.01399% | 0.01641% | 0.01306% | 0.01306%
6953 | 0.01091% | 0.009523% | 0.01454% | 0.01403% | 0.01041% | 0.007347% | 0.01018% | 0.01023% | 0.01208% | 0.01023% | 0.01041% | 0.01403% | 0.01041% | 0.01317% | 0.01367% | 0.01403% | 0.01041% | 0.007347% | 0.01018% | 0.01023% | 0.01208% | 0.01208% | 0.01023% | 0.01041% | 0.01403% | 0.01041% | 0.01317% | 0.01367% | 0.01091% | 0.01091%
6954 | 0.01109% | 0.009037% | 0.0158% | 0.01456% | 0.01037% | 0.009558% | 0.01143% | 0.01044% | 0.01121% | 0.01044% | 0.01037% | 0.01456% | 0.01037% | 0.01379% | 0.01334% | 0.01456% | 0.01037% | 0.009558% | 0.01143% | 0.01044% | 0.01121% | 0.01121% | 0.01044% | 0.01037% | 0.01456% | 0.01037% | 0.01379% | 0.01334% | 0.01109% | 0.01109%
6955 | 0.01025% | 0.008637% | 0.0134% | 0.01376% | 0.00963% | 0.01077% | 0.01112% | 0.01032% | 0.01026% | 0.01032% | 0.00963% | 0.01376% | 0.00963% | 0.01324% | 0.01149% | 0.01376% | 0.00963% | 0.01077% | 0.01112% | 0.01032% | 0.01026% | 0.01026% | 0.01032% | 0.00963% | 0.01376% | 0.00963% | 0.01324% | 0.01149% | 0.01025% | 0.01025%
6956 | 0.009821% | 0.008435% | 0.009868% | 0.01279% | 0.009038% | 0.01117% | 0.01053% | 0.01032% | 0.009452% | 0.01032% | 0.009038% | 0.01279% | 0.009038% | 0.01246% | 0.01011% | 0.01279% | 0.009038% | 0.01117% | 0.01053% | 0.01032% | 0.009452% | 0.009452% | 0.01032% | 0.009038% | 0.01279% | 0.009038% | 0.01246% | 0.01011% | 0.009821% | 0.009821%
6957 | 0.007473% | 0.008294% | 0.007303% | 0.01126% | 0.008652% | 0.01134% | 0.009887% | 0.01065% | 0.009025% | 0.01065% | 0.008652% | 0.01126% | 0.008652% | 0.01077% | 0.009191% | 0.01126% | 0.008652% | 0.01134% | 0.009887% | 0.01065% | 0.009025% | 0.009025% | 0.01065% | 0.008652% | 0.01126% | 0.008652% | 0.01077% | 0.009191% | 0.007473% | 0.007473%
6958 | 0.007246% | 0.008273% | 0.006667% | 0.00899% | 0.008524% | 0.01147% | 0.009291% | 0.01087% | 0.008845% | 0.01087% | 0.008524% | 0.00899% | 0.008524% | 0.007721% | 0.008452% | 0.00899% | 0.008524% | 0.01147% | 0.009291% | 0.01087% | 0.008845% | 0.008845% | 0.01087% | 0.008524% | 0.00899% | 0.008524% | 0.007721% | 0.008452% | 0.007246% | 0.007246%
6959 | 0.007116% | 0.008257% | 0.006661% | 0.007391% | 0.00843% | 0.01152% | 0.008941% | 0.0109% | 0.008761% | 0.0109% | 0.00843% | 0.007391% | 0.00843% | 0.005624% | 0.007884% | 0.007391% | 0.00843% | 0.01152% | 0.008941% | 0.0109% | 0.008761% | 0.008761% | 0.0109% | 0.00843% | 0.007391% | 0.00843% | 0.005624% | 0.007884% | 0.007116% | 0.007116%
6960 | 0.007196% | 0.008151% | 0.006675% | 0.006456% | 0.008363% | 0.01163% | 0.008773% | 0.00903% | 0.008634% | 0.00903% | 0.008363% | 0.006456% | 0.008363% | 0.005087% | 0.007271% | 0.006456% | 0.008363% | 0.01163% | 0.008773% | 0.00903% | 0.008634% | 0.008634% | 0.00903% | 0.008363% | 0.006456% | 0.008363% | 0.005087% | 0.007271% | 0.007196% | 0.007196%
6961 | 0.007274% | 0.008168% | 0.006844% | 0.00595% | 0.008336% | 0.01163% | 0.008762% | 0.00764% | 0.008665% | 0.00764% | 0.008336% | 0.00595% | 0.008336% | 0.004935% | 0.007063% | 0.00595% | 0.008336% | 0.01163% | 0.008762% | 0.00764% | 0.008665% | 0.008665% | 0.00764% | 0.008336% | 0.00595% | 0.008336% | 0.004935% | 0.007063% | 0.007274% | 0.007274%
6962 | 0.007352% | 0.008128% | 0.006788% | 0.005814% | 0.008368% | 0.01175% | 0.008795% | 0.006602% | 0.008869% | 0.006602% | 0.008368% | 0.005814% | 0.008368% | 0.00498% | 0.0071% | 0.005814% | 0.008368% | 0.01175% | 0.008795% | 0.006602% | 0.008869% | 0.008869% | 0.006602% | 0.008368% | 0.005814% | 0.008368% | 0.00498% | 0.0071% | 0.007352% | 0.007352%
6963 | 0.007676% | 0.008075% | 0.006778% | 0.005795% | 0.008513% | 0.0119% | 0.008902% | 0.005884% | 0.009415% | 0.005884% | 0.008513% | 0.005795% | 0.008513% | 0.00528% | 0.007364% | 0.005795% | 0.008513% | 0.0119% | 0.008902% | 0.005884% | 0.009415% | 0.009415% | 0.005884% | 0.008513% | 0.005795% | 0.008513% | 0.00528% | 0.007364% | 0.007676% | 0.007676%
6964 | 0.008573% | 0.008066% | 0.006854% | 0.005958% | 0.009063% | 0.01201% | 0.009248% | 0.005834% | 0.01016% | 0.005834% | 0.009063% | 0.005958% | 0.009063% | 0.005728% | 0.008079% | 0.005958% | 0.009063% | 0.01201% | 0.009248% | 0.005834% | 0.01016% | 0.01016% | 0.005834% | 0.009063% | 0.005958% | 0.009063% | 0.005728% | 0.008079% | 0.008573% | 0.008573%
6965 | 0.01069% | 0.008717% | 0.007033% | 0.006818% | 0.01008% | 0.01184% | 0.0101% | 0.006931% | 0.0111% | 0.006931% | 0.01008% | 0.006818% | 0.01008% | 0.006385% | 0.009507% | 0.006818% | 0.01008% | 0.01184% | 0.0101% | 0.006931% | 0.0111% | 0.0111% | 0.006931% | 0.01008% | 0.006818% | 0.01008% | 0.006385% | 0.009507% | 0.01069% | 0.01069%
6966 | 0.01635% | 0.008788% | 0.01279% | 0.007686% | 0.01188% | 0.01236% | 0.01159% | 0.008738% | 0.01301% | 0.008738% | 0.01188% | 0.007686% | 0.01188% | 0.008026% | 0.012% | 0.007686% | 0.01188% | 0.01236% | 0.01159% | 0.008738% | 0.01301% | 0.01301% | 0.008738% | 0.01188% | 0.007686% | 0.01188% | 0.008026% | 0.012% | 0.01635% | 0.01635%
6967 | 0.01666% | 0.009744% | 0.01474% | 0.008375% | 0.01276% | 0.01165% | 0.01158% | 0.0114% | 0.01415% | 0.0114% | 0.01276% | 0.008375% | 0.01276% | 0.00931% | 0.01281% | 0.008375% | 0.01276% | 0.01165% | 0.01158% | 0.0114% | 0.01415% | 0.01415% | 0.0114% | 0.01276% | 0.008375% | 0.01276% | 0.00931% | 0.01281% | 0.01666% | 0.01666%
6968 | 0.01826% | 0.01274% | 0.01655% | 0.01048% | 0.0143% | 0.01105% | 0.01278% | 0.01364% | 0.01534% | 0.01364% | 0.0143% | 0.01048% | 0.0143% | 0.01197% | 0.01511% | 0.01048% | 0.0143% | 0.01105% | 0.01278% | 0.01364% | 0.01534% | 0.01534% | 0.01364% | 0.0143% | 0.01048% | 0.0143% | 0.01197% | 0.01511% | 0.01826% | 0.01826%
6969 | 0.01959% | 0.01601% | 0.01741% | 0.01198% | 0.01565% | 0.0106% | 0.01413% | 0.01403% | 0.01638% | 0.01403% | 0.01565% | 0.01198% | 0.01565% | 0.01323% | 0.01721% | 0.01198% | 0.01565% | 0.0106% | 0.01413% | 0.01403% | 0.01638% | 0.01638% | 0.01403% | 0.01565% | 0.01198% | 0.01565% | 0.01323% | 0.01721% | 0.01959% | 0.01959%
6970 | 0.02058% | 0.01857% | 0.01837% | 0.013% | 0.01642% | 0.01045% | 0.01519% | 0.01436% | 0.01685% | 0.01436% | 0.01642% | 0.013% | 0.01642% | 0.01361% | 0.01869% | 0.013% | 0.01642% | 0.01045% | 0.01519% | 0.01436% | 0.01685% | 0.01685% | 0.01436% | 0.01642% | 0.013% | 0.01642% | 0.01361% | 0.01869% | 0.02058% | 0.02058%
6971 | 0.02089% | 0.01944% | 0.01868% | 0.01366% | 0.01635% | 0.01019% | 0.01562% | 0.01399% | 0.01668% | 0.01399% | 0.01635% | 0.01366% | 0.01635% | 0.01374% | 0.01964% | 0.01366% | 0.01635% | 0.01019% | 0.01562% | 0.01399% | 0.01668% | 0.01668% | 0.01399% | 0.01635% | 0.01366% | 0.01635% | 0.01374% | 0.01964% | 0.02089% | 0.02089%
6972 | 0.02056% | 0.01918% | 0.01899% | 0.01416% | 0.0159% | 0.009475% | 0.01556% | 0.01317% | 0.01636% | 0.01317% | 0.0159% | 0.01416% | 0.0159% | 0.01387% | 0.02003% | 0.01416% | 0.0159% | 0.009475% | 0.01556% | 0.01317% | 0.01636% | 0.01636% | 0.01317% | 0.0159% | 0.01416% | 0.0159% | 0.01387% | 0.02003% | 0.02056% | 0.02056%
6973 | 0.0195% | 0.01839% | 0.01908% | 0.01448% | 0.01495% | 0.008351% | 0.01512% | 0.01237% | 0.01574% | 0.01237% | 0.01495% | 0.01448% | 0.01495% | 0.01406% | 0.02% | 0.01448% | 0.01495% | 0.008351% | 0.01512% | 0.01237% | 0.01574% | 0.01574% | 0.01237% | 0.01495% | 0.01448% | 0.01495% | 0.01406% | 0.02% | 0.0195% | 0.0195%
6974 | 0.01737% | 0.01568% | 0.01803% | 0.01455% | 0.01358% | 0.007356% | 0.01416% | 0.01184% | 0.01457% | 0.01184% | 0.01358% | 0.01455% | 0.01358% | 0.01415% | 0.01964% | 0.01455% | 0.01358% | 0.007356% | 0.01416% | 0.01184% | 0.01457% | 0.01457% | 0.01184% | 0.01358% | 0.01455% | 0.01358% | 0.01415% | 0.01964% | 0.01737% | 0.01737%
6975 | 0.01502% | 0.01312% | 0.01705% | 0.01441% | 0.01232% | 0.006776% | 0.01271% | 0.012% | 0.01356% | 0.012% | 0.01232% | 0.01441% | 0.01232% | 0.014% | 0.01854% | 0.01441% | 0.01232% | 0.006776% | 0.01271% | 0.012% | 0.01356% | 0.01356% | 0.012% | 0.01232% | 0.01441% | 0.01232% | 0.014% | 0.01854% | 0.01502% | 0.01502%
6976 | 0.01271% | 0.0115% | 0.01505% | 0.01419% | 0.01118% | 0.006784% | 0.01117% | 0.01035% | 0.01259% | 0.01035% | 0.01118% | 0.01419% | 0.01118% | 0.01359% | 0.01638% | 0.01419% | 0.01118% | 0.006784% | 0.01117% | 0.01035% | 0.01259% | 0.01259% | 0.01035% | 0.01118% | 0.01419% | 0.01118% | 0.01359% | 0.01638% | 0.01271% | 0.01271%
6977 | 0.01067% | 0.009534% | 0.0142% | 0.01381% | 0.01016% | 0.007242% | 0.01002% | 0.01012% | 0.01171% | 0.01012% | 0.01016% | 0.01381% | 0.01016% | 0.01299% | 0.01365% | 0.01381% | 0.01016% | 0.007242% | 0.01002% | 0.01012% | 0.01171% | 0.01171% | 0.01012% | 0.01016% | 0.01381% | 0.01016% | 0.01299% | 0.01365% | 0.01067% | 0.01067%
6978 | 0.01088% | 0.008989% | 0.01553% | 0.01443% | 0.0102% | 0.009609% | 0.01132% | 0.0103% | 0.01095% | 0.0103% | 0.0102% | 0.01443% | 0.0102% | 0.01379% | 0.01338% | 0.01443% | 0.0102% | 0.009609% | 0.01132% | 0.0103% | 0.01095% | 0.01095% | 0.0103% | 0.0102% | 0.01443% | 0.0102% | 0.01379% | 0.01338% | 0.01088% | 0.01088%
6979 | 0.009917% | 0.008559% | 0.01323% | 0.0137% | 0.009511% | 0.01094% | 0.01098% | 0.01006% | 0.01009% | 0.01006% | 0.009511% | 0.0137% | 0.009511% | 0.01334% | 0.01147% | 0.0137% | 0.009511% | 0.01094% | 0.01098% | 0.01006% | 0.01009% | 0.01009% | 0.01006% | 0.009511% | 0.0137% | 0.009511% | 0.01334% | 0.01147% | 0.009917% | 0.009917%
6980 | 0.009668% | 0.008332% | 0.009905% | 0.01277% | 0.008955% | 0.01147% | 0.01043% | 0.01006% | 0.009325% | 0.01006% | 0.008955% | 0.01277% | 0.008955% | 0.0126% | 0.0101% | 0.01277% | 0.008955% | 0.01147% | 0.01043% | 0.01006% | 0.009325% | 0.009325% | 0.01006% | 0.008955% | 0.01277% | 0.008955% | 0.0126% | 0.0101% | 0.009668% | 0.009668%
6981 | 0.007488% | 0.008221% | 0.007317% | 0.0112% | 0.008608% | 0.01178% | 0.009837% | 0.01039% | 0.008909% | 0.01039% | 0.008608% | 0.0112% | 0.008608% | 0.01079% | 0.009187% | 0.0112% | 0.008608% | 0.01178% | 0.009837% | 0.01039% | 0.008909% | 0.008909% | 0.01039% | 0.008608% | 0.0112% | 0.008608% | 0.01079% | 0.009187% | 0.007488% | 0.007488%
6982 | 0.007195% | 0.00815% | 0.006731% | 0.00888% | 0.008493% | 0.01197% | 0.009263% | 0.01064% | 0.008726% | 0.01064% | 0.008493% | 0.00888% | 0.008493% | 0.007624% | 0.008457% | 0.00888% | 0.008493% | 0.01197% | 0.009263% | 0.01064% | 0.008726% | 0.008726% | 0.01064% | 0.008493% | 0.00888% | 0.008493% | 0.007624% | 0.008457% | 0.007195% | 0.007195%
6983 | 0.0071% | 0.008128% | 0.006723% | 0.007311% | 0.0084% | 0.01205% | 0.008903% | 0.01064% | 0.008643% | 0.01064% | 0.0084% | 0.007311% | 0.0084% | 0.005506% | 0.007884% | 0.007311% | 0.0084% | 0.01205% | 0.008903% | 0.01064% | 0.008643% | 0.008643% | 0.01064% | 0.0084% | 0.007311% | 0.0084% | 0.005506% | 0.007884% | 0.0071% | 0.0071%
6984 | 0.007157% | 0.008099% | 0.006716% | 0.006409% | 0.008358% | 0.01195% | 0.008765% | 0.008933% | 0.008595% | 0.008933% | 0.008358% | 0.006409% | 0.008358% | 0.005005% | 0.00727% | 0.006409% | 0.008358% | 0.01195% | 0.008765% | 0.008933% | 0.008595% | 0.008595% | 0.008933% | 0.008358% | 0.006409% | 0.008358% | 0.005005% | 0.00727% | 0.007157% | 0.007157%
6985 | 0.007242% | 0.008036% | 0.006891% | 0.005979% | 0.008313% | 0.01211% | 0.008722% | 0.007491% | 0.008534% | 0.007491% | 0.008313% | 0.005979% | 0.008313% | 0.00502% | 0.007048% | 0.005979% | 0.008313% | 0.01211% | 0.008722% | 0.007491% | 0.008534% | 0.008534% | 0.007491% | 0.008313% | 0.005979% | 0.008313% | 0.00502% | 0.007048% | 0.007242% | 0.007242%
6986 | 0.007285% | 0.008022% | 0.006856% | 0.005839% | 0.008339% | 0.01212% | 0.00876% | 0.006492% | 0.008712% | 0.006492% | 0.008339% | 0.005839% | 0.008339% | 0.005047% | 0.007089% | 0.005839% | 0.008339% | 0.01212% | 0.00876% | 0.006492% | 0.008712% | 0.008712% | 0.006492% | 0.008339% | 0.005839% | 0.008339% | 0.005047% | 0.007089% | 0.007285% | 0.007285%
6987 | 0.007603% | 0.007964% | 0.006867% | 0.005825% | 0.008443% | 0.01219% | 0.008875% | 0.005764% | 0.009183% | 0.005764% | 0.008443% | 0.005825% | 0.008443% | 0.005338% | 0.007346% | 0.005825% | 0.008443% | 0.01219% | 0.008875% | 0.005764% | 0.009183% | 0.009183% | 0.005764% | 0.008443% | 0.005825% | 0.008443% | 0.005338% | 0.007346% | 0.007603% | 0.007603%
6988 | 0.008526% | 0.007939% | 0.006948% | 0.005975% | 0.008948% | 0.01221% | 0.009207% | 0.005728% | 0.009867% | 0.005728% | 0.008948% | 0.005975% | 0.008948% | 0.005785% | 0.008057% | 0.005975% | 0.008948% | 0.01221% | 0.009207% | 0.005728% | 0.009867% | 0.009867% | 0.005728% | 0.008948% | 0.005975% | 0.008948% | 0.005785% | 0.008057% | 0.008526% | 0.008526%
6989 | 0.01063% | 0.008548% | 0.007146% | 0.006831% | 0.009947% | 0.01219% | 0.01005% | 0.006702% | 0.01074% | 0.006702% | 0.009947% | 0.006831% | 0.009947% | 0.006519% | 0.009496% | 0.006831% | 0.009947% | 0.01219% | 0.01005% | 0.006702% | 0.01074% | 0.01074% | 0.006702% | 0.009947% | 0.006831% | 0.009947% | 0.006519% | 0.009496% | 0.01063% | 0.01063%
6990 | 0.01631% | 0.008643% | 0.01315% | 0.007637% | 0.01167% | 0.01243% | 0.01154% | 0.00849% | 0.01241% | 0.00849% | 0.01167% | 0.007637% | 0.01167% | 0.008183% | 0.012% | 0.007637% | 0.01167% | 0.01243% | 0.01154% | 0.00849% | 0.01241% | 0.01241% | 0.00849% | 0.01167% | 0.007637% | 0.01167% | 0.008183% | 0.012% | 0.01631% | 0.01631%
6991 | 0.01657% | 0.009543% | 0.01488% | 0.008345% | 0.01252% | 0.01172% | 0.01161% | 0.01071% | 0.01348% | 0.01071% | 0.01252% | 0.008345% | 0.01252% | 0.009549% | 0.01294% | 0.008345% | 0.01252% | 0.01172% | 0.01161% | 0.01071% | 0.01348% | 0.01348% | 0.01071% | 0.01252% | 0.008345% | 0.01252% | 0.009549% | 0.01294% | 0.01657% | 0.01657%
6992 | 0.01779% | 0.0125% | 0.01636% | 0.01029% | 0.01385% | 0.01114% | 0.01268% | 0.01276% | 0.01448% | 0.01276% | 0.01385% | 0.01029% | 0.01385% | 0.01213% | 0.01509% | 0.01029% | 0.01385% | 0.01114% | 0.01268% | 0.01276% | 0.01448% | 0.01448% | 0.01276% | 0.01385% | 0.01029% | 0.01385% | 0.01213% | 0.01509% | 0.01779% | 0.01779%
6993 | 0.01863% | 0.0157% | 0.01678% | 0.01167% | 0.01517% | 0.01063% | 0.01392% | 0.01313% | 0.01556% | 0.01313% | 0.01517% | 0.01167% | 0.01517% | 0.01327% | 0.01717% | 0.01167% | 0.01517% | 0.01063% | 0.01392% | 0.01313% | 0.01556% | 0.01556% | 0.01313% | 0.01517% | 0.01167% | 0.01517% | 0.01327% | 0.01717% | 0.01863% | 0.01863%
6994 | 0.01915% | 0.01824% | 0.01761% | 0.01259% | 0.01594% | 0.01045% | 0.01497% | 0.01343% | 0.01598% | 0.01343% | 0.01594% | 0.01259% | 0.01594% | 0.01373% | 0.01867% | 0.01259% | 0.01594% | 0.01045% | 0.01497% | 0.01343% | 0.01598% | 0.01598% | 0.01343% | 0.01594% | 0.01259% | 0.01594% | 0.01373% | 0.01867% | 0.01915% | 0.01915%
6995 | 0.01929% | 0.01915% | 0.01796% | 0.01329% | 0.016% | 0.01028% | 0.01547% | 0.01314% | 0.01591% | 0.01314% | 0.016% | 0.01329% | 0.016% | 0.01405% | 0.01965% | 0.01329% | 0.016% | 0.01028% | 0.01547% | 0.01314% | 0.01591% | 0.01591% | 0.01314% | 0.016% | 0.01329% | 0.016% | 0.01405% | 0.01965% | 0.01929% | 0.01929%
6996 | 0.01889% | 0.01897% | 0.01843% | 0.01383% | 0.01554% | 0.009565% | 0.01542% | 0.01233% | 0.01558% | 0.01233% | 0.01554% | 0.01383% | 0.01554% | 0.0143% | 0.02006% | 0.01383% | 0.01554% | 0.009565% | 0.01542% | 0.01233% | 0.01558% | 0.01558% | 0.01233% | 0.01554% | 0.01383% | 0.01554% | 0.0143% | 0.02006% | 0.01889% | 0.01889%
6997 | 0.01789% | 0.01825% | 0.01861% | 0.01421% | 0.01465% | 0.008455% | 0.015% | 0.01162% | 0.01504% | 0.01162% | 0.01465% | 0.01421% | 0.01465% | 0.01451% | 0.02003% | 0.01421% | 0.01465% | 0.008455% | 0.015% | 0.01162% | 0.01504% | 0.01504% | 0.01162% | 0.01465% | 0.01421% | 0.01465% | 0.01451% | 0.02003% | 0.01789% | 0.01789%
6998 | 0.01606% | 0.01559% | 0.01774% | 0.01438% | 0.01343% | 0.007468% | 0.01411% | 0.01124% | 0.01407% | 0.01124% | 0.01343% | 0.01438% | 0.01343% | 0.01455% | 0.01969% | 0.01438% | 0.01343% | 0.007468% | 0.01411% | 0.01124% | 0.01407% | 0.01407% | 0.01124% | 0.01343% | 0.01438% | 0.01343% | 0.01455% | 0.01969% | 0.01606% | 0.01606%
6999 | 0.0141% | 0.01303% | 0.01693% | 0.01429% | 0.01232% | 0.006871% | 0.01274% | 0.01152% | 0.01325% | 0.01152% | 0.01232% | 0.01429% | 0.01232% | 0.01428% | 0.01859% | 0.01429% | 0.01232% | 0.006871% | 0.01274% | 0.01152% | 0.01325% | 0.01325% | 0.01152% | 0.01232% | 0.01429% | 0.01232% | 0.01428% | 0.01859% | 0.0141% | 0.0141%
7000 | 0.012% | 0.01137% | 0.015% | 0.0141% | 0.01134% | 0.006883% | 0.01123% | 0.009945% | 0.01252% | 0.009945% | 0.01134% | 0.0141% | 0.01134% | 0.0137% | 0.01643% | 0.0141% | 0.01134% | 0.006883% | 0.01123% | 0.009945% | 0.01252% | 0.01252% | 0.009945% | 0.01134% | 0.0141% | 0.01134% | 0.0137% | 0.01643% | 0.012% | 0.012%
7001 | 0.01014% | 0.009376% | 0.01411% | 0.01372% | 0.01025% | 0.007282% | 0.01002% | 0.009707% | 0.01167% | 0.009707% | 0.01025% | 0.01372% | 0.01025% | 0.01291% | 0.01367% | 0.01372% | 0.01025% | 0.007282% | 0.01002% | 0.009707% | 0.01167% | 0.01167% | 0.009707% | 0.01025% | 0.01372% | 0.01025% | 0.01291% | 0.01367% | 0.01014% | 0.01014%
7002 | 0.0105% | 0.008876% | 0.01539% | 0.01431% | 0.0102% | 0.009441% | 0.01127% | 0.009905% | 0.01078% | 0.009905% | 0.0102% | 0.01431% | 0.0102% | 0.01358% | 0.01338% | 0.01431% | 0.0102% | 0.009441% | 0.01127% | 0.009905% | 0.01078% | 0.01078% | 0.009905% | 0.0102% | 0.01431% | 0.0102% | 0.01358% | 0.01338% | 0.0105% | 0.0105%
7003 | 0.009699% | 0.008471% | 0.01306% | 0.01358% | 0.009529% | 0.01063% | 0.01094% | 0.00981% | 0.009933% | 0.00981% | 0.009529% | 0.01358% | 0.009529% | 0.01304% | 0.01147% | 0.01358% | 0.009529% | 0.01063% | 0.01094% | 0.00981% | 0.009933% | 0.009933% | 0.00981% | 0.009529% | 0.01358% | 0.009529% | 0.01304% | 0.01147% | 0.009699% | 0.009699%
7004 | 0.00932% | 0.008221% | 0.009672% | 0.01263% | 0.008946% | 0.01109% | 0.0104% | 0.009837% | 0.009197% | 0.009837% | 0.008946% | 0.01263% | 0.008946% | 0.01228% | 0.01009% | 0.01263% | 0.008946% | 0.01109% | 0.0104% | 0.009837% | 0.009197% | 0.009197% | 0.009837% | 0.008946% | 0.01263% | 0.008946% | 0.01228% | 0.01009% | 0.00932% | 0.00932%
7005 | 0.007307% | 0.008084% | 0.00724% | 0.01107% | 0.008577% | 0.01135% | 0.00978% | 0.01014% | 0.008806% | 0.01014% | 0.008577% | 0.01107% | 0.008577% | 0.0105% | 0.009167% | 0.01107% | 0.008577% | 0.01135% | 0.00978% | 0.01014% | 0.008806% | 0.008806% | 0.01014% | 0.008577% | 0.01107% | 0.008577% | 0.0105% | 0.009167% | 0.007307% | 0.007307%
7006 | 0.007026% | 0.008017% | 0.006631% | 0.008799% | 0.00843% | 0.01152% | 0.009175% | 0.01042% | 0.008633% | 0.01042% | 0.00843% | 0.008799% | 0.00843% | 0.00742% | 0.008416% | 0.008799% | 0.00843% | 0.01152% | 0.009175% | 0.01042% | 0.008633% | 0.008633% | 0.01042% | 0.00843% | 0.008799% | 0.00843% | 0.00742% | 0.008416% | 0.007026% | 0.007026%
7007 | 0.006954% | 0.007943% | 0.006606% | 0.007278% | 0.008344% | 0.01159% | 0.008841% | 0.01041% | 0.008553% | 0.01041% | 0.008344% | 0.007278% | 0.008344% | 0.005441% | 0.007844% | 0.007278% | 0.008344% | 0.01159% | 0.008841% | 0.01041% | 0.008553% | 0.008553% | 0.01041% | 0.008344% | 0.007278% | 0.008344% | 0.005441% | 0.007844% | 0.006954% | 0.006954%
7008 | 0.007053% | 0.007924% | 0.006654% | 0.006394% | 0.008315% | 0.01178% | 0.008714% | 0.008804% | 0.008492% | 0.008804% | 0.008315% | 0.006394% | 0.008315% | 0.004981% | 0.00724% | 0.006394% | 0.008315% | 0.01178% | 0.008714% | 0.008804% | 0.008492% | 0.008492% | 0.008804% | 0.008315% | 0.006394% | 0.008315% | 0.004981% | 0.00724% | 0.007053% | 0.007053%
7009 | 0.005874% | 0.009601% | 0.005753% | 0.005843% | 0.008566% | 0.01259% | 0.008931% | 0.007465% | 0.008458% | 0.007465% | 0.008566% | 0.005843% | 0.008566% | 0.005153% | 0.007081% | 0.005843% | 0.008566% | 0.01259% | 0.008931% | 0.007465% | 0.008458% | 0.008458% | 0.007465% | 0.008566% | 0.005843% | 0.008566% | 0.005153% | 0.007081% | 0.005874% | 0.005874%
7010 | 0.005787% | 0.009649% | 0.005662% | 0.005763% | 0.008497% | 0.01267% | 0.008887% | 0.006797% | 0.008535% | 0.006797% | 0.008497% | 0.005763% | 0.008497% | 0.004772% | 0.007078% | 0.005763% | 0.008497% | 0.01267% | 0.008887% | 0.006797% | 0.008535% | 0.008535% | 0.006797% | 0.008497% | 0.005763% | 0.008497% | 0.004772% | 0.007078% | 0.005787% | 0.005787%
7011 | 0.005736% | 0.009668% | 0.005593% | 0.005767% | 0.008724% | 0.01276% | 0.008843% | 0.006583% | 0.008907% | 0.006583% | 0.008724% | 0.005767% | 0.008724% | 0.004877% | 0.007075% | 0.005767% | 0.008724% | 0.01276% | 0.008843% | 0.006583% | 0.008907% | 0.008907% | 0.006583% | 0.008724% | 0.005767% | 0.008724% | 0.004877% | 0.007075% | 0.005736% | 0.005736%
7012 | 0.00574% | 0.009682% | 0.005605% | 0.005885% | 0.008927% | 0.01288% | 0.008781% | 0.006708% | 0.009047% | 0.006708% | 0.008927% | 0.005885% | 0.008927% | 0.005273% | 0.00708% | 0.005885% | 0.008927% | 0.01288% | 0.008781% | 0.006708% | 0.009047% | 0.009047% | 0.006708% | 0.008927% | 0.005885% | 0.008927% | 0.005273% | 0.00708% | 0.00574% | 0.00574%
7013 | 0.005749% | 0.01042% | 0.005483% | 0.006386% | 0.008861% | 0.01286% | 0.008745% | 0.007455% | 0.009033% | 0.007455% | 0.008861% | 0.006386% | 0.008861% | 0.005875% | 0.007086% | 0.006386% | 0.008861% | 0.01286% | 0.008745% | 0.007455% | 0.009033% | 0.009033% | 0.007455% | 0.008861% | 0.006386% | 0.008861% | 0.005875% | 0.007086% | 0.005749% | 0.005749%
7014 | 0.009314% | 0.01007% | 0.008572% | 0.007103% | 0.009142% | 0.01311% | 0.008871% | 0.008822% | 0.00948% | 0.008822% | 0.009142% | 0.007103% | 0.009142% | 0.007298% | 0.007129% | 0.007103% | 0.009142% | 0.01311% | 0.008871% | 0.008822% | 0.00948% | 0.00948% | 0.008822% | 0.009142% | 0.007103% | 0.009142% | 0.007298% | 0.007129% | 0.009314% | 0.009314%
7015 | 0.007004% | 0.01004% | 0.006404% | 0.007791% | 0.008686% | 0.01223% | 0.007415% | 0.01018% | 0.009405% | 0.01018% | 0.008686% | 0.007791% | 0.008686% | 0.008727% | 0.00514% | 0.007791% | 0.008686% | 0.01223% | 0.007415% | 0.01018% | 0.009405% | 0.009405% | 0.01018% | 0.008686% | 0.007791% | 0.008686% | 0.008727% | 0.00514% | 0.007004% | 0.007004%
7016 | 0.005867% | 0.01073% | 0.005424% | 0.009592% | 0.008595% | 0.01146% | 0.007029% | 0.01204% | 0.009387% | 0.01204% | 0.008595% | 0.009592% | 0.008595% | 0.01117% | 0.004398% | 0.009592% | 0.008595% | 0.01146% | 0.007029% | 0.01204% | 0.009387% | 0.009387% | 0.01204% | 0.008595% | 0.009592% | 0.008595% | 0.01117% | 0.004398% | 0.005867% | 0.005867%
7017 | 0.005425% | 0.01202% | 0.005046% | 0.01094% | 0.009015% | 0.01097% | 0.007166% | 0.01266% | 0.009713% | 0.01266% | 0.009015% | 0.01094% | 0.009015% | 0.01249% | 0.004313% | 0.01094% | 0.009015% | 0.01097% | 0.007166% | 0.01266% | 0.009713% | 0.009713% | 0.01266% | 0.009015% | 0.01094% | 0.009015% | 0.01249% | 0.004313% | 0.005425% | 0.005425%
7018 | 0.005244% | 0.01354% | 0.004852% | 0.01181% | 0.009381% | 0.01077% | 0.007439% | 0.0136% | 0.009988% | 0.0136% | 0.009381% | 0.01181% | 0.009381% | 0.01295% | 0.004279% | 0.01181% | 0.009381% | 0.01077% | 0.007439% | 0.0136% | 0.009988% | 0.009988% | 0.0136% | 0.009381% | 0.01181% | 0.009381% | 0.01295% | 0.004279% | 0.005244% | 0.005244%
7019 | 0.005136% | 0.0146% | 0.004925% | 0.01254% | 0.009455% | 0.0104% | 0.007821% | 0.01396% | 0.01013% | 0.01396% | 0.009455% | 0.01254% | 0.009455% | 0.01315% | 0.004272% | 0.01254% | 0.009455% | 0.0104% | 0.007821% | 0.01396% | 0.01013% | 0.01013% | 0.01396% | 0.009455% | 0.01254% | 0.009455% | 0.01315% | 0.004272% | 0.005136% | 0.005136%
7020 | 0.005016% | 0.01456% | 0.004614% | 0.01319% | 0.00938% | 0.009743% | 0.007985% | 0.01392% | 0.01011% | 0.01392% | 0.00938% | 0.01319% | 0.00938% | 0.01336% | 0.004279% | 0.01319% | 0.00938% | 0.009743% | 0.007985% | 0.01392% | 0.01011% | 0.01011% | 0.01392% | 0.00938% | 0.01319% | 0.00938% | 0.01336% | 0.004279% | 0.005016% | 0.005016%
7021 | 0.005071% | 0.01397% | 0.004749% | 0.01365% | 0.009425% | 0.008773% | 0.007914% | 0.01387% | 0.01015% | 0.01387% | 0.009425% | 0.01365% | 0.009425% | 0.01366% | 0.004289% | 0.01365% | 0.009425% | 0.008773% | 0.007914% | 0.01387% | 0.01015% | 0.01015% | 0.01387% | 0.009425% | 0.01365% | 0.009425% | 0.01366% | 0.004289% | 0.005071% | 0.005071%
7022 | 0.004971% | 0.01289% | 0.004737% | 0.0138% | 0.009447% | 0.007867% | 0.0076% | 0.01379% | 0.0101% | 0.01379% | 0.009447% | 0.0138% | 0.009447% | 0.01397% | 0.004292% | 0.0138% | 0.009447% | 0.007867% | 0.0076% | 0.01379% | 0.0101% | 0.0101% | 0.01379% | 0.009447% | 0.0138% | 0.009447% | 0.01397% | 0.004292% | 0.004971% | 0.004971%
7023 | 0.004991% | 0.01185% | 0.004782% | 0.01381% | 0.009569% | 0.007259% | 0.007199% | 0.01409% | 0.01024% | 0.01409% | 0.009569% | 0.01381% | 0.009569% | 0.01423% | 0.004293% | 0.01381% | 0.009569% | 0.007259% | 0.007199% | 0.01409% | 0.01024% | 0.01024% | 0.01409% | 0.009569% | 0.01381% | 0.009569% | 0.01423% | 0.004293% | 0.004991% | 0.004991%
7024 | 0.00511% | 0.01106% | 0.004761% | 0.0137% | 0.009432% | 0.007208% | 0.00676% | 0.01242% | 0.01008% | 0.01242% | 0.009432% | 0.0137% | 0.009432% | 0.01432% | 0.004293% | 0.0137% | 0.009432% | 0.007208% | 0.00676% | 0.01242% | 0.01008% | 0.01008% | 0.01242% | 0.009432% | 0.0137% | 0.009432% | 0.01432% | 0.004293% | 0.00511% | 0.00511%
7025 | 0.005172% | 0.01017% | 0.004805% | 0.01331% | 0.009022% | 0.007637% | 0.006389% | 0.01176% | 0.009585% | 0.01176% | 0.009022% | 0.01331% | 0.009022% | 0.01421% | 0.004305% | 0.01331% | 0.009022% | 0.007637% | 0.006389% | 0.01176% | 0.009585% | 0.009585% | 0.01176% | 0.009022% | 0.01331% | 0.009022% | 0.01421% | 0.004305% | 0.005172% | 0.005172%
7026 | 0.007362% | 0.01001% | 0.006823% | 0.01396% | 0.009563% | 0.009917% | 0.008187% | 0.01172% | 0.009512% | 0.01172% | 0.009563% | 0.01396% | 0.009563% | 0.01541% | 0.006843% | 0.01396% | 0.009563% | 0.009917% | 0.008187% | 0.01172% | 0.009512% | 0.009512% | 0.01172% | 0.009563% | 0.01396% | 0.009563% | 0.01541% | 0.006843% | 0.007362% | 0.007362%
7027 | 0.007798% | 0.009836% | 0.007397% | 0.01325% | 0.009235% | 0.0114% | 0.008313% | 0.01134% | 0.009292% | 0.01134% | 0.009235% | 0.01325% | 0.009235% | 0.01511% | 0.007004% | 0.01325% | 0.009235% | 0.0114% | 0.008313% | 0.01134% | 0.009292% | 0.009292% | 0.01134% | 0.009235% | 0.01325% | 0.009235% | 0.01511% | 0.007004% | 0.007798% | 0.007798%
7028 | 0.008217% | 0.009777% | 0.007666% | 0.0123% | 0.008996% | 0.01192% | 0.008452% | 0.01086% | 0.009109% | 0.01086% | 0.008996% | 0.0123% | 0.008996% | 0.01439% | 0.007031% | 0.0123% | 0.008996% | 0.01192% | 0.008452% | 0.01086% | 0.009109% | 0.009109% | 0.01086% | 0.008996% | 0.0123% | 0.008996% | 0.01439% | 0.007031% | 0.008217% | 0.008217%
7029 | 0.006555% | 0.009783% | 0.006423% | 0.01074% | 0.008668% | 0.01221% | 0.008583% | 0.01049% | 0.008852% | 0.01049% | 0.008668% | 0.01074% | 0.008668% | 0.01249% | 0.007054% | 0.01074% | 0.008668% | 0.01221% | 0.008583% | 0.01049% | 0.008852% | 0.008852% | 0.01049% | 0.008668% | 0.01074% | 0.008668% | 0.01249% | 0.007054% | 0.006555% | 0.006555%
7030 | 0.006422% | 0.009743% | 0.006343% | 0.008452% | 0.00854% | 0.01242% | 0.008722% | 0.01005% | 0.008594% | 0.01005% | 0.00854% | 0.008452% | 0.00854% | 0.009109% | 0.007073% | 0.008452% | 0.00854% | 0.01242% | 0.008722% | 0.01005% | 0.008594% | 0.008594% | 0.01005% | 0.00854% | 0.008452% | 0.00854% | 0.009109% | 0.007073% | 0.006422% | 0.006422%
7031 | 0.006294% | 0.009753% | 0.006237% | 0.006887% | 0.008496% | 0.0125% | 0.008856% | 0.008995% | 0.008482% | 0.008995% | 0.008496% | 0.006887% | 0.008496% | 0.0067% | 0.007093% | 0.006887% | 0.008496% | 0.0125% | 0.008856% | 0.008995% | 0.008482% | 0.008482% | 0.008995% | 0.008496% | 0.006887% | 0.008496% | 0.0067% | 0.007093% | 0.006294% | 0.006294%
7032 | 0.006277% | 0.00915% | 0.006078% | 0.00625% | 0.008429% | 0.01235% | 0.00885% | 0.008178% | 0.00844% | 0.008178% | 0.008429% | 0.00625% | 0.008429% | 0.005512% | 0.007076% | 0.00625% | 0.008429% | 0.01235% | 0.00885% | 0.008178% | 0.00844% | 0.00844% | 0.008178% | 0.008429% | 0.00625% | 0.008429% | 0.005512% | 0.007076% | 0.006277% | 0.006277%
7033 | 0.005403% | 0.007689% | 0.00544% | 0.006183% | 0.007583% | 0.01255% | 0.007711% | 0.008324% | 0.007763% | 0.008324% | 0.007583% | 0.006183% | 0.007583% | 0.005034% | 0.006997% | 0.006183% | 0.007583% | 0.01255% | 0.007711% | 0.008324% | 0.007763% | 0.007763% | 0.008324% | 0.007583% | 0.006183% | 0.007583% | 0.005034% | 0.006997% | 0.005403% | 0.005403%
7034 | 0.005443% | 0.007646% | 0.005521% | 0.006082% | 0.007717% | 0.01257% | 0.007823% | 0.007825% | 0.00786% | 0.007825% | 0.007717% | 0.006082% | 0.007717% | 0.004771% | 0.007011% | 0.006082% | 0.007717% | 0.01257% | 0.007823% | 0.007825% | 0.00786% | 0.00786% | 0.007825% | 0.007717% | 0.006082% | 0.007717% | 0.004771% | 0.007011% | 0.005443% | 0.005443%
7035 | 0.005328% | 0.007554% | 0.005332% | 0.006056% | 0.007643% | 0.01262% | 0.007887% | 0.007503% | 0.007656% | 0.007503% | 0.007643% | 0.006056% | 0.007643% | 0.004781% | 0.007024% | 0.006056% | 0.007643% | 0.01262% | 0.007887% | 0.007503% | 0.007656% | 0.007656% | 0.007503% | 0.007643% | 0.006056% | 0.007643% | 0.004781% | 0.007024% | 0.005328% | 0.005328%
7036 | 0.00539% | 0.007543% | 0.005381% | 0.00611% | 0.007759% | 0.0127% | 0.008033% | 0.007684% | 0.007763% | 0.007684% | 0.007759% | 0.00611% | 0.007759% | 0.005214% | 0.007043% | 0.00611% | 0.007759% | 0.0127% | 0.008033% | 0.007684% | 0.007763% | 0.007763% | 0.007684% | 0.007759% | 0.00611% | 0.007759% | 0.005214% | 0.007043% | 0.00539% | 0.00539%
7037 | 0.005416% | 0.007501% | 0.005462% | 0.006762% | 0.007937% | 0.01285% | 0.008242% | 0.008373% | 0.007887% | 0.008373% | 0.007937% | 0.006762% | 0.007937% | 0.006161% | 0.007058% | 0.006762% | 0.007937% | 0.01285% | 0.008242% | 0.008373% | 0.007887% | 0.007887% | 0.008373% | 0.007937% | 0.006762% | 0.007937% | 0.006161% | 0.007058% | 0.005416% | 0.005416%
7038 | 0.009567% | 0.007569% | 0.008802% | 0.007108% | 0.00791% | 0.01298% | 0.008274% | 0.008875% | 0.007707% | 0.008875% | 0.00791% | 0.007108% | 0.00791% | 0.007613% | 0.007118% | 0.007108% | 0.00791% | 0.01298% | 0.008274% | 0.008875% | 0.007707% | 0.007707% | 0.008875% | 0.00791% | 0.007108% | 0.00791% | 0.007613% | 0.007118% | 0.009567% | 0.009567%
7039 | 0.005774% | 0.008328% | 0.005666% | 0.006889% | 0.007258% | 0.01196% | 0.006874% | 0.009506% | 0.007375% | 0.009506% | 0.007258% | 0.006889% | 0.007258% | 0.00814% | 0.005185% | 0.006889% | 0.007258% | 0.01196% | 0.006874% | 0.009506% | 0.007375% | 0.007375% | 0.009506% | 0.007258% | 0.006889% | 0.007258% | 0.00814% | 0.005185% | 0.005774% | 0.005774%
7040 | 0.005795% | 0.008405% | 0.005445% | 0.007604% | 0.007337% | 0.01141% | 0.006616% | 0.01147% | 0.007715% | 0.01147% | 0.007337% | 0.007604% | 0.007337% | 0.009777% | 0.004394% | 0.007604% | 0.007337% | 0.01141% | 0.006616% | 0.01147% | 0.007715% | 0.007715% | 0.01147% | 0.007337% | 0.007604% | 0.007337% | 0.009777% | 0.004394% | 0.005795% | 0.005795%
7041 | 0.005396% | 0.009106% | 0.005105% | 0.008778% | 0.007234% | 0.011% | 0.006385% | 0.01245% | 0.007623% | 0.01245% | 0.007234% | 0.008778% | 0.007234% | 0.01131% | 0.004316% | 0.008778% | 0.007234% | 0.011% | 0.006385% | 0.01245% | 0.007623% | 0.007623% | 0.01245% | 0.007234% | 0.008778% | 0.007234% | 0.01131% | 0.004316% | 0.005396% | 0.005396%
7042 | 0.005047% | 0.01012% | 0.004863% | 0.01004% | 0.006963% | 0.01081% | 0.006057% | 0.01295% | 0.007389% | 0.01295% | 0.006963% | 0.01004% | 0.006963% | 0.01235% | 0.004284% | 0.01004% | 0.006963% | 0.01081% | 0.006057% | 0.01295% | 0.007389% | 0.007389% | 0.01295% | 0.006963% | 0.01004% | 0.006963% | 0.01235% | 0.004284% | 0.005047% | 0.005047%
7043 | 0.004679% | 0.01138% | 0.004608% | 0.01125% | 0.006784% | 0.01039% | 0.005798% | 0.01321% | 0.007194% | 0.01321% | 0.006784% | 0.01125% | 0.006784% | 0.013% | 0.004276% | 0.01125% | 0.006784% | 0.01039% | 0.005798% | 0.01321% | 0.007194% | 0.007194% | 0.01321% | 0.006784% | 0.01125% | 0.006784% | 0.013% | 0.004276% | 0.004679% | 0.004679%
7044 | 0.004752% | 0.01209% | 0.004724% | 0.01245% | 0.006824% | 0.009748% | 0.005774% | 0.01343% | 0.007234% | 0.01343% | 0.006824% | 0.01245% | 0.006824% | 0.01341% | 0.004275% | 0.01245% | 0.006824% | 0.009748% | 0.005774% | 0.01343% | 0.007234% | 0.007234% | 0.01343% | 0.006824% | 0.01245% | 0.006824% | 0.01341% | 0.004275% | 0.004752% | 0.004752%
7045 | 0.00472% | 0.01228% | 0.004673% | 0.01326% | 0.006883% | 0.008775% | 0.00578% | 0.0137% | 0.007246% | 0.0137% | 0.006883% | 0.01326% | 0.006883% | 0.01377% | 0.00428% | 0.01326% | 0.006883% | 0.008775% | 0.00578% | 0.0137% | 0.007246% | 0.007246% | 0.0137% | 0.006883% | 0.01326% | 0.006883% | 0.01377% | 0.00428% | 0.00472% | 0.00472%
7046 | 0.004599% | 0.01174% | 0.004655% | 0.01357% | 0.006933% | 0.007857% | 0.005819% | 0.01392% | 0.00727% | 0.01392% | 0.006933% | 0.01357% | 0.006933% | 0.01408% | 0.004281% | 0.01357% | 0.006933% | 0.007857% | 0.005819% | 0.01392% | 0.00727% | 0.00727% | 0.01392% | 0.006933% | 0.01357% | 0.006933% | 0.01408% | 0.004281% | 0.004599% | 0.004599%
7047 | 0.004787% | 0.01069% | 0.004599% | 0.0134% | 0.006912% | 0.007327% | 0.00579% | 0.01405% | 0.007262% | 0.01405% | 0.006912% | 0.0134% | 0.006912% | 0.01415% | 0.004278% | 0.0134% | 0.006912% | 0.007327% | 0.00579% | 0.01405% | 0.007262% | 0.007262% | 0.01405% | 0.006912% | 0.0134% | 0.006912% | 0.01415% | 0.004278% | 0.004787% | 0.004787%
7048 | 0.004811% | 0.009725% | 0.004584% | 0.01286% | 0.006676% | 0.007323% | 0.0056% | 0.01207% | 0.00715% | 0.01207% | 0.006676% | 0.01286% | 0.006676% | 0.01387% | 0.004264% | 0.01286% | 0.006676% | 0.007323% | 0.0056% | 0.01207% | 0.00715% | 0.00715% | 0.01207% | 0.006676% | 0.01286% | 0.006676% | 0.01387% | 0.004264% | 0.004811% | 0.004811%
7049 | 0.00482% | 0.008703% | 0.004605% | 0.01197% | 0.006316% | 0.007829% | 0.005334% | 0.01118% | 0.006978% | 0.01118% | 0.006316% | 0.01197% | 0.006316% | 0.01312% | 0.004265% | 0.01197% | 0.006316% | 0.007829% | 0.005334% | 0.01118% | 0.006978% | 0.006978% | 0.01118% | 0.006316% | 0.01197% | 0.006316% | 0.01312% | 0.004265% | 0.00482% | 0.00482%
7050 | 0.006939% | 0.008342% | 0.006522% | 0.0121% | 0.006993% | 0.01014% | 0.007099% | 0.01129% | 0.007187% | 0.01129% | 0.006993% | 0.0121% | 0.006993% | 0.01355% | 0.006787% | 0.0121% | 0.006993% | 0.01014% | 0.007099% | 0.01129% | 0.007187% | 0.007187% | 0.01129% | 0.006993% | 0.0121% | 0.006993% | 0.01355% | 0.006787% | 0.006939% | 0.006939%
7051 | 0.007218% | 0.008208% | 0.006754% | 0.01102% | 0.00691% | 0.01157% | 0.007072% | 0.01103% | 0.007158% | 0.01103% | 0.00691% | 0.01102% | 0.00691% | 0.01247% | 0.006918% | 0.01102% | 0.00691% | 0.01157% | 0.007072% | 0.01103% | 0.007158% | 0.007158% | 0.01103% | 0.00691% | 0.01102% | 0.00691% | 0.01247% | 0.006918% | 0.007218% | 0.007218%
7052 | 0.007253% | 0.008009% | 0.00687% | 0.009923% | 0.006882% | 0.01205% | 0.007063% | 0.01066% | 0.007149% | 0.01066% | 0.006882% | 0.009923% | 0.006882% | 0.01112% | 0.006936% | 0.009923% | 0.006882% | 0.01205% | 0.007063% | 0.01066% | 0.007149% | 0.007149% | 0.01066% | 0.006882% | 0.009923% | 0.006882% | 0.01112% | 0.006936% | 0.007253% | 0.007253%
7053 | 0.005514% | 0.007856% | 0.005423% | 0.008922% | 0.006941% | 0.0123% | 0.007133% | 0.01031% | 0.00721% | 0.01031% | 0.006941% | 0.008922% | 0.006941% | 0.009594% | 0.006953% | 0.008922% | 0.006941% | 0.0123% | 0.007133% | 0.01031% | 0.00721% | 0.00721% | 0.01031% | 0.006941% | 0.008922% | 0.006941% | 0.009594% | 0.006953% | 0.005514% | 0.005514%
7054 | 0.005502% | 0.007735% | 0.005493% | 0.008012% | 0.007078% | 0.01249% | 0.007272% | 0.01001% | 0.007321% | 0.01001% | 0.007078% | 0.008012% | 0.007078% | 0.008036% | 0.006969% | 0.008012% | 0.007078% | 0.01249% | 0.007272% | 0.01001% | 0.007321% | 0.007321% | 0.01001% | 0.007078% | 0.008012% | 0.007078% | 0.008036% | 0.006969% | 0.005502% | 0.005502%
7055 | 0.005574% | 0.007705% | 0.005533% | 0.007304% | 0.007242% | 0.01255% | 0.007433% | 0.009241% | 0.007501% | 0.009241% | 0.007242% | 0.007304% | 0.007242% | 0.006571% | 0.006989% | 0.007304% | 0.007242% | 0.01255% | 0.007433% | 0.009241% | 0.007501% | 0.007501% | 0.009241% | 0.007242% | 0.007304% | 0.007242% | 0.006571% | 0.006989% | 0.005574% | 0.005574%
7056 | 0.005562% | 0.008189% | 0.005529% | 0.006452% | 0.007732% | 0.01259% | 0.007956% | 0.00863% | 0.007826% | 0.00863% | 0.007732% | 0.006452% | 0.007732% | 0.005536% | 0.006989% | 0.006452% | 0.007732% | 0.01259% | 0.007956% | 0.00863% | 0.007826% | 0.007826% | 0.00863% | 0.007732% | 0.006452% | 0.007732% | 0.005536% | 0.006989% | 0.005562% | 0.005562%
7057 | 0.007104% | 0.008% | 0.006861% | 0.005941% | 0.008341% | 0.01187% | 0.008805% | 0.007486% | 0.008409% | 0.007486% | 0.008341% | 0.005941% | 0.008341% | 0.004948% | 0.007015% | 0.005941% | 0.008341% | 0.01187% | 0.008805% | 0.007486% | 0.008409% | 0.008409% | 0.007486% | 0.008341% | 0.005941% | 0.008341% | 0.004948% | 0.007015% | 0.007104% | 0.007104%
7058 | 0.007164% | 0.007926% | 0.00686% | 0.0058% | 0.008349% | 0.01197% | 0.008852% | 0.00646% | 0.008604% | 0.00646% | 0.008349% | 0.0058% | 0.008349% | 0.004984% | 0.007058% | 0.0058% | 0.008349% | 0.01197% | 0.008852% | 0.00646% | 0.008604% | 0.008604% | 0.00646% | 0.008349% | 0.0058% | 0.008349% | 0.004984% | 0.007058% | 0.007164% | 0.007164%
7059 | 0.007442% | 0.007897% | 0.006901% | 0.005784% | 0.008428% | 0.01207% | 0.008912% | 0.00574% | 0.009073% | 0.00574% | 0.008428% | 0.005784% | 0.008428% | 0.005256% | 0.007316% | 0.005784% | 0.008428% | 0.01207% | 0.008912% | 0.00574% | 0.009073% | 0.009073% | 0.00574% | 0.008428% | 0.005784% | 0.008428% | 0.005256% | 0.007316% | 0.007442% | 0.007442%
7060 | 0.008366% | 0.007827% | 0.006882% | 0.00593% | 0.00894% | 0.01217% | 0.009232% | 0.005708% | 0.009678% | 0.005708% | 0.00894% | 0.00593% | 0.00894% | 0.005697% | 0.008021% | 0.00593% | 0.00894% | 0.01217% | 0.009232% | 0.005708% | 0.009678% | 0.009678% | 0.005708% | 0.00894% | 0.00593% | 0.00894% | 0.005697% | 0.008021% | 0.008366% | 0.008366%
7061 | 0.01029% | 0.008485% | 0.007066% | 0.006718% | 0.00992% | 0.01203% | 0.0101% | 0.006763% | 0.01048% | 0.006763% | 0.00992% | 0.006718% | 0.00992% | 0.006332% | 0.009458% | 0.006718% | 0.00992% | 0.01203% | 0.0101% | 0.006763% | 0.01048% | 0.01048% | 0.006763% | 0.00992% | 0.006718% | 0.00992% | 0.006332% | 0.009458% | 0.01029% | 0.01029%
7062 | 0.01583% | 0.008494% | 0.01273% | 0.00757% | 0.01164% | 0.01246% | 0.01155% | 0.00856% | 0.01207% | 0.00856% | 0.01164% | 0.00757% | 0.01164% | 0.007982% | 0.01195% | 0.00757% | 0.01164% | 0.01246% | 0.01155% | 0.00856% | 0.01207% | 0.01207% | 0.00856% | 0.01164% | 0.00757% | 0.01164% | 0.007982% | 0.01195% | 0.01583% | 0.01583%
7063 | 0.01621% | 0.009421% | 0.01495% | 0.008401% | 0.01255% | 0.01177% | 0.01179% | 0.01069% | 0.013% | 0.01069% | 0.01255% | 0.008401% | 0.01255% | 0.009412% | 0.0131% | 0.008401% | 0.01255% | 0.01177% | 0.01179% | 0.01069% | 0.013% | 0.013% | 0.01069% | 0.01255% | 0.008401% | 0.01255% | 0.009412% | 0.0131% | 0.01621% | 0.01621%
7064 | 0.01742% | 0.01236% | 0.0163% | 0.01024% | 0.01374% | 0.01105% | 0.0127% | 0.01274% | 0.01384% | 0.01274% | 0.01374% | 0.01024% | 0.01374% | 0.01187% | 0.01507% | 0.01024% | 0.01374% | 0.01105% | 0.0127% | 0.01274% | 0.01384% | 0.01384% | 0.01274% | 0.01374% | 0.01024% | 0.01374% | 0.01187% | 0.01507% | 0.01742% | 0.01742%
7065 | 0.01862% | 0.01564% | 0.01704% | 0.0117% | 0.01497% | 0.01058% | 0.01401% | 0.01303% | 0.01471% | 0.01303% | 0.01497% | 0.0117% | 0.01497% | 0.01316% | 0.01718% | 0.0117% | 0.01497% | 0.01058% | 0.01401% | 0.01303% | 0.01471% | 0.01471% | 0.01303% | 0.01497% | 0.0117% | 0.01497% | 0.01316% | 0.01718% | 0.01862% | 0.01862%
7066 | 0.01948% | 0.0183% | 0.01809% | 0.01269% | 0.01564% | 0.01052% | 0.01507% | 0.01331% | 0.01504% | 0.01331% | 0.01564% | 0.01269% | 0.01564% | 0.01371% | 0.01869% | 0.01269% | 0.01564% | 0.01052% | 0.01507% | 0.01331% | 0.01504% | 0.01504% | 0.01331% | 0.01564% | 0.01269% | 0.01564% | 0.01371% | 0.01869% | 0.01948% | 0.01948%
7067 | 0.01986% | 0.01928% | 0.01874% | 0.01346% | 0.01559% | 0.01044% | 0.01556% | 0.01296% | 0.01489% | 0.01296% | 0.01559% | 0.01346% | 0.01559% | 0.01416% | 0.01967% | 0.01346% | 0.01559% | 0.01044% | 0.01556% | 0.01296% | 0.01489% | 0.01489% | 0.01296% | 0.01559% | 0.01346% | 0.01559% | 0.01416% | 0.01967% | 0.01986% | 0.01986%
7068 | 0.01972% | 0.01913% | 0.01943% | 0.01413% | 0.01507% | 0.009854% | 0.01554% | 0.01212% | 0.01448% | 0.01212% | 0.01507% | 0.01413% | 0.01507% | 0.01456% | 0.02008% | 0.01413% | 0.01507% | 0.009854% | 0.01554% | 0.01212% | 0.01448% | 0.01448% | 0.01212% | 0.01507% | 0.01413% | 0.01507% | 0.01456% | 0.02008% | 0.01972% | 0.01972%
7069 | 0.01872% | 0.01847% | 0.01974% | 0.01455% | 0.01409% | 0.008849% | 0.01516% | 0.01132% | 0.01378% | 0.01132% | 0.01409% | 0.01455% | 0.01409% | 0.01491% | 0.02007% | 0.01455% | 0.01409% | 0.008849% | 0.01516% | 0.01132% | 0.01378% | 0.01378% | 0.01132% | 0.01409% | 0.01455% | 0.01409% | 0.01491% | 0.02007% | 0.01872% | 0.01872%
7070 | 0.01675% | 0.01578% | 0.01876% | 0.01472% | 0.0128% | 0.007904% | 0.01424% | 0.01088% | 0.01266% | 0.01088% | 0.0128% | 0.01472% | 0.0128% | 0.01504% | 0.0197% | 0.01472% | 0.0128% | 0.007904% | 0.01424% | 0.01088% | 0.01266% | 0.01266% | 0.01088% | 0.0128% | 0.01472% | 0.0128% | 0.01504% | 0.0197% | 0.01675% | 0.01675%
7071 | 0.01474% | 0.01313% | 0.01785% | 0.0147% | 0.0118% | 0.007324% | 0.01287% | 0.01111% | 0.0119% | 0.01111% | 0.0118% | 0.0147% | 0.0118% | 0.01486% | 0.0186% | 0.0147% | 0.0118% | 0.007324% | 0.01287% | 0.01111% | 0.0119% | 0.0119% | 0.01111% | 0.0118% | 0.0147% | 0.0118% | 0.01486% | 0.0186% | 0.01474% | 0.01474%
7072 | 0.01245% | 0.01154% | 0.01576% | 0.01446% | 0.01092% | 0.007257% | 0.01132% | 0.009556% | 0.01134% | 0.009556% | 0.01092% | 0.01446% | 0.01092% | 0.01421% | 0.01644% | 0.01446% | 0.01092% | 0.007257% | 0.01132% | 0.009556% | 0.01134% | 0.01134% | 0.009556% | 0.01092% | 0.01446% | 0.01092% | 0.01421% | 0.01644% | 0.01245% | 0.01245%
7073 | 0.01051% | 0.009569% | 0.01475% | 0.01402% | 0.01% | 0.0076% | 0.0102% | 0.00939% | 0.01066% | 0.00939% | 0.01% | 0.01402% | 0.01% | 0.01333% | 0.01383% | 0.01402% | 0.01% | 0.0076% | 0.0102% | 0.00939% | 0.01066% | 0.01066% | 0.00939% | 0.01% | 0.01402% | 0.01% | 0.01333% | 0.01383% | 0.01051% | 0.01051%
7074 | 0.01059% | 0.008926% | 0.01573% | 0.01447% | 0.01011% | 0.009561% | 0.01134% | 0.009723% | 0.01025% | 0.009723% | 0.01011% | 0.01447% | 0.01011% | 0.01374% | 0.01347% | 0.01447% | 0.01011% | 0.009561% | 0.01134% | 0.009723% | 0.01025% | 0.01025% | 0.009723% | 0.01011% | 0.01447% | 0.01011% | 0.01374% | 0.01347% | 0.01059% | 0.01059%
7075 | 0.009574% | 0.008416% | 0.01315% | 0.0136% | 0.009451% | 0.01062% | 0.0109% | 0.009689% | 0.009607% | 0.009689% | 0.009451% | 0.0136% | 0.009451% | 0.01305% | 0.01147% | 0.0136% | 0.009451% | 0.01062% | 0.0109% | 0.009689% | 0.009607% | 0.009607% | 0.009689% | 0.009451% | 0.0136% | 0.009451% | 0.01305% | 0.01147% | 0.009574% | 0.009574%
7076 | 0.00904% | 0.0082% | 0.009634% | 0.01265% | 0.008878% | 0.01101% | 0.01036% | 0.009791% | 0.009001% | 0.009791% | 0.008878% | 0.01265% | 0.008878% | 0.01228% | 0.01009% | 0.01265% | 0.008878% | 0.01101% | 0.01036% | 0.009791% | 0.009001% | 0.009001% | 0.009791% | 0.008878% | 0.01265% | 0.008878% | 0.01228% | 0.01009% | 0.00904% | 0.00904%
7077 | 0.007198% | 0.008086% | 0.007201% | 0.0111% | 0.008568% | 0.01122% | 0.009782% | 0.01012% | 0.0087% | 0.01012% | 0.008568% | 0.0111% | 0.008568% | 0.01049% | 0.009176% | 0.0111% | 0.008568% | 0.01122% | 0.009782% | 0.01012% | 0.0087% | 0.0087% | 0.01012% | 0.008568% | 0.0111% | 0.008568% | 0.01049% | 0.009176% | 0.007198% | 0.007198%
7078 | 0.006996% | 0.008024% | 0.006593% | 0.008819% | 0.008518% | 0.01145% | 0.009198% | 0.01037% | 0.008643% | 0.01037% | 0.008518% | 0.008819% | 0.008518% | 0.007428% | 0.008433% | 0.008819% | 0.008518% | 0.01145% | 0.009198% | 0.01037% | 0.008643% | 0.008643% | 0.01037% | 0.008518% | 0.008819% | 0.008518% | 0.007428% | 0.008433% | 0.006996% | 0.006996%
7079 | 0.006908% | 0.007961% | 0.006613% | 0.007293% | 0.008454% | 0.01153% | 0.008865% | 0.01035% | 0.008596% | 0.01035% | 0.008454% | 0.007293% | 0.008454% | 0.005458% | 0.00786% | 0.007293% | 0.008454% | 0.01153% | 0.008865% | 0.01035% | 0.008596% | 0.008596% | 0.01035% | 0.008454% | 0.007293% | 0.008454% | 0.005458% | 0.00786% | 0.006908% | 0.006908%
7080 | 0.006607% | 0.007823% | 0.006401% | 0.006454% | 0.008188% | 0.01179% | 0.008453% | 0.008914% | 0.008337% | 0.008914% | 0.008188% | 0.006454% | 0.008188% | 0.005089% | 0.007212% | 0.006454% | 0.008188% | 0.01179% | 0.008453% | 0.008914% | 0.008337% | 0.008337% | 0.008914% | 0.008188% | 0.006454% | 0.008188% | 0.005089% | 0.007212% | 0.006607% | 0.006607%
7081 | 0.007065% | 0.007839% | 0.006856% | 0.005972% | 0.008388% | 0.01155% | 0.00869% | 0.007509% | 0.008549% | 0.007509% | 0.008388% | 0.005972% | 0.008388% | 0.004928% | 0.007033% | 0.005972% | 0.008388% | 0.01155% | 0.00869% | 0.007509% | 0.008549% | 0.008549% | 0.007509% | 0.008388% | 0.005972% | 0.008388% | 0.004928% | 0.007033% | 0.007065% | 0.007065%
7082 | 0.007135% | 0.007792% | 0.0068% | 0.005826% | 0.008382% | 0.01154% | 0.008725% | 0.006516% | 0.008762% | 0.006516% | 0.008382% | 0.005826% | 0.008382% | 0.004937% | 0.007062% | 0.005826% | 0.008382% | 0.01154% | 0.008725% | 0.006516% | 0.008762% | 0.008762% | 0.006516% | 0.008382% | 0.005826% | 0.008382% | 0.004937% | 0.007062% | 0.007135% | 0.007135%
7083 | 0.007412% | 0.007714% | 0.00679% | 0.005803% | 0.00848% | 0.01154% | 0.008791% | 0.005782% | 0.009175% | 0.005782% | 0.00848% | 0.005803% | 0.00848% | 0.005172% | 0.007311% | 0.005803% | 0.00848% | 0.01154% | 0.008791% | 0.005782% | 0.009175% | 0.009175% | 0.005782% | 0.00848% | 0.005803% | 0.00848% | 0.005172% | 0.007311% | 0.007412% | 0.007412%
7084 | 0.008346% | 0.007693% | 0.00684% | 0.00594% | 0.008952% | 0.01156% | 0.009074% | 0.005728% | 0.009765% | 0.005728% | 0.008952% | 0.00594% | 0.008952% | 0.005585% | 0.008006% | 0.00594% | 0.008952% | 0.01156% | 0.009074% | 0.005728% | 0.009765% | 0.009765% | 0.005728% | 0.008952% | 0.00594% | 0.008952% | 0.005585% | 0.008006% | 0.008346% | 0.008346%
7085 | 0.01037% | 0.008333% | 0.006999% | 0.006734% | 0.009845% | 0.01133% | 0.00988% | 0.006756% | 0.01052% | 0.006756% | 0.009845% | 0.006734% | 0.009845% | 0.006132% | 0.009438% | 0.006734% | 0.009845% | 0.01133% | 0.00988% | 0.006756% | 0.01052% | 0.01052% | 0.006756% | 0.009845% | 0.006734% | 0.009845% | 0.006132% | 0.009438% | 0.01037% | 0.01037%
7086 | 0.01565% | 0.008341% | 0.01227% | 0.007548% | 0.01153% | 0.01174% | 0.01131% | 0.008552% | 0.01216% | 0.008552% | 0.01153% | 0.007548% | 0.01153% | 0.00775% | 0.01193% | 0.007548% | 0.01153% | 0.01174% | 0.01131% | 0.008552% | 0.01216% | 0.01216% | 0.008552% | 0.01153% | 0.007548% | 0.01153% | 0.00775% | 0.01193% | 0.01565% | 0.01565%
7087 | 0.0162% | 0.009304% | 0.01467% | 0.008378% | 0.01253% | 0.01122% | 0.01161% | 0.01075% | 0.01306% | 0.01075% | 0.01253% | 0.008378% | 0.01253% | 0.009206% | 0.01318% | 0.008378% | 0.01253% | 0.01122% | 0.01161% | 0.01075% | 0.01306% | 0.01306% | 0.01075% | 0.01253% | 0.008378% | 0.01253% | 0.009206% | 0.01318% | 0.0162% | 0.0162%
7088 | 0.01732% | 0.01219% | 0.01613% | 0.0102% | 0.01372% | 0.01083% | 0.01252% | 0.01281% | 0.01383% | 0.01281% | 0.01372% | 0.0102% | 0.01372% | 0.01169% | 0.01509% | 0.0102% | 0.01372% | 0.01083% | 0.01252% | 0.01281% | 0.01383% | 0.01383% | 0.01281% | 0.01372% | 0.0102% | 0.01372% | 0.01169% | 0.01509% | 0.01732% | 0.01732%
7089 | 0.01851% | 0.01549% | 0.01682% | 0.01164% | 0.0149% | 0.01068% | 0.01385% | 0.01313% | 0.01467% | 0.01313% | 0.0149% | 0.01164% | 0.0149% | 0.01307% | 0.01719% | 0.01164% | 0.0149% | 0.01068% | 0.01385% | 0.01313% | 0.01467% | 0.01467% | 0.01313% | 0.0149% | 0.01164% | 0.0149% | 0.01307% | 0.01719% | 0.01851% | 0.01851%
7090 | 0.01916% | 0.01805% | 0.01766% | 0.01256% | 0.01555% | 0.01064% | 0.01491% | 0.01339% | 0.01498% | 0.01339% | 0.01555% | 0.01256% | 0.01555% | 0.01363% | 0.01867% | 0.01256% | 0.01555% | 0.01064% | 0.01491% | 0.01339% | 0.01498% | 0.01498% | 0.01339% | 0.01555% | 0.01256% | 0.01555% | 0.01363% | 0.01867% | 0.01916% | 0.01916%
7091 | 0.01933% | 0.01892% | 0.01809% | 0.01323% | 0.01544% | 0.01039% | 0.0154% | 0.01307% | 0.01474% | 0.01307% | 0.01544% | 0.01323% | 0.01544% | 0.01398% | 0.01962% | 0.01323% | 0.01544% | 0.01039% | 0.0154% | 0.01307% | 0.01474% | 0.01474% | 0.01307% | 0.01544% | 0.01323% | 0.01544% | 0.01398% | 0.01962% | 0.01933% | 0.01933%
7092 | 0.01888% | 0.0187% | 0.01854% | 0.01372% | 0.01487% | 0.009599% | 0.01533% | 0.01221% | 0.01434% | 0.01221% | 0.01487% | 0.01372% | 0.01487% | 0.01425% | 0.02% | 0.01372% | 0.01487% | 0.009599% | 0.01533% | 0.01221% | 0.01434% | 0.01434% | 0.01221% | 0.01487% | 0.01372% | 0.01487% | 0.01425% | 0.02% | 0.01888% | 0.01888%
7093 | 0.01763% | 0.01795% | 0.0186% | 0.014% | 0.01384% | 0.008377% | 0.01484% | 0.01136% | 0.01369% | 0.01136% | 0.01384% | 0.014% | 0.01384% | 0.01443% | 0.01995% | 0.014% | 0.01384% | 0.008377% | 0.01484% | 0.01136% | 0.01369% | 0.01369% | 0.01136% | 0.01384% | 0.014% | 0.01384% | 0.01443% | 0.01995% | 0.01763% | 0.01763%
7094 | 0.01563% | 0.01525% | 0.01759% | 0.01406% | 0.01253% | 0.007339% | 0.01388% | 0.01087% | 0.01259% | 0.01087% | 0.01253% | 0.01406% | 0.01253% | 0.01434% | 0.01958% | 0.01406% | 0.01253% | 0.007339% | 0.01388% | 0.01087% | 0.01259% | 0.01259% | 0.01087% | 0.01253% | 0.01406% | 0.01253% | 0.01434% | 0.01958% | 0.01563% | 0.01563%
7095 | 0.01373% | 0.01273% | 0.01679% | 0.01395% | 0.01143% | 0.006766% | 0.01246% | 0.01106% | 0.01173% | 0.01106% | 0.01143% | 0.01395% | 0.01143% | 0.01403% | 0.01849% | 0.01395% | 0.01143% | 0.006766% | 0.01246% | 0.01106% | 0.01173% | 0.01173% | 0.01106% | 0.01143% | 0.01395% | 0.01143% | 0.01403% | 0.01849% | 0.01373% | 0.01373%
7096 | 0.01171% | 0.01116% | 0.01501% | 0.01383% | 0.0106% | 0.006862% | 0.01102% | 0.00945% | 0.01115% | 0.00945% | 0.0106% | 0.01383% | 0.0106% | 0.01354% | 0.01637% | 0.01383% | 0.0106% | 0.006862% | 0.01102% | 0.00945% | 0.01115% | 0.01115% | 0.00945% | 0.0106% | 0.01383% | 0.0106% | 0.01354% | 0.01637% | 0.01171% | 0.01171%
7097 | 0.01016% | 0.009292% | 0.01454% | 0.01365% | 0.009845% | 0.007575% | 0.01015% | 0.009345% | 0.01051% | 0.009345% | 0.009845% | 0.01365% | 0.009845% | 0.01303% | 0.0139% | 0.01365% | 0.009845% | 0.007575% | 0.01015% | 0.009345% | 0.01051% | 0.01051% | 0.009345% | 0.009845% | 0.01365% | 0.009845% | 0.01303% | 0.0139% | 0.01016% | 0.01016%
7098 | 0.01056% | 0.008751% | 0.01594% | 0.01427% | 0.01009% | 0.009747% | 0.01134% | 0.009722% | 0.01019% | 0.009722% | 0.01009% | 0.01427% | 0.01009% | 0.01365% | 0.01349% | 0.01427% | 0.01009% | 0.009747% | 0.01134% | 0.009722% | 0.01019% | 0.01019% | 0.009722% | 0.01009% | 0.01427% | 0.01009% | 0.01365% | 0.01349% | 0.01056% | 0.01056%
7099 | 0.009791% | 0.00839% | 0.0136% | 0.01357% | 0.009497% | 0.01095% | 0.01098% | 0.00974% | 0.009598% | 0.00974% | 0.009497% | 0.01357% | 0.009497% | 0.0131% | 0.01152% | 0.01357% | 0.009497% | 0.01095% | 0.01098% | 0.00974% | 0.009598% | 0.009598% | 0.00974% | 0.009497% | 0.01357% | 0.009497% | 0.0131% | 0.01152% | 0.009791% | 0.009791%
7100 | 0.009365% | 0.008251% | 0.01013% | 0.01266% | 0.008948% | 0.01144% | 0.01047% | 0.009883% | 0.009021% | 0.009883% | 0.008948% | 0.01266% | 0.008948% | 0.01236% | 0.01015% | 0.01266% | 0.008948% | 0.01144% | 0.01047% | 0.009883% | 0.009021% | 0.009021% | 0.009883% | 0.008948% | 0.01266% | 0.008948% | 0.01236% | 0.01015% | 0.009365% | 0.009365%
7101 | 0.007209% | 0.008152% | 0.007308% | 0.01111% | 0.008653% | 0.01169% | 0.009882% | 0.01024% | 0.008746% | 0.01024% | 0.008653% | 0.01111% | 0.008653% | 0.01058% | 0.009237% | 0.01111% | 0.008653% | 0.01169% | 0.009882% | 0.01024% | 0.008746% | 0.008746% | 0.01024% | 0.008653% | 0.01111% | 0.008653% | 0.01058% | 0.009237% | 0.007209% | 0.007209%
7102 | 0.007046% | 0.008155% | 0.00675% | 0.008853% | 0.008599% | 0.01188% | 0.009309% | 0.01053% | 0.008689% | 0.01053% | 0.008599% | 0.008853% | 0.008599% | 0.00754% | 0.008507% | 0.008853% | 0.008599% | 0.01188% | 0.009309% | 0.01053% | 0.008689% | 0.008689% | 0.01053% | 0.008599% | 0.008853% | 0.008599% | 0.00754% | 0.008507% | 0.007046% | 0.007046%
7103 | 0.007002% | 0.008116% | 0.006772% | 0.007349% | 0.008544% | 0.01202% | 0.008988% | 0.0105% | 0.008655% | 0.0105% | 0.008544% | 0.007349% | 0.008544% | 0.005574% | 0.00795% | 0.007349% | 0.008544% | 0.01202% | 0.008988% | 0.0105% | 0.008655% | 0.008655% | 0.0105% | 0.008544% | 0.007349% | 0.008544% | 0.005574% | 0.00795% | 0.007002% | 0.007002%
7104 | 0.007032% | 0.007994% | 0.006791% | 0.006464% | 0.00849% | 0.01195% | 0.008828% | 0.008887% | 0.008591% | 0.008887% | 0.00849% | 0.006464% | 0.00849% | 0.005094% | 0.007329% | 0.006464% | 0.00849% | 0.01195% | 0.008828% | 0.008887% | 0.008591% | 0.008591% | 0.008887% | 0.00849% | 0.006464% | 0.00849% | 0.005094% | 0.007329% | 0.007032% | 0.007032%
7105 | 0.007193% | 0.007952% | 0.007017% | 0.006033% | 0.008489% | 0.01219% | 0.008829% | 0.007584% | 0.008629% | 0.007584% | 0.008489% | 0.006033% | 0.008489% | 0.005081% | 0.007149% | 0.006033% | 0.008489% | 0.01219% | 0.008829% | 0.007584% | 0.008629% | 0.008629% | 0.007584% | 0.008489% | 0.006033% | 0.008489% | 0.005081% | 0.007149% | 0.007193% | 0.007193%
7106 | 0.007255% | 0.007909% | 0.006983% | 0.005917% | 0.008495% | 0.01227% | 0.008872% | 0.006617% | 0.008857% | 0.006617% | 0.008495% | 0.005917% | 0.008495% | 0.005126% | 0.007204% | 0.005917% | 0.008495% | 0.01227% | 0.008872% | 0.006617% | 0.008857% | 0.008857% | 0.006617% | 0.008495% | 0.005917% | 0.008495% | 0.005126% | 0.007204% | 0.007255% | 0.007255%
7107 | 0.007596% | 0.007879% | 0.006986% | 0.005915% | 0.008628% | 0.01236% | 0.00898% | 0.005927% | 0.009291% | 0.005927% | 0.008628% | 0.005915% | 0.008628% | 0.005445% | 0.007476% | 0.005915% | 0.008628% | 0.01236% | 0.00898% | 0.005927% | 0.009291% | 0.009291% | 0.005927% | 0.008628% | 0.005915% | 0.008628% | 0.005445% | 0.007476% | 0.007596% | 0.007596%
7108 | 0.008564% | 0.007921% | 0.007089% | 0.006098% | 0.00916% | 0.01246% | 0.00933% | 0.005964% | 0.009881% | 0.005964% | 0.00916% | 0.006098% | 0.00916% | 0.005915% | 0.008203% | 0.006098% | 0.00916% | 0.01246% | 0.00933% | 0.005964% | 0.009881% | 0.009881% | 0.005964% | 0.00916% | 0.006098% | 0.00916% | 0.005915% | 0.008203% | 0.008564% | 0.008564%
7109 | 0.01067% | 0.00849% | 0.007249% | 0.006993% | 0.01009% | 0.01235% | 0.0102% | 0.006985% | 0.0106% | 0.006985% | 0.01009% | 0.006993% | 0.01009% | 0.006569% | 0.009663% | 0.006993% | 0.01009% | 0.01235% | 0.0102% | 0.006985% | 0.0106% | 0.0106% | 0.006985% | 0.01009% | 0.006993% | 0.01009% | 0.006569% | 0.009663% | 0.01067% | 0.01067%
7110 | 0.0163% | 0.008511% | 0.01328% | 0.007836% | 0.0118% | 0.01283% | 0.01169% | 0.008759% | 0.01223% | 0.008759% | 0.0118% | 0.007836% | 0.0118% | 0.008233% | 0.01216% | 0.007836% | 0.0118% | 0.01283% | 0.01169% | 0.008759% | 0.01223% | 0.01223% | 0.008759% | 0.0118% | 0.007836% | 0.0118% | 0.008233% | 0.01216% | 0.0163% | 0.0163%
7111 | 0.01661% | 0.009446% | 0.01569% | 0.008663% | 0.01276% | 0.01222% | 0.01201% | 0.01103% | 0.01308% | 0.01103% | 0.01276% | 0.008663% | 0.01276% | 0.009637% | 0.01339% | 0.008663% | 0.01276% | 0.01222% | 0.01201% | 0.01103% | 0.01308% | 0.01308% | 0.01103% | 0.01276% | 0.008663% | 0.01276% | 0.009637% | 0.01339% | 0.01661% | 0.01661%
7112 | 0.0178% | 0.01228% | 0.01701% | 0.01048% | 0.01386% | 0.01143% | 0.0128% | 0.01303% | 0.01384% | 0.01303% | 0.01386% | 0.01048% | 0.01386% | 0.01201% | 0.01519% | 0.01048% | 0.01386% | 0.01143% | 0.0128% | 0.01303% | 0.01384% | 0.01384% | 0.01303% | 0.01386% | 0.01048% | 0.01386% | 0.01201% | 0.01519% | 0.0178% | 0.0178%
7113 | 0.01908% | 0.0157% | 0.01791% | 0.01201% | 0.01497% | 0.01076% | 0.01404% | 0.01331% | 0.01457% | 0.01331% | 0.01497% | 0.01201% | 0.01497% | 0.01335% | 0.01723% | 0.01201% | 0.01497% | 0.01076% | 0.01404% | 0.01331% | 0.01457% | 0.01457% | 0.01331% | 0.01497% | 0.01201% | 0.01497% | 0.01335% | 0.01723% | 0.01908% | 0.01908%
7114 | 0.01993% | 0.01814% | 0.01911% | 0.01302% | 0.01555% | 0.01048% | 0.01506% | 0.01354% | 0.01481% | 0.01354% | 0.01555% | 0.01302% | 0.01555% | 0.01388% | 0.0187% | 0.01302% | 0.01555% | 0.01048% | 0.01506% | 0.01354% | 0.01481% | 0.01481% | 0.01354% | 0.01555% | 0.01302% | 0.01555% | 0.01388% | 0.0187% | 0.01993% | 0.01993%
7115 | 0.02038% | 0.01903% | 0.01981% | 0.01376% | 0.01537% | 0.01013% | 0.01552% | 0.01316% | 0.01452% | 0.01316% | 0.01537% | 0.01376% | 0.01537% | 0.01422% | 0.01966% | 0.01376% | 0.01537% | 0.01013% | 0.01552% | 0.01316% | 0.01452% | 0.01452% | 0.01316% | 0.01537% | 0.01376% | 0.01537% | 0.01422% | 0.01966% | 0.02038% | 0.02038%
7116 | 0.02008% | 0.01886% | 0.02039% | 0.01429% | 0.01479% | 0.009386% | 0.01547% | 0.0123% | 0.01405% | 0.0123% | 0.01479% | 0.01429% | 0.01479% | 0.01446% | 0.02005% | 0.01429% | 0.01479% | 0.009386% | 0.01547% | 0.0123% | 0.01405% | 0.01405% | 0.0123% | 0.01479% | 0.01429% | 0.01479% | 0.01446% | 0.02005% | 0.02008% | 0.02008%
7117 | 0.01894% | 0.0181% | 0.02064% | 0.01461% | 0.01378% | 0.008286% | 0.01504% | 0.01143% | 0.01338% | 0.01143% | 0.01378% | 0.01461% | 0.01378% | 0.01465% | 0.02003% | 0.01461% | 0.01378% | 0.008286% | 0.01504% | 0.01143% | 0.01338% | 0.01338% | 0.01143% | 0.01378% | 0.01461% | 0.01378% | 0.01465% | 0.02003% | 0.01894% | 0.01894%
7118 | 0.01698% | 0.01547% | 0.0197% | 0.01472% | 0.01257% | 0.00732% | 0.01416% | 0.01097% | 0.01236% | 0.01097% | 0.01257% | 0.01472% | 0.01257% | 0.01469% | 0.01968% | 0.01472% | 0.01257% | 0.00732% | 0.01416% | 0.01097% | 0.01236% | 0.01236% | 0.01097% | 0.01257% | 0.01472% | 0.01257% | 0.01469% | 0.01968% | 0.01698% | 0.01698%
7119 | 0.01501% | 0.01291% | 0.01878% | 0.01459% | 0.01154% | 0.006765% | 0.01276% | 0.01117% | 0.01155% | 0.01117% | 0.01154% | 0.01459% | 0.01154% | 0.0144% | 0.01858% | 0.01459% | 0.01154% | 0.006765% | 0.01276% | 0.01117% | 0.01155% | 0.01155% | 0.01117% | 0.01154% | 0.01459% | 0.01154% | 0.0144% | 0.01858% | 0.01501% | 0.01501%
7120 | 0.01282% | 0.01135% | 0.01669% | 0.01436% | 0.01071% | 0.006821% | 0.01128% | 0.009596% | 0.01103% | 0.009596% | 0.01071% | 0.01436% | 0.01071% | 0.01382% | 0.01643% | 0.01436% | 0.01071% | 0.006821% | 0.01128% | 0.009596% | 0.01103% | 0.01103% | 0.009596% | 0.01071% | 0.01436% | 0.01071% | 0.01382% | 0.01643% | 0.01282% | 0.01282%
7121 | 0.0112% | 0.009592% | 0.01582% | 0.01412% | 0.01004% | 0.00754% | 0.01044% | 0.009558% | 0.01063% | 0.009558% | 0.01004% | 0.01412% | 0.01004% | 0.01327% | 0.01411% | 0.01412% | 0.01004% | 0.00754% | 0.01044% | 0.009558% | 0.01063% | 0.01063% | 0.009558% | 0.01004% | 0.01412% | 0.01004% | 0.01327% | 0.01411% | 0.0112% | 0.0112%
7122 | 0.01111% | 0.009019% | 0.0165% | 0.01451% | 0.01015% | 0.009799% | 0.01152% | 0.009844% | 0.01028% | 0.009844% | 0.01015% | 0.01451% | 0.01015% | 0.01376% | 0.01349% | 0.01451% | 0.01015% | 0.009799% | 0.01152% | 0.009844% | 0.01028% | 0.01028% | 0.009844% | 0.01015% | 0.01451% | 0.01015% | 0.01376% | 0.01349% | 0.01111% | 0.01111%
7123 | 0.01011% | 0.008604% | 0.01386% | 0.01372% | 0.009549% | 0.01101% | 0.01114% | 0.009813% | 0.009635% | 0.009813% | 0.009549% | 0.01372% | 0.009549% | 0.01319% | 0.01151% | 0.01372% | 0.009549% | 0.01101% | 0.01114% | 0.009813% | 0.009635% | 0.009635% | 0.009813% | 0.009549% | 0.01372% | 0.009549% | 0.01319% | 0.01151% | 0.01011% | 0.01011%
7124 | 0.009565% | 0.00843% | 0.01026% | 0.0128% | 0.008991% | 0.01149% | 0.0106% | 0.009907% | 0.009046% | 0.009907% | 0.008991% | 0.0128% | 0.008991% | 0.01247% | 0.01015% | 0.0128% | 0.008991% | 0.01149% | 0.0106% | 0.009907% | 0.009046% | 0.009046% | 0.009907% | 0.008991% | 0.0128% | 0.008991% | 0.01247% | 0.01015% | 0.009565% | 0.009565%
7125 | 0.007317% | 0.00828% | 0.007315% | 0.01129% | 0.008695% | 0.01179% | 0.009993% | 0.01025% | 0.008759% | 0.01025% | 0.008695% | 0.01129% | 0.008695% | 0.01081% | 0.009242% | 0.01129% | 0.008695% | 0.01179% | 0.009993% | 0.01025% | 0.008759% | 0.008759% | 0.01025% | 0.008695% | 0.01129% | 0.008695% | 0.01081% | 0.009242% | 0.007317% | 0.007317%
7126 | 0.00711% | 0.008202% | 0.006732% | 0.009026% | 0.008631% | 0.01197% | 0.009403% | 0.01051% | 0.008683% | 0.01051% | 0.008631% | 0.009026% | 0.008631% | 0.007792% | 0.008515% | 0.009026% | 0.008631% | 0.01197% | 0.009403% | 0.01051% | 0.008683% | 0.008683% | 0.01051% | 0.008631% | 0.009026% | 0.008631% | 0.007792% | 0.008515% | 0.00711% | 0.00711%
7127 | 0.007031% | 0.008174% | 0.006763% | 0.007438% | 0.00859% | 0.01207% | 0.009096% | 0.01051% | 0.00865% | 0.01051% | 0.00859% | 0.007438% | 0.00859% | 0.005724% | 0.007965% | 0.007438% | 0.00859% | 0.01207% | 0.009096% | 0.01051% | 0.00865% | 0.00865% | 0.01051% | 0.00859% | 0.007438% | 0.00859% | 0.005724% | 0.007965% | 0.007031% | 0.007031%
7128 | 0.007141% | 0.00806% | 0.006811% | 0.00651% | 0.008553% | 0.01214% | 0.008933% | 0.008942% | 0.008607% | 0.008942% | 0.008553% | 0.00651% | 0.008553% | 0.00519% | 0.007364% | 0.00651% | 0.008553% | 0.01214% | 0.008933% | 0.008942% | 0.008607% | 0.008607% | 0.008942% | 0.008553% | 0.00651% | 0.008553% | 0.00519% | 0.007364% | 0.007141% | 0.007141%
7129 | 0.007188% | 0.008049% | 0.006963% | 0.006005% | 0.008531% | 0.01219% | 0.008902% | 0.007641% | 0.008601% | 0.007641% | 0.008531% | 0.006005% | 0.008531% | 0.005047% | 0.007135% | 0.006005% | 0.008531% | 0.01219% | 0.008902% | 0.007641% | 0.008601% | 0.008601% | 0.007641% | 0.008531% | 0.006005% | 0.008531% | 0.005047% | 0.007135% | 0.007188% | 0.007188%
7130 | 0.007233% | 0.008001% | 0.006923% | 0.005875% | 0.008524% | 0.01222% | 0.00895% | 0.006648% | 0.008803% | 0.006648% | 0.008524% | 0.005875% | 0.008524% | 0.005082% | 0.007176% | 0.005875% | 0.008524% | 0.01222% | 0.00895% | 0.006648% | 0.008803% | 0.008803% | 0.006648% | 0.008524% | 0.005875% | 0.008524% | 0.005082% | 0.007176% | 0.007233% | 0.007233%
7131 | 0.007563% | 0.007939% | 0.006938% | 0.005869% | 0.008625% | 0.01229% | 0.009052% | 0.005925% | 0.009209% | 0.005925% | 0.008625% | 0.005869% | 0.008625% | 0.005381% | 0.007437% | 0.005869% | 0.008625% | 0.01229% | 0.009052% | 0.005925% | 0.009209% | 0.009209% | 0.005925% | 0.008625% | 0.005869% | 0.008625% | 0.005381% | 0.007437% | 0.007563% | 0.007563%
7132 | 0.008537% | 0.007859% | 0.007033% | 0.006042% | 0.009141% | 0.01235% | 0.009399% | 0.005858% | 0.009784% | 0.005858% | 0.009141% | 0.006042% | 0.009141% | 0.005832% | 0.008151% | 0.006042% | 0.009141% | 0.01235% | 0.009399% | 0.005858% | 0.009784% | 0.009784% | 0.005858% | 0.009141% | 0.006042% | 0.009141% | 0.005832% | 0.008151% | 0.008537% | 0.008537%
7133 | 0.01068% | 0.008491% | 0.007207% | 0.006967% | 0.01012% | 0.01234% | 0.01027% | 0.00687% | 0.01055% | 0.00687% | 0.01012% | 0.006967% | 0.01012% | 0.006525% | 0.009603% | 0.006967% | 0.01012% | 0.01234% | 0.01027% | 0.00687% | 0.01055% | 0.01055% | 0.00687% | 0.01012% | 0.006967% | 0.01012% | 0.006525% | 0.009603% | 0.01068% | 0.01068%
7134 | 0.0163% | 0.008565% | 0.01298% | 0.007804% | 0.01177% | 0.0126% | 0.01175% | 0.008676% | 0.01218% | 0.008676% | 0.01177% | 0.007804% | 0.01177% | 0.008179% | 0.0121% | 0.007804% | 0.01177% | 0.0126% | 0.01175% | 0.008676% | 0.01218% | 0.01218% | 0.008676% | 0.01177% | 0.007804% | 0.01177% | 0.008179% | 0.0121% | 0.0163% | 0.0163%
7135 | 0.01668% | 0.009564% | 0.0153% | 0.008721% | 0.01282% | 0.01206% | 0.01214% | 0.01087% | 0.01319% | 0.01087% | 0.01282% | 0.008721% | 0.01282% | 0.009707% | 0.01336% | 0.008721% | 0.01282% | 0.01206% | 0.01214% | 0.01087% | 0.01319% | 0.01319% | 0.01087% | 0.01282% | 0.008721% | 0.01282% | 0.009707% | 0.01336% | 0.01668% | 0.01668%
7136 | 0.0182% | 0.01254% | 0.01685% | 0.01059% | 0.01398% | 0.01142% | 0.01296% | 0.01296% | 0.0141% | 0.01296% | 0.01398% | 0.01059% | 0.01398% | 0.0121% | 0.01517% | 0.01059% | 0.01398% | 0.01142% | 0.01296% | 0.01296% | 0.0141% | 0.0141% | 0.01296% | 0.01398% | 0.01059% | 0.01398% | 0.0121% | 0.01517% | 0.0182% | 0.0182%
7137 | 0.01969% | 0.01599% | 0.01823% | 0.01214% | 0.01513% | 0.01082% | 0.01422% | 0.01336% | 0.01495% | 0.01336% | 0.01513% | 0.01214% | 0.01513% | 0.01327% | 0.01724% | 0.01214% | 0.01513% | 0.01082% | 0.01422% | 0.01336% | 0.01495% | 0.01495% | 0.01336% | 0.01513% | 0.01214% | 0.01513% | 0.01327% | 0.01724% | 0.01969% | 0.01969%
7138 | 0.02087% | 0.01841% | 0.01978% | 0.0132% | 0.01573% | 0.01051% | 0.01528% | 0.0137% | 0.01518% | 0.0137% | 0.01573% | 0.0132% | 0.01573% | 0.01367% | 0.01873% | 0.0132% | 0.01573% | 0.01051% | 0.01528% | 0.0137% | 0.01518% | 0.01518% | 0.0137% | 0.01573% | 0.0132% | 0.01573% | 0.01367% | 0.01873% | 0.02087% | 0.02087%
7139 | 0.02137% | 0.0193% | 0.02037% | 0.01383% | 0.01557% | 0.01024% | 0.01576% | 0.01333% | 0.01486% | 0.01333% | 0.01557% | 0.01383% | 0.01557% | 0.01385% | 0.01969% | 0.01383% | 0.01557% | 0.01024% | 0.01576% | 0.01333% | 0.01486% | 0.01486% | 0.01333% | 0.01557% | 0.01383% | 0.01557% | 0.01385% | 0.01969% | 0.02137% | 0.02137%
7140 | 0.02076% | 0.01907% | 0.02032% | 0.0141% | 0.01492% | 0.009532% | 0.0156% | 0.01235% | 0.01444% | 0.01235% | 0.01492% | 0.0141% | 0.01492% | 0.01397% | 0.02005% | 0.0141% | 0.01492% | 0.009532% | 0.0156% | 0.01235% | 0.01444% | 0.01444% | 0.01235% | 0.01492% | 0.0141% | 0.01492% | 0.01397% | 0.02005% | 0.02076% | 0.02076%
7141 | 0.01926% | 0.01825% | 0.01992% | 0.01417% | 0.01387% | 0.008397% | 0.01508% | 0.01142% | 0.01381% | 0.01142% | 0.01387% | 0.01417% | 0.01387% | 0.01411% | 0.02% | 0.01417% | 0.01387% | 0.008397% | 0.01508% | 0.01142% | 0.01381% | 0.01381% | 0.01142% | 0.01387% | 0.01417% | 0.01387% | 0.01411% | 0.02% | 0.01926% | 0.01926%
7142 | 0.01719% | 0.01563% | 0.01875% | 0.01424% | 0.01262% | 0.00744% | 0.01417% | 0.01093% | 0.01276% | 0.01093% | 0.01262% | 0.01424% | 0.01262% | 0.01421% | 0.01965% | 0.01424% | 0.01262% | 0.00744% | 0.01417% | 0.01093% | 0.01276% | 0.01276% | 0.01093% | 0.01262% | 0.01424% | 0.01262% | 0.01421% | 0.01965% | 0.01719% | 0.01719%
7143 | 0.01513% | 0.01312% | 0.01783% | 0.01418% | 0.01156% | 0.006848% | 0.01276% | 0.01116% | 0.01195% | 0.01116% | 0.01156% | 0.01418% | 0.01156% | 0.01408% | 0.01857% | 0.01418% | 0.01156% | 0.006848% | 0.01276% | 0.01116% | 0.01195% | 0.01195% | 0.01116% | 0.01156% | 0.01418% | 0.01156% | 0.01408% | 0.01857% | 0.01513% | 0.01513%
7144 | 0.01283% | 0.0116% | 0.01578% | 0.01407% | 0.01068% | 0.006876% | 0.01125% | 0.009582% | 0.0114% | 0.009582% | 0.01068% | 0.01407% | 0.01068% | 0.01368% | 0.01642% | 0.01407% | 0.01068% | 0.006876% | 0.01125% | 0.009582% | 0.0114% | 0.0114% | 0.009582% | 0.01068% | 0.01407% | 0.01068% | 0.01368% | 0.01642% | 0.01283% | 0.01283%
7145 | 0.01109% | 0.009643% | 0.01498% | 0.01395% | 0.01002% | 0.007584% | 0.01041% | 0.009546% | 0.01091% | 0.009546% | 0.01002% | 0.01395% | 0.01002% | 0.01327% | 0.01412% | 0.01395% | 0.01002% | 0.007584% | 0.01041% | 0.009546% | 0.01091% | 0.01091% | 0.009546% | 0.01002% | 0.01395% | 0.01002% | 0.01327% | 0.01412% | 0.01109% | 0.01109%
7146 | 0.01093% | 0.009017% | 0.01583% | 0.01445% | 0.01011% | 0.009708% | 0.01144% | 0.009876% | 0.01047% | 0.009876% | 0.01011% | 0.01445% | 0.01011% | 0.01388% | 0.01352% | 0.01445% | 0.01011% | 0.009708% | 0.01144% | 0.009876% | 0.01047% | 0.01047% | 0.009876% | 0.01011% | 0.01445% | 0.01011% | 0.01388% | 0.01352% | 0.01093% | 0.01093%
7147 | 0.009978% | 0.008582% | 0.01333% | 0.0137% | 0.009484% | 0.01079% | 0.01102% | 0.009845% | 0.009805% | 0.009845% | 0.009484% | 0.0137% | 0.009484% | 0.01335% | 0.01149% | 0.0137% | 0.009484% | 0.01079% | 0.01102% | 0.009845% | 0.009805% | 0.009805% | 0.009845% | 0.009484% | 0.0137% | 0.009484% | 0.01335% | 0.01149% | 0.009978% | 0.009978%
7148 | 0.009375% | 0.00829% | 0.009799% | 0.01275% | 0.008948% | 0.01115% | 0.01048% | 0.009947% | 0.009126% | 0.009947% | 0.008948% | 0.01275% | 0.008948% | 0.01259% | 0.01011% | 0.01275% | 0.008948% | 0.01115% | 0.01048% | 0.009947% | 0.009126% | 0.009126% | 0.009947% | 0.008948% | 0.01275% | 0.008948% | 0.01259% | 0.01011% | 0.009375% | 0.009375%
7149 | 0.007314% | 0.008105% | 0.007256% | 0.01117% | 0.00867% | 0.01131% | 0.009878% | 0.01033% | 0.008849% | 0.01033% | 0.00867% | 0.01117% | 0.00867% | 0.01077% | 0.009191% | 0.01117% | 0.00867% | 0.01131% | 0.009878% | 0.01033% | 0.008849% | 0.008849% | 0.01033% | 0.00867% | 0.01117% | 0.00867% | 0.01077% | 0.009191% | 0.007314% | 0.007314%
7150 | 0.007042% | 0.008037% | 0.006643% | 0.008871% | 0.008654% | 0.01146% | 0.009289% | 0.0107% | 0.008865% | 0.0107% | 0.008654% | 0.008871% | 0.008654% | 0.007605% | 0.00846% | 0.008871% | 0.008654% | 0.01146% | 0.009289% | 0.0107% | 0.008865% | 0.008865% | 0.0107% | 0.008654% | 0.008871% | 0.008654% | 0.007605% | 0.00846% | 0.007042% | 0.007042%
7151 | 0.006993% | 0.007954% | 0.006666% | 0.007305% | 0.008592% | 0.01152% | 0.008959% | 0.01072% | 0.008869% | 0.01072% | 0.008592% | 0.007305% | 0.008592% | 0.005492% | 0.007905% | 0.007305% | 0.008592% | 0.01152% | 0.008959% | 0.01072% | 0.008869% | 0.008869% | 0.01072% | 0.008592% | 0.007305% | 0.008592% | 0.005492% | 0.007905% | 0.006993% | 0.006993%
7152 | 0.007103% | 0.00795% | 0.006716% | 0.006426% | 0.008547% | 0.01171% | 0.008848% | 0.009032% | 0.008776% | 0.009032% | 0.008547% | 0.006426% | 0.008547% | 0.005026% | 0.007311% | 0.006426% | 0.008547% | 0.01171% | 0.008848% | 0.009032% | 0.008776% | 0.008776% | 0.009032% | 0.008547% | 0.006426% | 0.008547% | 0.005026% | 0.007311% | 0.007103% | 0.007103%
7153 | 0.007142% | 0.007934% | 0.006857% | 0.006001% | 0.008507% | 0.0116% | 0.008767% | 0.007752% | 0.008859% | 0.007752% | 0.008507% | 0.006001% | 0.008507% | 0.004994% | 0.007073% | 0.006001% | 0.008507% | 0.0116% | 0.008767% | 0.007752% | 0.008859% | 0.008859% | 0.007752% | 0.008507% | 0.006001% | 0.008507% | 0.004994% | 0.007073% | 0.007142% | 0.007142%
7154 | 0.007182% | 0.007862% | 0.006791% | 0.005866% | 0.008517% | 0.01161% | 0.008801% | 0.006791% | 0.009102% | 0.006791% | 0.008517% | 0.005866% | 0.008517% | 0.005011% | 0.007102% | 0.005866% | 0.008517% | 0.01161% | 0.008801% | 0.006791% | 0.009102% | 0.009102% | 0.006791% | 0.008517% | 0.005866% | 0.008517% | 0.005011% | 0.007102% | 0.007182% | 0.007182%
7155 | 0.007443% | 0.007827% | 0.006776% | 0.005863% | 0.008662% | 0.01164% | 0.008885% | 0.006128% | 0.009499% | 0.006128% | 0.008662% | 0.005863% | 0.008662% | 0.005239% | 0.007349% | 0.005863% | 0.008662% | 0.01164% | 0.008885% | 0.006128% | 0.009499% | 0.009499% | 0.006128% | 0.008662% | 0.005863% | 0.008662% | 0.005239% | 0.007349% | 0.007443% | 0.007443%
7156 | 0.008386% | 0.007835% | 0.006838% | 0.006015% | 0.009137% | 0.01171% | 0.009177% | 0.00616% | 0.01008% | 0.00616% | 0.009137% | 0.006015% | 0.009137% | 0.005664% | 0.008048% | 0.006015% | 0.009137% | 0.01171% | 0.009177% | 0.00616% | 0.01008% | 0.01008% | 0.00616% | 0.009137% | 0.006015% | 0.009137% | 0.005664% | 0.008048% | 0.008386% | 0.008386%
7157 | 0.01051% | 0.008495% | 0.006965% | 0.006843% | 0.01007% | 0.01158% | 0.009997% | 0.007207% | 0.01082% | 0.007207% | 0.01007% | 0.006843% | 0.01007% | 0.006248% | 0.009473% | 0.006843% | 0.01007% | 0.01158% | 0.009997% | 0.007207% | 0.01082% | 0.01082% | 0.007207% | 0.01007% | 0.006843% | 0.01007% | 0.006248% | 0.009473% | 0.01051% | 0.01051%
7158 | 0.01584% | 0.008546% | 0.01248% | 0.007675% | 0.01181% | 0.01201% | 0.01146% | 0.008984% | 0.01248% | 0.008984% | 0.01181% | 0.007675% | 0.01181% | 0.007889% | 0.01196% | 0.007675% | 0.01181% | 0.01201% | 0.01146% | 0.008984% | 0.01248% | 0.01248% | 0.008984% | 0.01181% | 0.007675% | 0.01181% | 0.007889% | 0.01196% | 0.01584% | 0.01584%
7159 | 0.0165% | 0.009525% | 0.01488% | 0.008566% | 0.01276% | 0.01156% | 0.01186% | 0.01131% | 0.01339% | 0.01131% | 0.01276% | 0.008566% | 0.01276% | 0.009473% | 0.0133% | 0.008566% | 0.01276% | 0.01156% | 0.01186% | 0.01131% | 0.01339% | 0.01339% | 0.01131% | 0.01276% | 0.008566% | 0.01276% | 0.009473% | 0.0133% | 0.0165% | 0.0165%
7160 | 0.01765% | 0.01229% | 0.01629% | 0.01038% | 0.01388% | 0.01116% | 0.01267% | 0.01331% | 0.01417% | 0.01331% | 0.01388% | 0.01038% | 0.01388% | 0.0119% | 0.01516% | 0.01038% | 0.01388% | 0.01116% | 0.01267% | 0.01331% | 0.01417% | 0.01417% | 0.01331% | 0.01388% | 0.01038% | 0.01388% | 0.0119% | 0.01516% | 0.01765% | 0.01765%
7161 | 0.01871% | 0.01546% | 0.01694% | 0.01183% | 0.01497% | 0.01096% | 0.01397% | 0.01357% | 0.01487% | 0.01357% | 0.01497% | 0.01183% | 0.01497% | 0.0132% | 0.01724% | 0.01183% | 0.01497% | 0.01096% | 0.01397% | 0.01357% | 0.01487% | 0.01487% | 0.01357% | 0.01497% | 0.01183% | 0.01497% | 0.0132% | 0.01724% | 0.01871% | 0.01871%
7162 | 0.01934% | 0.01797% | 0.01771% | 0.01271% | 0.01551% | 0.0108% | 0.01501% | 0.01383% | 0.01502% | 0.01383% | 0.01551% | 0.01271% | 0.01551% | 0.01373% | 0.0187% | 0.01271% | 0.01551% | 0.0108% | 0.01501% | 0.01383% | 0.01502% | 0.01502% | 0.01383% | 0.01551% | 0.01271% | 0.01551% | 0.01373% | 0.0187% | 0.01934% | 0.01934%
7163 | 0.01943% | 0.0188% | 0.01798% | 0.01333% | 0.01534% | 0.01047% | 0.01548% | 0.01351% | 0.01465% | 0.01351% | 0.01534% | 0.01333% | 0.01534% | 0.01406% | 0.01965% | 0.01333% | 0.01534% | 0.01047% | 0.01548% | 0.01351% | 0.01465% | 0.01465% | 0.01351% | 0.01534% | 0.01333% | 0.01534% | 0.01406% | 0.01965% | 0.01943% | 0.01943%
7164 | 0.01898% | 0.01858% | 0.01841% | 0.01378% | 0.01475% | 0.009633% | 0.01545% | 0.01261% | 0.01416% | 0.01261% | 0.01475% | 0.01378% | 0.01475% | 0.01436% | 0.02003% | 0.01378% | 0.01475% | 0.009633% | 0.01545% | 0.01261% | 0.01416% | 0.01416% | 0.01261% | 0.01475% | 0.01378% | 0.01475% | 0.01436% | 0.02003% | 0.01898% | 0.01898%
7165 | 0.01763% | 0.01786% | 0.01845% | 0.01407% | 0.01372% | 0.008433% | 0.01498% | 0.01175% | 0.01343% | 0.01175% | 0.01372% | 0.01407% | 0.01372% | 0.01458% | 0.01997% | 0.01407% | 0.01372% | 0.008433% | 0.01498% | 0.01175% | 0.01343% | 0.01343% | 0.01175% | 0.01372% | 0.01407% | 0.01372% | 0.01458% | 0.01997% | 0.01763% | 0.01763%
7166 | 0.0155% | 0.01517% | 0.01743% | 0.01412% | 0.01242% | 0.007453% | 0.014% | 0.01127% | 0.01239% | 0.01127% | 0.01242% | 0.01412% | 0.01242% | 0.01456% | 0.01959% | 0.01412% | 0.01242% | 0.007453% | 0.014% | 0.01127% | 0.01239% | 0.01239% | 0.01127% | 0.01242% | 0.01412% | 0.01242% | 0.01456% | 0.01959% | 0.0155% | 0.0155%
7167 | 0.01356% | 0.01261% | 0.01663% | 0.01401% | 0.01133% | 0.006914% | 0.01258% | 0.0114% | 0.01154% | 0.0114% | 0.01133% | 0.01401% | 0.01133% | 0.01422% | 0.01849% | 0.01401% | 0.01133% | 0.006914% | 0.01258% | 0.0114% | 0.01154% | 0.01154% | 0.0114% | 0.01133% | 0.01401% | 0.01133% | 0.01422% | 0.01849% | 0.01356% | 0.01356%
7168 | 0.01162% | 0.01106% | 0.01489% | 0.01384% | 0.01049% | 0.007018% | 0.01111% | 0.009707% | 0.01103% | 0.009707% | 0.01049% | 0.01384% | 0.01049% | 0.01363% | 0.01636% | 0.01384% | 0.01049% | 0.007018% | 0.01111% | 0.009707% | 0.01103% | 0.01103% | 0.009707% | 0.01049% | 0.01384% | 0.01049% | 0.01363% | 0.01636% | 0.01162% | 0.01162%
7169 | 0.01047% | 0.009226% | 0.01458% | 0.01378% | 0.009965% | 0.007781% | 0.01041% | 0.009689% | 0.01076% | 0.009689% | 0.009965% | 0.01378% | 0.009965% | 0.01315% | 0.01413% | 0.01378% | 0.009965% | 0.007781% | 0.01041% | 0.009689% | 0.01076% | 0.01076% | 0.009689% | 0.009965% | 0.01378% | 0.009965% | 0.01315% | 0.01413% | 0.01047% | 0.01047%
7170 | 0.01086% | 0.008754% | 0.01578% | 0.01433% | 0.01017% | 0.00982% | 0.01151% | 0.01005% | 0.01052% | 0.01005% | 0.01017% | 0.01433% | 0.01017% | 0.0137% | 0.01356% | 0.01433% | 0.01017% | 0.00982% | 0.01151% | 0.01005% | 0.01052% | 0.01052% | 0.01005% | 0.01017% | 0.01433% | 0.01017% | 0.0137% | 0.01356% | 0.01086% | 0.01086%
7171 | 0.01004% | 0.008375% | 0.01346% | 0.01361% | 0.009583% | 0.01083% | 0.0111% | 0.01005% | 0.009933% | 0.01005% | 0.009583% | 0.01361% | 0.009583% | 0.0131% | 0.01154% | 0.01361% | 0.009583% | 0.01083% | 0.0111% | 0.01005% | 0.009933% | 0.009933% | 0.01005% | 0.009583% | 0.01361% | 0.009583% | 0.0131% | 0.01154% | 0.01004% | 0.01004%
7172 | 0.009683% | 0.008215% | 0.01014% | 0.0127% | 0.00907% | 0.01116% | 0.01055% | 0.01015% | 0.009354% | 0.01015% | 0.00907% | 0.0127% | 0.00907% | 0.01231% | 0.01017% | 0.0127% | 0.00907% | 0.01116% | 0.01055% | 0.01015% | 0.009354% | 0.009354% | 0.01015% | 0.00907% | 0.0127% | 0.00907% | 0.01231% | 0.01017% | 0.009683% | 0.009683%
7173 | 0.007308% | 0.008078% | 0.007276% | 0.01117% | 0.008772% | 0.01134% | 0.009946% | 0.01046% | 0.009097% | 0.01046% | 0.008772% | 0.01117% | 0.008772% | 0.01053% | 0.009262% | 0.01117% | 0.008772% | 0.01134% | 0.009946% | 0.01046% | 0.009097% | 0.009097% | 0.01046% | 0.008772% | 0.01117% | 0.008772% | 0.01053% | 0.009262% | 0.007308% | 0.007308%
7174 | 0.007159% | 0.00806% | 0.006688% | 0.008918% | 0.00872% | 0.01144% | 0.009356% | 0.01071% | 0.009034% | 0.01071% | 0.00872% | 0.008918% | 0.00872% | 0.00748% | 0.008527% | 0.008918% | 0.00872% | 0.01144% | 0.009356% | 0.01071% | 0.009034% | 0.009034% | 0.01071% | 0.00872% | 0.008918% | 0.00872% | 0.00748% | 0.008527% | 0.007159% | 0.007159%
7175 | 0.007105% | 0.007995% | 0.006689% | 0.0074% | 0.008642% | 0.01147% | 0.009021% | 0.01066% | 0.008989% | 0.01066% | 0.008642% | 0.0074% | 0.008642% | 0.005508% | 0.007956% | 0.0074% | 0.008642% | 0.01147% | 0.009021% | 0.01066% | 0.008989% | 0.008989% | 0.01066% | 0.008642% | 0.0074% | 0.008642% | 0.005508% | 0.007956% | 0.007105% | 0.007105%
7176 | 0.007138% | 0.007927% | 0.006688% | 0.006491% | 0.008586% | 0.01151% | 0.008859% | 0.00906% | 0.008932% | 0.00906% | 0.008586% | 0.006491% | 0.008586% | 0.005025% | 0.007325% | 0.006491% | 0.008586% | 0.01151% | 0.008859% | 0.00906% | 0.008932% | 0.008932% | 0.00906% | 0.008586% | 0.006491% | 0.008586% | 0.005025% | 0.007325% | 0.007138% | 0.007138%
7177 | 0.006073% | 0.009666% | 0.005811% | 0.005961% | 0.008932% | 0.01234% | 0.009068% | 0.007814% | 0.00902% | 0.007814% | 0.008932% | 0.005961% | 0.008932% | 0.005209% | 0.007179% | 0.005961% | 0.008932% | 0.01234% | 0.009068% | 0.007814% | 0.00902% | 0.00902% | 0.007814% | 0.008932% | 0.005961% | 0.008932% | 0.005209% | 0.007179% | 0.006073% | 0.006073%
7178 | 0.005933% | 0.009768% | 0.005706% | 0.005878% | 0.008817% | 0.01234% | 0.009017% | 0.007162% | 0.00908% | 0.007162% | 0.008817% | 0.005878% | 0.008817% | 0.004796% | 0.007158% | 0.005878% | 0.008817% | 0.01234% | 0.009017% | 0.007162% | 0.00908% | 0.00908% | 0.007162% | 0.008817% | 0.005878% | 0.008817% | 0.004796% | 0.007158% | 0.005933% | 0.005933%
7179 | 0.005871% | 0.009804% | 0.005604% | 0.005884% | 0.008945% | 0.01239% | 0.008967% | 0.006919% | 0.009347% | 0.006919% | 0.008945% | 0.005884% | 0.008945% | 0.004857% | 0.007149% | 0.005884% | 0.008945% | 0.01239% | 0.008967% | 0.006919% | 0.009347% | 0.009347% | 0.006919% | 0.008945% | 0.005884% | 0.008945% | 0.004857% | 0.007149% | 0.005871% | 0.005871%
7180 | 0.005859% | 0.009856% | 0.005595% | 0.005989% | 0.009119% | 0.01244% | 0.008887% | 0.007013% | 0.00943% | 0.007013% | 0.009119% | 0.005989% | 0.009119% | 0.005188% | 0.007126% | 0.005989% | 0.009119% | 0.01244% | 0.008887% | 0.007013% | 0.00943% | 0.00943% | 0.007013% | 0.009119% | 0.005989% | 0.009119% | 0.005188% | 0.007126% | 0.005859% | 0.005859%
7181 | 0.005905% | 0.01057% | 0.005453% | 0.006495% | 0.009067% | 0.01242% | 0.008832% | 0.007701% | 0.009303% | 0.007701% | 0.009067% | 0.006495% | 0.009067% | 0.005721% | 0.007123% | 0.006495% | 0.009067% | 0.01242% | 0.008832% | 0.007701% | 0.009303% | 0.009303% | 0.007701% | 0.009067% | 0.006495% | 0.009067% | 0.005721% | 0.007123% | 0.005905% | 0.005905%
7182 | 0.009385% | 0.01026% | 0.008868% | 0.007238% | 0.009331% | 0.01273% | 0.008977% | 0.009085% | 0.009804% | 0.009085% | 0.009331% | 0.007238% | 0.009331% | 0.007192% | 0.007171% | 0.007238% | 0.009331% | 0.01273% | 0.008977% | 0.009085% | 0.009804% | 0.009804% | 0.009085% | 0.009331% | 0.007238% | 0.009331% | 0.007192% | 0.007171% | 0.009385% | 0.009385%
7183 | 0.007214% | 0.01023% | 0.006791% | 0.008059% | 0.009023% | 0.01204% | 0.007744% | 0.01061% | 0.009716% | 0.01061% | 0.009023% | 0.008059% | 0.009023% | 0.00877% | 0.005461% | 0.008059% | 0.009023% | 0.01204% | 0.007744% | 0.01061% | 0.009716% | 0.009716% | 0.01061% | 0.009023% | 0.008059% | 0.009023% | 0.00877% | 0.005461% | 0.007214% | 0.007214%
7184 | 0.006074% | 0.01081% | 0.005761% | 0.009798% | 0.008768% | 0.01136% | 0.007181% | 0.01248% | 0.009521% | 0.01248% | 0.008768% | 0.009798% | 0.008768% | 0.01118% | 0.00447% | 0.009798% | 0.008768% | 0.01136% | 0.007181% | 0.01248% | 0.009521% | 0.009521% | 0.01248% | 0.008768% | 0.009798% | 0.008768% | 0.01118% | 0.00447% | 0.006074% | 0.006074%
7185 | 0.005802% | 0.01191% | 0.005406% | 0.01119% | 0.009045% | 0.01102% | 0.007358% | 0.01295% | 0.00953% | 0.01295% | 0.009045% | 0.01119% | 0.009045% | 0.01258% | 0.004394% | 0.01119% | 0.009045% | 0.01102% | 0.007358% | 0.01295% | 0.00953% | 0.00953% | 0.01295% | 0.009045% | 0.01119% | 0.009045% | 0.01258% | 0.004394% | 0.005802% | 0.005802%
7186 | 0.005707% | 0.01332% | 0.005233% | 0.01201% | 0.009273% | 0.01079% | 0.007594% | 0.0138% | 0.0096% | 0.0138% | 0.009273% | 0.01201% | 0.009273% | 0.01303% | 0.004336% | 0.01201% | 0.009273% | 0.01079% | 0.007594% | 0.0138% | 0.0096% | 0.0096% | 0.0138% | 0.009273% | 0.01201% | 0.009273% | 0.01303% | 0.004336% | 0.005707% | 0.005707%
7187 | 0.005487% | 0.0143% | 0.00526% | 0.01264% | 0.009174% | 0.01031% | 0.007901% | 0.014% | 0.009531% | 0.014% | 0.009174% | 0.01264% | 0.009174% | 0.01319% | 0.004301% | 0.01264% | 0.009174% | 0.01031% | 0.007901% | 0.014% | 0.009531% | 0.009531% | 0.014% | 0.009174% | 0.01264% | 0.009174% | 0.01319% | 0.004301% | 0.005487% | 0.005487%
7188 | 0.00532% | 0.01413% | 0.004876% | 0.01315% | 0.00903% | 0.009545% | 0.00803% | 0.01382% | 0.009504% | 0.01382% | 0.00903% | 0.01315% | 0.00903% | 0.01332% | 0.004289% | 0.01315% | 0.00903% | 0.009545% | 0.00803% | 0.01382% | 0.009504% | 0.009504% | 0.01382% | 0.00903% | 0.01315% | 0.00903% | 0.01332% | 0.004289% | 0.00532% | 0.00532%
7189 | 0.005398% | 0.01348% | 0.004822% | 0.01347% | 0.009063% | 0.008436% | 0.007938% | 0.01366% | 0.009551% | 0.01366% | 0.009063% | 0.01347% | 0.009063% | 0.01353% | 0.004293% | 0.01347% | 0.009063% | 0.008436% | 0.007938% | 0.01366% | 0.009551% | 0.009551% | 0.01366% | 0.009063% | 0.01347% | 0.009063% | 0.01353% | 0.004293% | 0.005398% | 0.005398%
7190 | 0.005325% | 0.01239% | 0.004772% | 0.01354% | 0.00914% | 0.007458% | 0.007633% | 0.01364% | 0.009634% | 0.01364% | 0.00914% | 0.01354% | 0.00914% | 0.01377% | 0.004298% | 0.01354% | 0.00914% | 0.007458% | 0.007633% | 0.01364% | 0.009634% | 0.009634% | 0.01364% | 0.00914% | 0.01354% | 0.00914% | 0.01377% | 0.004298% | 0.005325% | 0.005325%
7191 | 0.005331% | 0.01132% | 0.004767% | 0.01348% | 0.009214% | 0.006958% | 0.007209% | 0.01393% | 0.009733% | 0.01393% | 0.009214% | 0.01348% | 0.009214% | 0.01398% | 0.004311% | 0.01348% | 0.009214% | 0.006958% | 0.007209% | 0.01393% | 0.009733% | 0.009733% | 0.01393% | 0.009214% | 0.01348% | 0.009214% | 0.01398% | 0.004311% | 0.005331% | 0.005331%
7192 | 0.005475% | 0.01061% | 0.005051% | 0.0134% | 0.009141% | 0.007075% | 0.006867% | 0.01221% | 0.009673% | 0.01221% | 0.009141% | 0.0134% | 0.009141% | 0.01409% | 0.004335% | 0.0134% | 0.009141% | 0.007075% | 0.006867% | 0.01221% | 0.009673% | 0.009673% | 0.01221% | 0.009141% | 0.0134% | 0.009141% | 0.01409% | 0.004335% | 0.005475% | 0.005475%
7193 | 0.006007% | 0.009855% | 0.005523% | 0.01338% | 0.009091% | 0.007921% | 0.007025% | 0.01179% | 0.009481% | 0.01179% | 0.009091% | 0.01338% | 0.009091% | 0.01434% | 0.00485% | 0.01338% | 0.009091% | 0.007921% | 0.007025% | 0.01179% | 0.009481% | 0.009481% | 0.01179% | 0.009091% | 0.01338% | 0.009091% | 0.01434% | 0.00485% | 0.006007% | 0.006007%
7194 | 0.007899% | 0.009733% | 0.00732% | 0.01391% | 0.009639% | 0.01013% | 0.008597% | 0.01181% | 0.009562% | 0.01181% | 0.009639% | 0.01391% | 0.009639% | 0.01542% | 0.007054% | 0.01391% | 0.009639% | 0.01013% | 0.008597% | 0.01181% | 0.009562% | 0.009562% | 0.01181% | 0.009639% | 0.01391% | 0.009639% | 0.01542% | 0.007054% | 0.007899% | 0.007899%
7195 | 0.00835% | 0.009617% | 0.007704% | 0.01321% | 0.009325% | 0.01152% | 0.0086% | 0.0115% | 0.00949% | 0.0115% | 0.009325% | 0.01321% | 0.009325% | 0.01509% | 0.007089% | 0.01321% | 0.009325% | 0.01152% | 0.0086% | 0.0115% | 0.00949% | 0.00949% | 0.0115% | 0.009325% | 0.01321% | 0.009325% | 0.01509% | 0.007089% | 0.00835% | 0.00835%
7196 | 0.008662% | 0.009572% | 0.007966% | 0.0123% | 0.009114% | 0.01196% | 0.008692% | 0.01106% | 0.009364% | 0.01106% | 0.009114% | 0.0123% | 0.009114% | 0.0144% | 0.007116% | 0.0123% | 0.009114% | 0.01196% | 0.008692% | 0.01106% | 0.009364% | 0.009364% | 0.01106% | 0.009114% | 0.0123% | 0.009114% | 0.0144% | 0.007116% | 0.008662% | 0.008662%
7197 | 0.006569% | 0.009594% | 0.006367% | 0.01077% | 0.008804% | 0.01223% | 0.00878% | 0.01069% | 0.009096% | 0.01069% | 0.008804% | 0.01077% | 0.008804% | 0.01253% | 0.007145% | 0.01077% | 0.008804% | 0.01223% | 0.00878% | 0.01069% | 0.009096% | 0.009096% | 0.01069% | 0.008804% | 0.01077% | 0.008804% | 0.01253% | 0.007145% | 0.006569% | 0.006569%
7198 | 0.006575% | 0.009603% | 0.006339% | 0.008495% | 0.008705% | 0.01245% | 0.008901% | 0.01027% | 0.008838% | 0.01027% | 0.008705% | 0.008495% | 0.008705% | 0.0092% | 0.007174% | 0.008495% | 0.008705% | 0.01245% | 0.008901% | 0.01027% | 0.008838% | 0.008838% | 0.01027% | 0.008705% | 0.008495% | 0.008705% | 0.0092% | 0.007174% | 0.006575% | 0.006575%
7199 | 0.006459% | 0.00961% | 0.006235% | 0.006938% | 0.008681% | 0.01249% | 0.009025% | 0.009245% | 0.008723% | 0.009245% | 0.008681% | 0.006938% | 0.008681% | 0.006799% | 0.007198% | 0.006938% | 0.008681% | 0.01249% | 0.009025% | 0.009245% | 0.008723% | 0.008723% | 0.009245% | 0.008681% | 0.006938% | 0.008681% | 0.006799% | 0.007198% | 0.006459% | 0.006459%
7200 | 0.006409% | 0.009081% | 0.006098% | 0.006337% | 0.008658% | 0.01226% | 0.009002% | 0.008385% | 0.008742% | 0.008385% | 0.008658% | 0.006337% | 0.008658% | 0.00558% | 0.007181% | 0.006337% | 0.008658% | 0.01226% | 0.009002% | 0.008385% | 0.008742% | 0.008742% | 0.008385% | 0.008658% | 0.006337% | 0.008658% | 0.00558% | 0.007181% | 0.006409% | 0.006409%
7201 | 0.00553% | 0.007484% | 0.00541% | 0.006248% | 0.007767% | 0.01247% | 0.007867% | 0.00852% | 0.008027% | 0.00852% | 0.007767% | 0.006248% | 0.007767% | 0.005074% | 0.007092% | 0.006248% | 0.007767% | 0.01247% | 0.007867% | 0.00852% | 0.008027% | 0.008027% | 0.00852% | 0.007767% | 0.006248% | 0.007767% | 0.005074% | 0.007092% | 0.00553% | 0.00553%
7202 | 0.005613% | 0.007451% | 0.005465% | 0.006151% | 0.007887% | 0.01246% | 0.007992% | 0.008006% | 0.00813% | 0.008006% | 0.007887% | 0.006151% | 0.007887% | 0.004829% | 0.007107% | 0.006151% | 0.007887% | 0.01246% | 0.007992% | 0.008006% | 0.00813% | 0.00813% | 0.008006% | 0.007887% | 0.006151% | 0.007887% | 0.004829% | 0.007107% | 0.005613% | 0.005613%
7203 | 0.005502% | 0.007396% | 0.005308% | 0.006125% | 0.007794% | 0.01246% | 0.008049% | 0.007624% | 0.007884% | 0.007624% | 0.007794% | 0.006125% | 0.007794% | 0.004833% | 0.007119% | 0.006125% | 0.007794% | 0.01246% | 0.008049% | 0.007624% | 0.007884% | 0.007884% | 0.007624% | 0.007794% | 0.006125% | 0.007794% | 0.004833% | 0.007119% | 0.005502% | 0.005502%
7204 | 0.005514% | 0.007393% | 0.005388% | 0.006181% | 0.007899% | 0.01251% | 0.008169% | 0.007786% | 0.007933% | 0.007786% | 0.007899% | 0.006181% | 0.007899% | 0.005249% | 0.007135% | 0.006181% | 0.007899% | 0.01251% | 0.008169% | 0.007786% | 0.007933% | 0.007933% | 0.007786% | 0.007899% | 0.006181% | 0.007899% | 0.005249% | 0.007135% | 0.005514% | 0.005514%
7205 | 0.005585% | 0.007392% | 0.005457% | 0.006846% | 0.00807% | 0.01262% | 0.008379% | 0.008436% | 0.00805% | 0.008436% | 0.00807% | 0.006846% | 0.00807% | 0.006192% | 0.007162% | 0.006846% | 0.00807% | 0.01262% | 0.008379% | 0.008436% | 0.00805% | 0.00805% | 0.008436% | 0.00807% | 0.006846% | 0.00807% | 0.006192% | 0.007162% | 0.005585% | 0.005585%
7206 | 0.009857% | 0.007475% | 0.009333% | 0.00723% | 0.008048% | 0.01272% | 0.008415% | 0.008918% | 0.007861% | 0.008918% | 0.008048% | 0.00723% | 0.008048% | 0.007692% | 0.00723% | 0.00723% | 0.008048% | 0.01272% | 0.008415% | 0.008918% | 0.007861% | 0.007861% | 0.008918% | 0.008048% | 0.00723% | 0.008048% | 0.007692% | 0.00723% | 0.009857% | 0.009857%
7207 | 0.006176% | 0.008191% | 0.006073% | 0.007129% | 0.00744% | 0.01192% | 0.007205% | 0.009682% | 0.007546% | 0.009682% | 0.00744% | 0.007129% | 0.00744% | 0.008368% | 0.005523% | 0.007129% | 0.00744% | 0.01192% | 0.007205% | 0.009682% | 0.007546% | 0.007546% | 0.009682% | 0.00744% | 0.007129% | 0.00744% | 0.008368% | 0.005523% | 0.006176% | 0.006176%
7208 | 0.006001% | 0.008215% | 0.005835% | 0.007771% | 0.007453% | 0.01137% | 0.006773% | 0.01172% | 0.00789% | 0.01172% | 0.007453% | 0.007771% | 0.007453% | 0.00987% | 0.004483% | 0.007771% | 0.007453% | 0.01137% | 0.006773% | 0.01172% | 0.00789% | 0.00789% | 0.01172% | 0.007453% | 0.007771% | 0.007453% | 0.00987% | 0.004483% | 0.006001% | 0.006001%
7209 | 0.00551% | 0.008761% | 0.00523% | 0.008943% | 0.007318% | 0.011% | 0.006547% | 0.01263% | 0.007768% | 0.01263% | 0.007318% | 0.008943% | 0.007318% | 0.01144% | 0.004379% | 0.008943% | 0.007318% | 0.011% | 0.006547% | 0.01263% | 0.007768% | 0.007768% | 0.01263% | 0.007318% | 0.008943% | 0.007318% | 0.01144% | 0.004379% | 0.00551% | 0.00551%
7210 | 0.005254% | 0.009627% | 0.004918% | 0.01015% | 0.007031% | 0.01078% | 0.006227% | 0.01304% | 0.007534% | 0.01304% | 0.007031% | 0.01015% | 0.007031% | 0.01247% | 0.004334% | 0.01015% | 0.007031% | 0.01078% | 0.006227% | 0.01304% | 0.007534% | 0.007534% | 0.01304% | 0.007031% | 0.01015% | 0.007031% | 0.01247% | 0.004334% | 0.005254% | 0.005254%
7211 | 0.005065% | 0.01069% | 0.004865% | 0.01124% | 0.006815% | 0.01029% | 0.005968% | 0.01326% | 0.007298% | 0.01326% | 0.006815% | 0.01124% | 0.006815% | 0.01303% | 0.004308% | 0.01124% | 0.006815% | 0.01029% | 0.005968% | 0.01326% | 0.007298% | 0.007298% | 0.01326% | 0.006815% | 0.01124% | 0.006815% | 0.01303% | 0.004308% | 0.005065% | 0.005065%
7212 | 0.005152% | 0.01122% | 0.004746% | 0.01221% | 0.006799% | 0.009508% | 0.005932% | 0.01335% | 0.007296% | 0.01335% | 0.006799% | 0.01221% | 0.006799% | 0.01326% | 0.004296% | 0.01221% | 0.006799% | 0.009508% | 0.005932% | 0.01335% | 0.007296% | 0.007296% | 0.01335% | 0.006799% | 0.01221% | 0.006799% | 0.01326% | 0.004296% | 0.005152% | 0.005152%
7213 | 0.005104% | 0.01126% | 0.004615% | 0.01272% | 0.006776% | 0.008437% | 0.005902% | 0.01351% | 0.007266% | 0.01351% | 0.006776% | 0.01272% | 0.006776% | 0.01335% | 0.004291% | 0.01272% | 0.006776% | 0.008437% | 0.005902% | 0.01351% | 0.007266% | 0.007266% | 0.01351% | 0.006776% | 0.01272% | 0.006776% | 0.01335% | 0.004291% | 0.005104% | 0.005104%
7214 | 0.004988% | 0.01067% | 0.004513% | 0.01285% | 0.006785% | 0.007497% | 0.005897% | 0.01369% | 0.007237% | 0.01369% | 0.006785% | 0.01285% | 0.006785% | 0.01345% | 0.004287% | 0.01285% | 0.006785% | 0.007497% | 0.005897% | 0.01369% | 0.007237% | 0.007237% | 0.01369% | 0.006785% | 0.01285% | 0.006785% | 0.01345% | 0.004287% | 0.004988% | 0.004988%
7215 | 0.005074% | 0.009679% | 0.004533% | 0.01266% | 0.006749% | 0.007019% | 0.00586% | 0.01383% | 0.007234% | 0.01383% | 0.006749% | 0.01266% | 0.006749% | 0.01347% | 0.004287% | 0.01266% | 0.006749% | 0.007019% | 0.00586% | 0.01383% | 0.007234% | 0.007234% | 0.01383% | 0.006749% | 0.01266% | 0.006749% | 0.01347% | 0.004287% | 0.005074% | 0.005074%
7216 | 0.00516% | 0.008736% | 0.004689% | 0.01223% | 0.006579% | 0.007135% | 0.005714% | 0.01181% | 0.007145% | 0.01181% | 0.006579% | 0.01223% | 0.006579% | 0.01328% | 0.004288% | 0.01223% | 0.006579% | 0.007135% | 0.005714% | 0.01181% | 0.007145% | 0.007145% | 0.01181% | 0.006579% | 0.01223% | 0.006579% | 0.01328% | 0.004288% | 0.00516% | 0.00516%
7217 | 0.005674% | 0.007947% | 0.005218% | 0.01184% | 0.006548% | 0.008107% | 0.005943% | 0.0111% | 0.007154% | 0.0111% | 0.006548% | 0.01184% | 0.006548% | 0.01308% | 0.004841% | 0.01184% | 0.006548% | 0.008107% | 0.005943% | 0.0111% | 0.007154% | 0.007154% | 0.0111% | 0.006548% | 0.01184% | 0.006548% | 0.01308% | 0.004841% | 0.005674% | 0.005674%
7218 | 0.007442% | 0.007776% | 0.006946% | 0.01201% | 0.007148% | 0.01036% | 0.007473% | 0.01123% | 0.007396% | 0.01123% | 0.007148% | 0.01201% | 0.007148% | 0.01356% | 0.006984% | 0.01201% | 0.007148% | 0.01036% | 0.007473% | 0.01123% | 0.007396% | 0.007396% | 0.01123% | 0.007148% | 0.01201% | 0.007148% | 0.01356% | 0.006984% | 0.007442% | 0.007442%
7219 | 0.007637% | 0.007657% | 0.007196% | 0.01098% | 0.007117% | 0.01175% | 0.0074% | 0.01108% | 0.007435% | 0.01108% | 0.007117% | 0.01098% | 0.007117% | 0.01255% | 0.007038% | 0.01098% | 0.007117% | 0.01175% | 0.0074% | 0.01108% | 0.007435% | 0.007435% | 0.01108% | 0.007117% | 0.01098% | 0.007117% | 0.01255% | 0.007038% | 0.007637% | 0.007637%
7220 | 0.007682% | 0.0076% | 0.007329% | 0.009944% | 0.007123% | 0.01217% | 0.007405% | 0.01079% | 0.007472% | 0.01079% | 0.007123% | 0.009944% | 0.007123% | 0.01124% | 0.007077% | 0.009944% | 0.007123% | 0.01217% | 0.007405% | 0.01079% | 0.007472% | 0.007472% | 0.01079% | 0.007123% | 0.009944% | 0.007123% | 0.01124% | 0.007077% | 0.007682% | 0.007682%
7221 | 0.005524% | 0.007514% | 0.005453% | 0.008987% | 0.007208% | 0.01239% | 0.007488% | 0.0105% | 0.007574% | 0.0105% | 0.007208% | 0.008987% | 0.007208% | 0.009736% | 0.007111% | 0.008987% | 0.007208% | 0.01239% | 0.007488% | 0.0105% | 0.007574% | 0.007574% | 0.0105% | 0.007208% | 0.008987% | 0.007208% | 0.009736% | 0.007111% | 0.005524% | 0.005524%
7222 | 0.005701% | 0.007508% | 0.00559% | 0.008111% | 0.007378% | 0.01264% | 0.007649% | 0.01029% | 0.007775% | 0.01029% | 0.007378% | 0.008111% | 0.007378% | 0.008213% | 0.007146% | 0.008111% | 0.007378% | 0.01264% | 0.007649% | 0.01029% | 0.007775% | 0.007775% | 0.01029% | 0.007378% | 0.008111% | 0.007378% | 0.008213% | 0.007146% | 0.005701% | 0.005701%
7223 | 0.005861% | 0.007464% | 0.00564% | 0.007448% | 0.007559% | 0.01283% | 0.007836% | 0.009529% | 0.00796% | 0.009529% | 0.007559% | 0.007448% | 0.007559% | 0.006734% | 0.007193% | 0.007448% | 0.007559% | 0.01283% | 0.007836% | 0.009529% | 0.00796% | 0.00796% | 0.009529% | 0.007559% | 0.007448% | 0.007559% | 0.006734% | 0.007193% | 0.005861% | 0.005861%
7224 | 0.005897% | 0.007977% | 0.005659% | 0.006592% | 0.008069% | 0.01283% | 0.008325% | 0.008802% | 0.008269% | 0.008802% | 0.008069% | 0.006592% | 0.008069% | 0.00569% | 0.007197% | 0.006592% | 0.008069% | 0.01283% | 0.008325% | 0.008802% | 0.008269% | 0.008269% | 0.008802% | 0.008069% | 0.006592% | 0.008069% | 0.00569% | 0.007197% | 0.005897% | 0.005897%
7225 | 0.00755% | 0.007793% | 0.007076% | 0.006129% | 0.008702% | 0.01234% | 0.009293% | 0.007723% | 0.00893% | 0.007723% | 0.008702% | 0.006129% | 0.008702% | 0.005175% | 0.007281% | 0.006129% | 0.008702% | 0.01234% | 0.009293% | 0.007723% | 0.00893% | 0.00893% | 0.007723% | 0.008702% | 0.006129% | 0.008702% | 0.005175% | 0.007281% | 0.00755% | 0.00755%
7226 | 0.007604% | 0.0078% | 0.007119% | 0.006015% | 0.008713% | 0.01242% | 0.009321% | 0.006741% | 0.009093% | 0.006741% | 0.008713% | 0.006015% | 0.008713% | 0.00525% | 0.007335% | 0.006015% | 0.008713% | 0.01242% | 0.009321% | 0.006741% | 0.009093% | 0.009093% | 0.006741% | 0.008713% | 0.006015% | 0.008713% | 0.00525% | 0.007335% | 0.007604% | 0.007604%
7227 | 0.00793% | 0.007734% | 0.007231% | 0.006024% | 0.008818% | 0.01247% | 0.009404% | 0.006038% | 0.009513% | 0.006038% | 0.008818% | 0.006024% | 0.008818% | 0.005615% | 0.007625% | 0.006024% | 0.008818% | 0.01247% | 0.009404% | 0.006038% | 0.009513% | 0.009513% | 0.006038% | 0.008818% | 0.006024% | 0.008818% | 0.005615% | 0.007625% | 0.00793% | 0.00793%
7228 | 0.008852% | 0.007751% | 0.007252% | 0.006204% | 0.009308% | 0.01252% | 0.009747% | 0.005999% | 0.01001% | 0.005999% | 0.009308% | 0.006204% | 0.009308% | 0.006094% | 0.008351% | 0.006204% | 0.009308% | 0.01252% | 0.009747% | 0.005999% | 0.01001% | 0.01001% | 0.005999% | 0.009308% | 0.006204% | 0.009308% | 0.006094% | 0.008351% | 0.008852% | 0.008852%
7229 | 0.01091% | 0.008352% | 0.007386% | 0.007081% | 0.01024% | 0.01235% | 0.01058% | 0.007053% | 0.01068% | 0.007053% | 0.01024% | 0.007081% | 0.01024% | 0.006765% | 0.009781% | 0.007081% | 0.01024% | 0.01235% | 0.01058% | 0.007053% | 0.01068% | 0.01068% | 0.007053% | 0.01024% | 0.007081% | 0.01024% | 0.006765% | 0.009781% | 0.01091% | 0.01091%
7230 | 0.0168% | 0.008439% | 0.01403% | 0.007976% | 0.01195% | 0.01274% | 0.01209% | 0.008834% | 0.01231% | 0.008834% | 0.01195% | 0.007976% | 0.01195% | 0.008417% | 0.01227% | 0.007976% | 0.01195% | 0.01274% | 0.01209% | 0.008834% | 0.01231% | 0.01231% | 0.008834% | 0.01195% | 0.007976% | 0.01195% | 0.008417% | 0.01227% | 0.0168% | 0.0168%
7231 | 0.017% | 0.009391% | 0.01612% | 0.008937% | 0.01288% | 0.01226% | 0.01249% | 0.01116% | 0.01315% | 0.01116% | 0.01288% | 0.008937% | 0.01288% | 0.01002% | 0.01366% | 0.008937% | 0.01288% | 0.01226% | 0.01249% | 0.01116% | 0.01315% | 0.01315% | 0.01116% | 0.01288% | 0.008937% | 0.01288% | 0.01002% | 0.01366% | 0.017% | 0.017%
7232 | 0.01794% | 0.01213% | 0.01725% | 0.01067% | 0.01382% | 0.01161% | 0.01307% | 0.0131% | 0.01389% | 0.0131% | 0.01382% | 0.01067% | 0.01382% | 0.0123% | 0.01532% | 0.01067% | 0.01382% | 0.01161% | 0.01307% | 0.0131% | 0.01389% | 0.01389% | 0.0131% | 0.01382% | 0.01067% | 0.01382% | 0.0123% | 0.01532% | 0.01794% | 0.01794%
7233 | 0.01878% | 0.01521% | 0.01754% | 0.01197% | 0.0148% | 0.01113% | 0.01417% | 0.01333% | 0.01449% | 0.01333% | 0.0148% | 0.01197% | 0.0148% | 0.01341% | 0.0173% | 0.01197% | 0.0148% | 0.01113% | 0.01417% | 0.01333% | 0.01449% | 0.01449% | 0.01333% | 0.0148% | 0.01197% | 0.0148% | 0.01341% | 0.0173% | 0.01878% | 0.01878%
7234 | 0.01917% | 0.01772% | 0.018% | 0.01271% | 0.01531% | 0.01078% | 0.01502% | 0.01355% | 0.01462% | 0.01355% | 0.01531% | 0.01271% | 0.01531% | 0.01378% | 0.01871% | 0.01271% | 0.01531% | 0.01078% | 0.01502% | 0.01355% | 0.01462% | 0.01462% | 0.01355% | 0.01531% | 0.01271% | 0.01531% | 0.01378% | 0.01871% | 0.01917% | 0.01917%
7235 | 0.01912% | 0.01869% | 0.01801% | 0.01321% | 0.01516% | 0.0104% | 0.01538% | 0.01324% | 0.01429% | 0.01324% | 0.01516% | 0.01321% | 0.01516% | 0.01401% | 0.01962% | 0.01321% | 0.01516% | 0.0104% | 0.01538% | 0.01324% | 0.01429% | 0.01429% | 0.01324% | 0.01516% | 0.01321% | 0.01516% | 0.01401% | 0.01962% | 0.01912% | 0.01912%
7236 | 0.01848% | 0.01851% | 0.01822% | 0.01359% | 0.01461% | 0.009636% | 0.01524% | 0.01238% | 0.01387% | 0.01238% | 0.01461% | 0.01359% | 0.01461% | 0.01421% | 0.02% | 0.01359% | 0.01461% | 0.009636% | 0.01524% | 0.01238% | 0.01387% | 0.01387% | 0.01238% | 0.01461% | 0.01359% | 0.01461% | 0.01421% | 0.02% | 0.01848% | 0.01848%
7237 | 0.01723% | 0.01781% | 0.01831% | 0.01389% | 0.01365% | 0.008551% | 0.01477% | 0.01154% | 0.01322% | 0.01154% | 0.01365% | 0.01389% | 0.01365% | 0.01444% | 0.01996% | 0.01389% | 0.01365% | 0.008551% | 0.01477% | 0.01154% | 0.01322% | 0.01322% | 0.01154% | 0.01365% | 0.01389% | 0.01365% | 0.01444% | 0.01996% | 0.01723% | 0.01723%
7238 | 0.01537% | 0.01516% | 0.01751% | 0.01411% | 0.0125% | 0.007659% | 0.01392% | 0.01111% | 0.01225% | 0.01111% | 0.0125% | 0.01411% | 0.0125% | 0.01461% | 0.01962% | 0.01411% | 0.0125% | 0.007659% | 0.01392% | 0.01111% | 0.01225% | 0.01225% | 0.01111% | 0.0125% | 0.01411% | 0.0125% | 0.01461% | 0.01962% | 0.01537% | 0.01537%
7239 | 0.01356% | 0.01263% | 0.01695% | 0.01411% | 0.01148% | 0.00715% | 0.01259% | 0.01132% | 0.01147% | 0.01132% | 0.01148% | 0.01411% | 0.01148% | 0.01441% | 0.01856% | 0.01411% | 0.01148% | 0.00715% | 0.01259% | 0.01132% | 0.01147% | 0.01147% | 0.01132% | 0.01148% | 0.01411% | 0.01148% | 0.01441% | 0.01856% | 0.01356% | 0.01356%
7240 | 0.0117% | 0.0111% | 0.01532% | 0.01397% | 0.01061% | 0.007252% | 0.01118% | 0.009668% | 0.01089% | 0.009668% | 0.01061% | 0.01397% | 0.01061% | 0.01388% | 0.01644% | 0.01397% | 0.01061% | 0.007252% | 0.01118% | 0.009668% | 0.01089% | 0.01089% | 0.009668% | 0.01061% | 0.01397% | 0.01061% | 0.01388% | 0.01644% | 0.0117% | 0.0117%
7241 | 0.01048% | 0.009195% | 0.01501% | 0.01385% | 0.009995% | 0.00801% | 0.01054% | 0.009585% | 0.01055% | 0.009585% | 0.009995% | 0.01385% | 0.009995% | 0.01333% | 0.01426% | 0.01385% | 0.009995% | 0.00801% | 0.01054% | 0.009585% | 0.01055% | 0.01055% | 0.009585% | 0.009995% | 0.01385% | 0.009995% | 0.01333% | 0.01426% | 0.01048% | 0.01048%
7242 | 0.01078% | 0.00865% | 0.01619% | 0.0143% | 0.01011% | 0.009989% | 0.01161% | 0.009929% | 0.01031% | 0.009929% | 0.01011% | 0.0143% | 0.01011% | 0.01378% | 0.01363% | 0.0143% | 0.01011% | 0.009989% | 0.01161% | 0.009929% | 0.01031% | 0.01031% | 0.009929% | 0.01011% | 0.0143% | 0.01011% | 0.01378% | 0.01363% | 0.01078% | 0.01078%
7243 | 0.01011% | 0.008253% | 0.01377% | 0.01356% | 0.009561% | 0.01105% | 0.01121% | 0.009951% | 0.009743% | 0.009951% | 0.009561% | 0.01356% | 0.009561% | 0.01315% | 0.01161% | 0.01356% | 0.009561% | 0.01105% | 0.01121% | 0.009951% | 0.009743% | 0.009743% | 0.009951% | 0.009561% | 0.01356% | 0.009561% | 0.01315% | 0.01161% | 0.01011% | 0.01011%
7244 | 0.009738% | 0.008047% | 0.01033% | 0.01265% | 0.009039% | 0.01142% | 0.01067% | 0.01008% | 0.009192% | 0.01008% | 0.009039% | 0.01265% | 0.009039% | 0.01239% | 0.01026% | 0.01265% | 0.009039% | 0.01142% | 0.01067% | 0.01008% | 0.009192% | 0.009192% | 0.01008% | 0.009039% | 0.01265% | 0.009039% | 0.01239% | 0.01026% | 0.009738% | 0.009738%
7245 | 0.00725% | 0.007953% | 0.007434% | 0.01111% | 0.008723% | 0.01164% | 0.01009% | 0.01041% | 0.008941% | 0.01041% | 0.008723% | 0.01111% | 0.008723% | 0.01062% | 0.00935% | 0.01111% | 0.008723% | 0.01164% | 0.01009% | 0.01041% | 0.008941% | 0.008941% | 0.01041% | 0.008723% | 0.01111% | 0.008723% | 0.01062% | 0.00935% | 0.00725% | 0.00725%
7246 | 0.007122% | 0.007889% | 0.006869% | 0.00886% | 0.008654% | 0.01173% | 0.009476% | 0.01066% | 0.00888% | 0.01066% | 0.008654% | 0.00886% | 0.008654% | 0.007576% | 0.008603% | 0.00886% | 0.008654% | 0.01173% | 0.009476% | 0.01066% | 0.00888% | 0.00888% | 0.01066% | 0.008654% | 0.00886% | 0.008654% | 0.007576% | 0.008603% | 0.007122% | 0.007122%
7247 | 0.00709% | 0.007812% | 0.006904% | 0.007369% | 0.008582% | 0.01174% | 0.009154% | 0.01057% | 0.008809% | 0.01057% | 0.008582% | 0.007369% | 0.008582% | 0.00565% | 0.008042% | 0.007369% | 0.008582% | 0.01174% | 0.009154% | 0.01057% | 0.008809% | 0.008809% | 0.01057% | 0.008582% | 0.007369% | 0.008582% | 0.00565% | 0.008042% | 0.00709% | 0.00709%
7248 | 0.006837% | 0.007703% | 0.006647% | 0.006558% | 0.008366% | 0.01206% | 0.008785% | 0.009059% | 0.008603% | 0.009059% | 0.008366% | 0.006558% | 0.008366% | 0.005289% | 0.007412% | 0.006558% | 0.008366% | 0.01206% | 0.008785% | 0.009059% | 0.008603% | 0.008603% | 0.009059% | 0.008366% | 0.006558% | 0.008366% | 0.005289% | 0.007412% | 0.006837% | 0.006837%
7249 | 0.007274% | 0.007755% | 0.0071% | 0.006056% | 0.008478% | 0.0118% | 0.008975% | 0.007654% | 0.008699% | 0.007654% | 0.008478% | 0.006056% | 0.008478% | 0.005147% | 0.007241% | 0.006056% | 0.008478% | 0.0118% | 0.008975% | 0.007654% | 0.008699% | 0.008699% | 0.007654% | 0.008478% | 0.006056% | 0.008478% | 0.005147% | 0.007241% | 0.007274% | 0.007274%
7250 | 0.007299% | 0.007715% | 0.007054% | 0.005929% | 0.008496% | 0.01184% | 0.009021% | 0.006657% | 0.008912% | 0.006657% | 0.008496% | 0.005929% | 0.008496% | 0.005206% | 0.007297% | 0.005929% | 0.008496% | 0.01184% | 0.009021% | 0.006657% | 0.008912% | 0.008912% | 0.006657% | 0.008496% | 0.005929% | 0.008496% | 0.005206% | 0.007297% | 0.007299% | 0.007299%
7251 | 0.007631% | 0.007644% | 0.007045% | 0.005915% | 0.008619% | 0.0119% | 0.009109% | 0.005954% | 0.009321% | 0.005954% | 0.008619% | 0.005915% | 0.008619% | 0.005526% | 0.00755% | 0.005915% | 0.008619% | 0.0119% | 0.009109% | 0.005954% | 0.009321% | 0.009321% | 0.005954% | 0.008619% | 0.005915% | 0.008619% | 0.005526% | 0.00755% | 0.007631% | 0.007631%
7252 | 0.00858% | 0.007646% | 0.007114% | 0.006081% | 0.009103% | 0.01197% | 0.009429% | 0.005922% | 0.009889% | 0.005922% | 0.009103% | 0.006081% | 0.009103% | 0.005962% | 0.008259% | 0.006081% | 0.009103% | 0.01197% | 0.009429% | 0.005922% | 0.009889% | 0.009889% | 0.005922% | 0.009103% | 0.006081% | 0.009103% | 0.005962% | 0.008259% | 0.00858% | 0.00858%
7253 | 0.01064% | 0.008289% | 0.007287% | 0.006955% | 0.01006% | 0.0118% | 0.01026% | 0.00695% | 0.01059% | 0.00695% | 0.01006% | 0.006955% | 0.01006% | 0.006598% | 0.009742% | 0.006955% | 0.01006% | 0.0118% | 0.01026% | 0.00695% | 0.01059% | 0.01059% | 0.00695% | 0.01006% | 0.006955% | 0.01006% | 0.006598% | 0.009742% | 0.01064% | 0.01064%
7254 | 0.01608% | 0.00829% | 0.01334% | 0.007808% | 0.01175% | 0.01226% | 0.01176% | 0.008702% | 0.01218% | 0.008702% | 0.01175% | 0.007808% | 0.01175% | 0.008242% | 0.01226% | 0.007808% | 0.01175% | 0.01226% | 0.01176% | 0.008702% | 0.01218% | 0.01218% | 0.008702% | 0.01175% | 0.007808% | 0.01175% | 0.008242% | 0.01226% | 0.01608% | 0.01608%
7255 | 0.01663% | 0.009231% | 0.01566% | 0.008761% | 0.0127% | 0.01188% | 0.01222% | 0.01093% | 0.013% | 0.01093% | 0.0127% | 0.008761% | 0.0127% | 0.009852% | 0.0137% | 0.008761% | 0.0127% | 0.01188% | 0.01222% | 0.01093% | 0.013% | 0.013% | 0.01093% | 0.0127% | 0.008761% | 0.0127% | 0.009852% | 0.0137% | 0.01663% | 0.01663%
7256 | 0.01759% | 0.01195% | 0.01689% | 0.01049% | 0.01367% | 0.01131% | 0.01281% | 0.01291% | 0.01371% | 0.01291% | 0.01367% | 0.01049% | 0.01367% | 0.01212% | 0.01528% | 0.01049% | 0.01367% | 0.01131% | 0.01281% | 0.01291% | 0.01371% | 0.01371% | 0.01291% | 0.01367% | 0.01049% | 0.01367% | 0.01212% | 0.01528% | 0.01759% | 0.01759%
7257 | 0.01853% | 0.01519% | 0.01739% | 0.01187% | 0.0147% | 0.01103% | 0.01402% | 0.01321% | 0.01445% | 0.01321% | 0.0147% | 0.01187% | 0.0147% | 0.01335% | 0.01729% | 0.01187% | 0.0147% | 0.01103% | 0.01402% | 0.01321% | 0.01445% | 0.01445% | 0.01321% | 0.0147% | 0.01187% | 0.0147% | 0.01335% | 0.01729% | 0.01853% | 0.01853%
7258 | 0.01906% | 0.01779% | 0.01805% | 0.01271% | 0.01523% | 0.01072% | 0.01497% | 0.01349% | 0.01462% | 0.01349% | 0.01523% | 0.01271% | 0.01523% | 0.01381% | 0.01872% | 0.01271% | 0.01523% | 0.01072% | 0.01497% | 0.01349% | 0.01462% | 0.01462% | 0.01349% | 0.01523% | 0.01271% | 0.01523% | 0.01381% | 0.01872% | 0.01906% | 0.01906%
7259 | 0.01906% | 0.01872% | 0.01814% | 0.01326% | 0.01507% | 0.01039% | 0.01536% | 0.01314% | 0.01427% | 0.01314% | 0.01507% | 0.01326% | 0.01507% | 0.01407% | 0.01965% | 0.01326% | 0.01507% | 0.01039% | 0.01536% | 0.01314% | 0.01427% | 0.01427% | 0.01314% | 0.01507% | 0.01326% | 0.01507% | 0.01407% | 0.01965% | 0.01906% | 0.01906%
7260 | 0.01844% | 0.01851% | 0.01835% | 0.01368% | 0.01457% | 0.009622% | 0.01526% | 0.01228% | 0.01393% | 0.01228% | 0.01457% | 0.01368% | 0.01457% | 0.01425% | 0.02002% | 0.01368% | 0.01457% | 0.009622% | 0.01526% | 0.01228% | 0.01393% | 0.01393% | 0.01228% | 0.01457% | 0.01368% | 0.01457% | 0.01425% | 0.02002% | 0.01844% | 0.01844%
7261 | 0.01712% | 0.0178% | 0.01838% | 0.01395% | 0.01364% | 0.008479% | 0.01481% | 0.0114% | 0.01336% | 0.0114% | 0.01364% | 0.01395% | 0.01364% | 0.01444% | 0.01999% | 0.01395% | 0.01364% | 0.008479% | 0.01481% | 0.0114% | 0.01336% | 0.01336% | 0.0114% | 0.01364% | 0.01395% | 0.01364% | 0.01444% | 0.01999% | 0.01712% | 0.01712%
7262 | 0.01518% | 0.01521% | 0.01749% | 0.0141% | 0.01237% | 0.007613% | 0.0139% | 0.01093% | 0.01224% | 0.01093% | 0.01237% | 0.0141% | 0.01237% | 0.01449% | 0.01964% | 0.0141% | 0.01237% | 0.007613% | 0.0139% | 0.01093% | 0.01224% | 0.01224% | 0.01093% | 0.01237% | 0.0141% | 0.01237% | 0.01449% | 0.01964% | 0.01518% | 0.01518%
7263 | 0.01334% | 0.01271% | 0.01686% | 0.01408% | 0.01138% | 0.007114% | 0.0126% | 0.01118% | 0.01151% | 0.01118% | 0.01138% | 0.01408% | 0.01138% | 0.01427% | 0.01857% | 0.01408% | 0.01138% | 0.007114% | 0.0126% | 0.01118% | 0.01151% | 0.01151% | 0.01118% | 0.01138% | 0.01408% | 0.01138% | 0.01427% | 0.01857% | 0.01334% | 0.01334%
7264 | 0.01145% | 0.01117% | 0.01513% | 0.01394% | 0.01055% | 0.007348% | 0.0112% | 0.009563% | 0.01098% | 0.009563% | 0.01055% | 0.01394% | 0.01055% | 0.01377% | 0.01644% | 0.01394% | 0.01055% | 0.007348% | 0.0112% | 0.009563% | 0.01098% | 0.01098% | 0.009563% | 0.01055% | 0.01394% | 0.01055% | 0.01377% | 0.01644% | 0.01145% | 0.01145%
7265 | 0.01031% | 0.009244% | 0.01487% | 0.01383% | 0.009901% | 0.008223% | 0.01053% | 0.009496% | 0.01047% | 0.009496% | 0.009901% | 0.01383% | 0.009901% | 0.01332% | 0.01425% | 0.01383% | 0.009901% | 0.008223% | 0.01053% | 0.009496% | 0.01047% | 0.01047% | 0.009496% | 0.009901% | 0.01383% | 0.009901% | 0.01332% | 0.01425% | 0.01031% | 0.01031%
7266 | 0.01061% | 0.008672% | 0.01605% | 0.0143% | 0.01002% | 0.01029% | 0.01157% | 0.009829% | 0.01013% | 0.009829% | 0.01002% | 0.0143% | 0.01002% | 0.01379% | 0.01359% | 0.0143% | 0.01002% | 0.01029% | 0.01157% | 0.009829% | 0.01013% | 0.01013% | 0.009829% | 0.01002% | 0.0143% | 0.01002% | 0.01379% | 0.01359% | 0.01061% | 0.01061%
7267 | 0.009987% | 0.008256% | 0.01369% | 0.01356% | 0.009427% | 0.01137% | 0.01119% | 0.009847% | 0.00958% | 0.009847% | 0.009427% | 0.01356% | 0.009427% | 0.01319% | 0.01157% | 0.01356% | 0.009427% | 0.01137% | 0.01119% | 0.009847% | 0.00958% | 0.00958% | 0.009847% | 0.009427% | 0.01356% | 0.009427% | 0.01319% | 0.01157% | 0.009987% | 0.009987%
7268 | 0.009698% | 0.008078% | 0.01034% | 0.01264% | 0.008907% | 0.01181% | 0.01066% | 0.009952% | 0.009012% | 0.009952% | 0.008907% | 0.01264% | 0.008907% | 0.01244% | 0.01023% | 0.01264% | 0.008907% | 0.01181% | 0.01066% | 0.009952% | 0.009012% | 0.009012% | 0.009952% | 0.008907% | 0.01264% | 0.008907% | 0.01244% | 0.01023% | 0.009698% | 0.009698%
7269 | 0.007284% | 0.007948% | 0.007389% | 0.01112% | 0.008595% | 0.01208% | 0.01007% | 0.01026% | 0.008705% | 0.01026% | 0.008595% | 0.01112% | 0.008595% | 0.01069% | 0.009319% | 0.01112% | 0.008595% | 0.01208% | 0.01007% | 0.01026% | 0.008705% | 0.008705% | 0.01026% | 0.008595% | 0.01112% | 0.008595% | 0.01069% | 0.009319% | 0.007284% | 0.007284%
7270 | 0.00713% | 0.007906% | 0.006848% | 0.008872% | 0.008513% | 0.01223% | 0.009494% | 0.0105% | 0.0086% | 0.0105% | 0.008513% | 0.008872% | 0.008513% | 0.007656% | 0.008583% | 0.008872% | 0.008513% | 0.01223% | 0.009494% | 0.0105% | 0.0086% | 0.0086% | 0.0105% | 0.008513% | 0.008872% | 0.008513% | 0.007656% | 0.008583% | 0.00713% | 0.00713%
7271 | 0.007125% | 0.007865% | 0.006875% | 0.00738% | 0.008462% | 0.01234% | 0.009178% | 0.01045% | 0.008542% | 0.01045% | 0.008462% | 0.00738% | 0.008462% | 0.005714% | 0.008033% | 0.00738% | 0.008462% | 0.01234% | 0.009178% | 0.01045% | 0.008542% | 0.008542% | 0.01045% | 0.008462% | 0.00738% | 0.008462% | 0.005714% | 0.008033% | 0.007125% | 0.007125%
7272 | 0.007239% | 0.007787% | 0.006912% | 0.006513% | 0.008461% | 0.01224% | 0.009031% | 0.00895% | 0.008556% | 0.00895% | 0.008461% | 0.006513% | 0.008461% | 0.005253% | 0.007441% | 0.006513% | 0.008461% | 0.01224% | 0.009031% | 0.00895% | 0.008556% | 0.008556% | 0.00895% | 0.008461% | 0.006513% | 0.008461% | 0.005253% | 0.007441% | 0.007239% | 0.007239%
7273 | 0.00735% | 0.00777% | 0.007115% | 0.006092% | 0.008441% | 0.01248% | 0.009016% | 0.007602% | 0.008532% | 0.007602% | 0.008441% | 0.006092% | 0.008441% | 0.005244% | 0.007259% | 0.006092% | 0.008441% | 0.01248% | 0.009016% | 0.007602% | 0.008532% | 0.008532% | 0.007602% | 0.008441% | 0.006092% | 0.008441% | 0.005244% | 0.007259% | 0.00735% | 0.00735%
7274 | 0.007451% | 0.007754% | 0.007102% | 0.005977% | 0.00847% | 0.01256% | 0.009079% | 0.006631% | 0.008764% | 0.006631% | 0.00847% | 0.005977% | 0.00847% | 0.005314% | 0.007334% | 0.005977% | 0.00847% | 0.01256% | 0.009079% | 0.006631% | 0.008764% | 0.008764% | 0.006631% | 0.00847% | 0.005977% | 0.00847% | 0.005314% | 0.007334% | 0.007451% | 0.007451%
7275 | 0.007761% | 0.007697% | 0.007137% | 0.006004% | 0.008635% | 0.01265% | 0.009225% | 0.005985% | 0.009226% | 0.005985% | 0.008635% | 0.006004% | 0.008635% | 0.005671% | 0.007642% | 0.006004% | 0.008635% | 0.01265% | 0.009225% | 0.005985% | 0.009226% | 0.009226% | 0.005985% | 0.008635% | 0.006004% | 0.008635% | 0.005671% | 0.007642% | 0.007761% | 0.007761%
7276 | 0.008705% | 0.007675% | 0.007234% | 0.006211% | 0.009169% | 0.01275% | 0.009586% | 0.005981% | 0.009838% | 0.005981% | 0.009169% | 0.006211% | 0.009169% | 0.006146% | 0.008381% | 0.006211% | 0.009169% | 0.01275% | 0.009586% | 0.005981% | 0.009838% | 0.009838% | 0.005981% | 0.009169% | 0.006211% | 0.009169% | 0.006146% | 0.008381% | 0.008705% | 0.008705%
7277 | 0.01082% | 0.008344% | 0.007404% | 0.007165% | 0.01011% | 0.01274% | 0.01042% | 0.007013% | 0.01059% | 0.007013% | 0.01011% | 0.007165% | 0.01011% | 0.006898% | 0.009832% | 0.007165% | 0.01011% | 0.01274% | 0.01042% | 0.007013% | 0.01059% | 0.01059% | 0.007013% | 0.01011% | 0.007165% | 0.01011% | 0.006898% | 0.009832% | 0.01082% | 0.01082%
7278 | 0.01663% | 0.008353% | 0.0137% | 0.007968% | 0.01174% | 0.01302% | 0.01187% | 0.008834% | 0.01224% | 0.008834% | 0.01174% | 0.007968% | 0.01174% | 0.008386% | 0.01229% | 0.007968% | 0.01174% | 0.01302% | 0.01187% | 0.008834% | 0.01224% | 0.01224% | 0.008834% | 0.01174% | 0.007968% | 0.01174% | 0.008386% | 0.01229% | 0.01663% | 0.01663%
7279 | 0.01705% | 0.009336% | 0.01583% | 0.008902% | 0.01275% | 0.01261% | 0.0124% | 0.01116% | 0.01312% | 0.01116% | 0.01275% | 0.008902% | 0.01275% | 0.01% | 0.01373% | 0.008902% | 0.01275% | 0.01261% | 0.0124% | 0.01116% | 0.01312% | 0.01312% | 0.01116% | 0.01275% | 0.008902% | 0.01275% | 0.01% | 0.01373% | 0.01705% | 0.01705%
7280 | 0.01783% | 0.01212% | 0.017% | 0.01058% | 0.01371% | 0.01176% | 0.01293% | 0.01309% | 0.01381% | 0.01309% | 0.01371% | 0.01058% | 0.01371% | 0.01224% | 0.01525% | 0.01058% | 0.01371% | 0.01176% | 0.01293% | 0.01309% | 0.01381% | 0.01381% | 0.01309% | 0.01371% | 0.01058% | 0.01371% | 0.01224% | 0.01525% | 0.01783% | 0.01783%
7281 | 0.01875% | 0.01536% | 0.01739% | 0.01196% | 0.0148% | 0.01106% | 0.01411% | 0.0133% | 0.01454% | 0.0133% | 0.0148% | 0.01196% | 0.0148% | 0.01348% | 0.01726% | 0.01196% | 0.0148% | 0.01106% | 0.01411% | 0.0133% | 0.01454% | 0.01454% | 0.0133% | 0.0148% | 0.01196% | 0.0148% | 0.01348% | 0.01726% | 0.01875% | 0.01875%
7282 | 0.0192% | 0.01797% | 0.01791% | 0.01277% | 0.01544% | 0.01059% | 0.01504% | 0.0135% | 0.01485% | 0.0135% | 0.01544% | 0.01277% | 0.01544% | 0.01392% | 0.0187% | 0.01277% | 0.01544% | 0.01059% | 0.01504% | 0.0135% | 0.01485% | 0.01485% | 0.0135% | 0.01544% | 0.01277% | 0.01544% | 0.01392% | 0.0187% | 0.0192% | 0.0192%
7283 | 0.01922% | 0.0189% | 0.018% | 0.01333% | 0.01539% | 0.01025% | 0.01546% | 0.01315% | 0.01466% | 0.01315% | 0.01539% | 0.01333% | 0.01539% | 0.01418% | 0.01963% | 0.01333% | 0.01539% | 0.01025% | 0.01546% | 0.01315% | 0.01466% | 0.01466% | 0.01315% | 0.01539% | 0.01333% | 0.01539% | 0.01418% | 0.01963% | 0.01922% | 0.01922%
7284 | 0.01875% | 0.01868% | 0.01831% | 0.01377% | 0.0149% | 0.009515% | 0.01538% | 0.01227% | 0.01434% | 0.01227% | 0.0149% | 0.01377% | 0.0149% | 0.01444% | 0.02001% | 0.01377% | 0.0149% | 0.009515% | 0.01538% | 0.01227% | 0.01434% | 0.01434% | 0.01227% | 0.0149% | 0.01377% | 0.0149% | 0.01444% | 0.02001% | 0.01875% | 0.01875%
7285 | 0.01756% | 0.01802% | 0.0184% | 0.0141% | 0.01396% | 0.008398% | 0.01496% | 0.01141% | 0.01378% | 0.01141% | 0.01396% | 0.0141% | 0.01396% | 0.01471% | 0.01998% | 0.0141% | 0.01396% | 0.008398% | 0.01496% | 0.01141% | 0.01378% | 0.01378% | 0.01141% | 0.01396% | 0.0141% | 0.01396% | 0.01471% | 0.01998% | 0.01756% | 0.01756%
7286 | 0.01563% | 0.01539% | 0.01747% | 0.01425% | 0.01273% | 0.007442% | 0.01408% | 0.01095% | 0.01276% | 0.01095% | 0.01273% | 0.01425% | 0.01273% | 0.01479% | 0.01963% | 0.01425% | 0.01273% | 0.007442% | 0.01408% | 0.01095% | 0.01276% | 0.01276% | 0.01095% | 0.01273% | 0.01425% | 0.01273% | 0.01479% | 0.01963% | 0.01563% | 0.01563%
7287 | 0.0137% | 0.01279% | 0.01672% | 0.01412% | 0.01163% | 0.006852% | 0.01267% | 0.01115% | 0.01193% | 0.01115% | 0.01163% | 0.01412% | 0.01163% | 0.01446% | 0.01852% | 0.01412% | 0.01163% | 0.006852% | 0.01267% | 0.01115% | 0.01193% | 0.01193% | 0.01115% | 0.01163% | 0.01412% | 0.01163% | 0.01446% | 0.01852% | 0.0137% | 0.0137%
7288 | 0.0117% | 0.01122% | 0.01491% | 0.0139% | 0.01065% | 0.006928% | 0.01117% | 0.009485% | 0.01124% | 0.009485% | 0.01065% | 0.0139% | 0.01065% | 0.01381% | 0.01638% | 0.0139% | 0.01065% | 0.006928% | 0.01117% | 0.009485% | 0.01124% | 0.01124% | 0.009485% | 0.01065% | 0.0139% | 0.01065% | 0.01381% | 0.01638% | 0.0117% | 0.0117%
7289 | 0.01053% | 0.009351% | 0.01461% | 0.01381% | 0.009966% | 0.007881% | 0.01049% | 0.009432% | 0.0106% | 0.009432% | 0.009966% | 0.01381% | 0.009966% | 0.0133% | 0.0142% | 0.01381% | 0.009966% | 0.007881% | 0.01049% | 0.009432% | 0.0106% | 0.0106% | 0.009432% | 0.009966% | 0.01381% | 0.009966% | 0.0133% | 0.0142% | 0.01053% | 0.01053%
7290 | 0.01082% | 0.008839% | 0.01577% | 0.0143% | 0.01005% | 0.01004% | 0.0115% | 0.009756% | 0.01019% | 0.009756% | 0.01005% | 0.0143% | 0.01005% | 0.01374% | 0.01352% | 0.0143% | 0.01005% | 0.01004% | 0.0115% | 0.009756% | 0.01019% | 0.01019% | 0.009756% | 0.01005% | 0.0143% | 0.01005% | 0.01374% | 0.01352% | 0.01082% | 0.01082%
7291 | 0.01005% | 0.008458% | 0.01345% | 0.01358% | 0.009427% | 0.01119% | 0.0111% | 0.009761% | 0.009602% | 0.009761% | 0.009427% | 0.01358% | 0.009427% | 0.01314% | 0.0115% | 0.01358% | 0.009427% | 0.01119% | 0.0111% | 0.009761% | 0.009602% | 0.009602% | 0.009761% | 0.009427% | 0.01358% | 0.009427% | 0.01314% | 0.0115% | 0.01005% | 0.01005%
7292 | 0.009673% | 0.008274% | 0.01015% | 0.01268% | 0.008908% | 0.01154% | 0.01054% | 0.009849% | 0.009016% | 0.009849% | 0.008908% | 0.01268% | 0.008908% | 0.01239% | 0.01012% | 0.01268% | 0.008908% | 0.01154% | 0.01054% | 0.009849% | 0.009016% | 0.009016% | 0.009849% | 0.008908% | 0.01268% | 0.008908% | 0.01239% | 0.01012% | 0.009673% | 0.009673%
7293 | 0.007308% | 0.008137% | 0.007337% | 0.01119% | 0.008596% | 0.01177% | 0.009948% | 0.01018% | 0.008695% | 0.01018% | 0.008596% | 0.01119% | 0.008596% | 0.01073% | 0.009212% | 0.01119% | 0.008596% | 0.01177% | 0.009948% | 0.01018% | 0.008695% | 0.008695% | 0.01018% | 0.008596% | 0.01119% | 0.008596% | 0.01073% | 0.009212% | 0.007308% | 0.007308%
7294 | 0.007027% | 0.008078% | 0.006763% | 0.00894% | 0.008503% | 0.01191% | 0.00936% | 0.01043% | 0.008595% | 0.01043% | 0.008503% | 0.00894% | 0.008503% | 0.007706% | 0.008475% | 0.00894% | 0.008503% | 0.01191% | 0.00936% | 0.01043% | 0.008595% | 0.008595% | 0.01043% | 0.008503% | 0.00894% | 0.008503% | 0.007706% | 0.008475% | 0.007027% | 0.007027%
7295 | 0.006921% | 0.008% | 0.006745% | 0.00736% | 0.008409% | 0.01191% | 0.009006% | 0.01041% | 0.008524% | 0.01041% | 0.008409% | 0.00736% | 0.008409% | 0.005612% | 0.007896% | 0.00736% | 0.008409% | 0.01191% | 0.009006% | 0.01041% | 0.008524% | 0.008524% | 0.01041% | 0.008409% | 0.00736% | 0.008409% | 0.005612% | 0.007896% | 0.006921% | 0.006921%
7296 | 0.007058% | 0.007934% | 0.006792% | 0.006456% | 0.008388% | 0.01206% | 0.008897% | 0.008873% | 0.008474% | 0.008873% | 0.008388% | 0.006456% | 0.008388% | 0.005123% | 0.007321% | 0.006456% | 0.008388% | 0.01206% | 0.008897% | 0.008873% | 0.008474% | 0.008474% | 0.008873% | 0.008388% | 0.006456% | 0.008388% | 0.005123% | 0.007321% | 0.007058% | 0.007058%
7297 | 0.007058% | 0.00795% | 0.006873% | 0.005932% | 0.008356% | 0.012% | 0.008814% | 0.007526% | 0.008451% | 0.007526% | 0.008356% | 0.005932% | 0.008356% | 0.00491% | 0.007053% | 0.005932% | 0.008356% | 0.012% | 0.008814% | 0.007526% | 0.008451% | 0.008451% | 0.007526% | 0.008356% | 0.005932% | 0.008356% | 0.00491% | 0.007053% | 0.007058% | 0.007058%
7298 | 0.007131% | 0.007952% | 0.006812% | 0.005789% | 0.008361% | 0.01204% | 0.008843% | 0.006535% | 0.008616% | 0.006535% | 0.008361% | 0.005789% | 0.008361% | 0.004933% | 0.007087% | 0.005789% | 0.008361% | 0.01204% | 0.008843% | 0.006535% | 0.008616% | 0.008616% | 0.006535% | 0.008361% | 0.005789% | 0.008361% | 0.004933% | 0.007087% | 0.007131% | 0.007131%
7299 | 0.007428% | 0.007906% | 0.006791% | 0.005768% | 0.00845% | 0.01209% | 0.008945% | 0.005811% | 0.009009% | 0.005811% | 0.00845% | 0.005768% | 0.00845% | 0.005187% | 0.007336% | 0.005768% | 0.00845% | 0.01209% | 0.008945% | 0.005811% | 0.009009% | 0.009009% | 0.005811% | 0.00845% | 0.005768% | 0.00845% | 0.005187% | 0.007336% | 0.007428% | 0.007428%
7300 | 0.008436% | 0.007901% | 0.006861% | 0.005908% | 0.008937% | 0.01218% | 0.009261% | 0.005779% | 0.009602% | 0.005779% | 0.008937% | 0.005908% | 0.008937% | 0.005619% | 0.008037% | 0.005908% | 0.008937% | 0.01218% | 0.009261% | 0.005779% | 0.009602% | 0.009602% | 0.005779% | 0.008937% | 0.005908% | 0.008937% | 0.005619% | 0.008037% | 0.008436% | 0.008436%
7301 | 0.01048% | 0.008517% | 0.007008% | 0.006735% | 0.00987% | 0.01198% | 0.01005% | 0.006776% | 0.01037% | 0.006776% | 0.00987% | 0.006735% | 0.00987% | 0.006252% | 0.009458% | 0.006735% | 0.00987% | 0.01198% | 0.01005% | 0.006776% | 0.01037% | 0.01037% | 0.006776% | 0.00987% | 0.006735% | 0.00987% | 0.006252% | 0.009458% | 0.01048% | 0.01048%
7302 | 0.01585% | 0.008561% | 0.01279% | 0.007585% | 0.01153% | 0.01236% | 0.0115% | 0.00861% | 0.01197% | 0.00861% | 0.01153% | 0.007585% | 0.01153% | 0.007898% | 0.01195% | 0.007585% | 0.01153% | 0.01236% | 0.0115% | 0.00861% | 0.01197% | 0.01197% | 0.00861% | 0.01153% | 0.007585% | 0.01153% | 0.007898% | 0.01195% | 0.01585% | 0.01585%
7303 | 0.01647% | 0.009535% | 0.0152% | 0.008565% | 0.01256% | 0.01204% | 0.01208% | 0.01076% | 0.01292% | 0.01076% | 0.01256% | 0.008565% | 0.01256% | 0.00957% | 0.01347% | 0.008565% | 0.01256% | 0.01204% | 0.01208% | 0.01076% | 0.01292% | 0.01292% | 0.01076% | 0.01256% | 0.008565% | 0.01256% | 0.00957% | 0.01347% | 0.01647% | 0.01647%
7304 | 0.01754% | 0.0124% | 0.01643% | 0.01028% | 0.01365% | 0.01136% | 0.01269% | 0.01284% | 0.01377% | 0.01284% | 0.01365% | 0.01028% | 0.01365% | 0.01183% | 0.01512% | 0.01028% | 0.01365% | 0.01136% | 0.01269% | 0.01284% | 0.01377% | 0.01377% | 0.01284% | 0.01365% | 0.01028% | 0.01365% | 0.01183% | 0.01512% | 0.01754% | 0.01754%
7305 | 0.01874% | 0.01579% | 0.01709% | 0.01165% | 0.01492% | 0.01094% | 0.01394% | 0.01316% | 0.01482% | 0.01316% | 0.01492% | 0.01165% | 0.01492% | 0.01298% | 0.01719% | 0.01165% | 0.01492% | 0.01094% | 0.01394% | 0.01316% | 0.01482% | 0.01482% | 0.01316% | 0.01492% | 0.01165% | 0.01492% | 0.01298% | 0.01719% | 0.01874% | 0.01874%
7306 | 0.01952% | 0.01832% | 0.018% | 0.01254% | 0.01568% | 0.01066% | 0.01497% | 0.01343% | 0.01533% | 0.01343% | 0.01568% | 0.01254% | 0.01568% | 0.01335% | 0.01868% | 0.01254% | 0.01568% | 0.01066% | 0.01497% | 0.01343% | 0.01533% | 0.01533% | 0.01343% | 0.01568% | 0.01254% | 0.01568% | 0.01335% | 0.01868% | 0.01952% | 0.01952%
7307 | 0.01977% | 0.01922% | 0.01843% | 0.01318% | 0.01567% | 0.01029% | 0.01546% | 0.0131% | 0.01526% | 0.0131% | 0.01567% | 0.01318% | 0.01567% | 0.01355% | 0.01965% | 0.01318% | 0.01567% | 0.01029% | 0.01546% | 0.0131% | 0.01526% | 0.01526% | 0.0131% | 0.01567% | 0.01318% | 0.01567% | 0.01355% | 0.01965% | 0.01977% | 0.01977%
7308 | 0.01942% | 0.01906% | 0.01889% | 0.01368% | 0.01522% | 0.00955% | 0.01542% | 0.01228% | 0.01503% | 0.01228% | 0.01522% | 0.01368% | 0.01522% | 0.01377% | 0.02006% | 0.01368% | 0.01522% | 0.00955% | 0.01542% | 0.01228% | 0.01503% | 0.01503% | 0.01228% | 0.01522% | 0.01368% | 0.01522% | 0.01377% | 0.02006% | 0.01942% | 0.01942%
7309 | 0.01832% | 0.01831% | 0.01892% | 0.01402% | 0.0143% | 0.008418% | 0.015% | 0.01145% | 0.0145% | 0.01145% | 0.0143% | 0.01402% | 0.0143% | 0.01402% | 0.02004% | 0.01402% | 0.0143% | 0.008418% | 0.015% | 0.01145% | 0.0145% | 0.0145% | 0.01145% | 0.0143% | 0.01402% | 0.0143% | 0.01402% | 0.02004% | 0.01832% | 0.01832%
7310 | 0.0164% | 0.01569% | 0.01795% | 0.01417% | 0.01301% | 0.007425% | 0.01408% | 0.01097% | 0.01341% | 0.01097% | 0.01301% | 0.01417% | 0.01301% | 0.01417% | 0.01967% | 0.01417% | 0.01301% | 0.007425% | 0.01408% | 0.01097% | 0.01341% | 0.01341% | 0.01097% | 0.01301% | 0.01417% | 0.01301% | 0.01417% | 0.01967% | 0.0164% | 0.0164%
7311 | 0.01441% | 0.01314% | 0.01708% | 0.01418% | 0.0119% | 0.00687% | 0.01266% | 0.01121% | 0.01258% | 0.01121% | 0.0119% | 0.01418% | 0.0119% | 0.01406% | 0.01857% | 0.01418% | 0.0119% | 0.00687% | 0.01266% | 0.01121% | 0.01258% | 0.01258% | 0.01121% | 0.0119% | 0.01418% | 0.0119% | 0.01406% | 0.01857% | 0.01441% | 0.01441%
7312 | 0.01221% | 0.01158% | 0.01505% | 0.01405% | 0.01092% | 0.006972% | 0.01114% | 0.009571% | 0.01188% | 0.009571% | 0.01092% | 0.01405% | 0.01092% | 0.01362% | 0.0164% | 0.01405% | 0.01092% | 0.006972% | 0.01114% | 0.009571% | 0.01188% | 0.01188% | 0.009571% | 0.01092% | 0.01405% | 0.01092% | 0.01362% | 0.0164% | 0.01221% | 0.01221%
7313 | 0.01073% | 0.009652% | 0.01469% | 0.014% | 0.01009% | 0.007858% | 0.01047% | 0.009486% | 0.01089% | 0.009486% | 0.01009% | 0.014% | 0.01009% | 0.01333% | 0.01433% | 0.014% | 0.01009% | 0.007858% | 0.01047% | 0.009486% | 0.01089% | 0.01089% | 0.009486% | 0.01009% | 0.014% | 0.01009% | 0.01333% | 0.01433% | 0.01073% | 0.01073%
7314 | 0.01077% | 0.009059% | 0.01573% | 0.01444% | 0.01005% | 0.009847% | 0.01136% | 0.009792% | 0.01018% | 0.009792% | 0.01005% | 0.01444% | 0.01005% | 0.01384% | 0.01351% | 0.01444% | 0.01005% | 0.009847% | 0.01136% | 0.009792% | 0.01018% | 0.01018% | 0.009792% | 0.01005% | 0.01444% | 0.01005% | 0.01384% | 0.01351% | 0.01077% | 0.01077%
7315 | 0.00998% | 0.00864% | 0.01332% | 0.01371% | 0.009426% | 0.01091% | 0.01092% | 0.009778% | 0.009558% | 0.009778% | 0.009426% | 0.01371% | 0.009426% | 0.01329% | 0.01147% | 0.01371% | 0.009426% | 0.01091% | 0.01092% | 0.009778% | 0.009558% | 0.009558% | 0.009778% | 0.009426% | 0.01371% | 0.009426% | 0.01329% | 0.01147% | 0.00998% | 0.00998%
7316 | 0.009522% | 0.008344% | 0.009772% | 0.01275% | 0.008884% | 0.01127% | 0.01039% | 0.009837% | 0.008941% | 0.009837% | 0.008884% | 0.01275% | 0.008884% | 0.01254% | 0.0101% | 0.01275% | 0.008884% | 0.01127% | 0.01039% | 0.009837% | 0.008941% | 0.008941% | 0.009837% | 0.008884% | 0.01275% | 0.008884% | 0.01254% | 0.0101% | 0.009522% | 0.009522%
7317 | 0.007379% | 0.008125% | 0.007259% | 0.01117% | 0.00857% | 0.01148% | 0.009797% | 0.01015% | 0.008594% | 0.01015% | 0.00857% | 0.01117% | 0.00857% | 0.01074% | 0.009181% | 0.01117% | 0.00857% | 0.01148% | 0.009797% | 0.01015% | 0.008594% | 0.008594% | 0.01015% | 0.00857% | 0.01117% | 0.00857% | 0.01074% | 0.009181% | 0.007379% | 0.007379%
7318 | 0.00712% | 0.008105% | 0.006649% | 0.00886% | 0.00847% | 0.0116% | 0.009217% | 0.01041% | 0.008474% | 0.01041% | 0.00847% | 0.00886% | 0.00847% | 0.007585% | 0.008438% | 0.00886% | 0.00847% | 0.0116% | 0.009217% | 0.01041% | 0.008474% | 0.008474% | 0.01041% | 0.00847% | 0.00886% | 0.00847% | 0.007585% | 0.008438% | 0.00712% | 0.00712%
7319 | 0.007043% | 0.008066% | 0.006633% | 0.00728% | 0.008381% | 0.01168% | 0.00887% | 0.01036% | 0.008384% | 0.01036% | 0.008381% | 0.00728% | 0.008381% | 0.005452% | 0.007862% | 0.00728% | 0.008381% | 0.01168% | 0.00887% | 0.01036% | 0.008384% | 0.008384% | 0.01036% | 0.008381% | 0.00728% | 0.008381% | 0.005452% | 0.007862% | 0.007043% | 0.007043%
7320 | 0.007116% | 0.007988% | 0.006655% | 0.006385% | 0.008332% | 0.01184% | 0.008761% | 0.008822% | 0.008345% | 0.008822% | 0.008332% | 0.006385% | 0.008332% | 0.004969% | 0.007255% | 0.006385% | 0.008332% | 0.01184% | 0.008761% | 0.008822% | 0.008345% | 0.008345% | 0.008822% | 0.008332% | 0.006385% | 0.008332% | 0.004969% | 0.007255% | 0.007116% | 0.007116%
7321 | 0.007271% | 0.007972% | 0.006805% | 0.005971% | 0.008321% | 0.01193% | 0.008737% | 0.007481% | 0.00831% | 0.007481% | 0.008321% | 0.005971% | 0.008321% | 0.004991% | 0.007039% | 0.005971% | 0.008321% | 0.01193% | 0.008737% | 0.007481% | 0.00831% | 0.00831% | 0.007481% | 0.008321% | 0.005971% | 0.008321% | 0.004991% | 0.007039% | 0.007271% | 0.007271%
7322 | 0.007282% | 0.007936% | 0.006779% | 0.005837% | 0.008343% | 0.01201% | 0.008797% | 0.006489% | 0.008447% | 0.006489% | 0.008343% | 0.005837% | 0.008343% | 0.005035% | 0.007096% | 0.005837% | 0.008343% | 0.01201% | 0.008797% | 0.006489% | 0.008447% | 0.008447% | 0.006489% | 0.008343% | 0.005837% | 0.008343% | 0.005035% | 0.007096% | 0.007282% | 0.007282%
7323 | 0.007619% | 0.007874% | 0.00679% | 0.005821% | 0.008443% | 0.01208% | 0.008902% | 0.005781% | 0.008844% | 0.005781% | 0.008443% | 0.005821% | 0.008443% | 0.005329% | 0.007361% | 0.005821% | 0.008443% | 0.01208% | 0.008902% | 0.005781% | 0.008844% | 0.008844% | 0.005781% | 0.008443% | 0.005821% | 0.008443% | 0.005329% | 0.007361% | 0.007619% | 0.007619%
7324 | 0.008596% | 0.007839% | 0.006879% | 0.005984% | 0.008924% | 0.01213% | 0.009225% | 0.005748% | 0.00948% | 0.005748% | 0.008924% | 0.005984% | 0.008924% | 0.005777% | 0.008074% | 0.005984% | 0.008924% | 0.01213% | 0.009225% | 0.005748% | 0.00948% | 0.00948% | 0.005748% | 0.008924% | 0.005984% | 0.008924% | 0.005777% | 0.008074% | 0.008596% | 0.008596%
7325 | 0.0105% | 0.008571% | 0.007% | 0.006826% | 0.009851% | 0.01198% | 0.01004% | 0.006779% | 0.01036% | 0.006779% | 0.009851% | 0.006826% | 0.009851% | 0.006433% | 0.009511% | 0.006826% | 0.009851% | 0.01198% | 0.01004% | 0.006779% | 0.01036% | 0.01036% | 0.006779% | 0.009851% | 0.006826% | 0.009851% | 0.006433% | 0.009511% | 0.0105% | 0.0105%
7326 | 0.01607% | 0.008556% | 0.01276% | 0.007673% | 0.01148% | 0.01234% | 0.01151% | 0.008601% | 0.01194% | 0.008601% | 0.01148% | 0.007673% | 0.01148% | 0.008083% | 0.012% | 0.007673% | 0.01148% | 0.01234% | 0.01151% | 0.008601% | 0.01194% | 0.01194% | 0.008601% | 0.01148% | 0.007673% | 0.01148% | 0.008083% | 0.012% | 0.01607% | 0.01607%
7327 | 0.01684% | 0.009622% | 0.01536% | 0.008775% | 0.0126% | 0.01201% | 0.01221% | 0.01086% | 0.01291% | 0.01086% | 0.0126% | 0.008775% | 0.0126% | 0.009866% | 0.01377% | 0.008775% | 0.0126% | 0.01201% | 0.01221% | 0.01086% | 0.01291% | 0.01291% | 0.01086% | 0.0126% | 0.008775% | 0.0126% | 0.009866% | 0.01377% | 0.01684% | 0.01684%
7328 | 0.01751% | 0.01239% | 0.01643% | 0.01038% | 0.01367% | 0.01137% | 0.01274% | 0.01284% | 0.01388% | 0.01284% | 0.01367% | 0.01038% | 0.01367% | 0.0121% | 0.01518% | 0.01038% | 0.01367% | 0.01137% | 0.01274% | 0.01284% | 0.01388% | 0.01388% | 0.01284% | 0.01367% | 0.01038% | 0.01367% | 0.0121% | 0.01518% | 0.01751% | 0.01751%
7329 | 0.01869% | 0.0156% | 0.01702% | 0.01179% | 0.01502% | 0.01108% | 0.01408% | 0.01316% | 0.01505% | 0.01316% | 0.01502% | 0.01179% | 0.01502% | 0.01338% | 0.01726% | 0.01179% | 0.01502% | 0.01108% | 0.01408% | 0.01316% | 0.01505% | 0.01505% | 0.01316% | 0.01502% | 0.01179% | 0.01502% | 0.01338% | 0.01726% | 0.01869% | 0.01869%
7330 | 0.01945% | 0.01814% | 0.01784% | 0.01275% | 0.01582% | 0.01096% | 0.01519% | 0.01347% | 0.01554% | 0.01347% | 0.01582% | 0.01275% | 0.01582% | 0.01394% | 0.01874% | 0.01275% | 0.01582% | 0.01096% | 0.01519% | 0.01347% | 0.01554% | 0.01554% | 0.01347% | 0.01582% | 0.01275% | 0.01582% | 0.01394% | 0.01874% | 0.01945% | 0.01945%
7331 | 0.01971% | 0.01908% | 0.01829% | 0.01345% | 0.01582% | 0.01064% | 0.01572% | 0.01315% | 0.01542% | 0.01315% | 0.01582% | 0.01345% | 0.01582% | 0.01435% | 0.01972% | 0.01345% | 0.01582% | 0.01064% | 0.01572% | 0.01315% | 0.01542% | 0.01542% | 0.01315% | 0.01582% | 0.01345% | 0.01582% | 0.01435% | 0.01972% | 0.01971% | 0.01971%
7332 | 0.01939% | 0.01894% | 0.0188% | 0.01404% | 0.01537% | 0.009893% | 0.01571% | 0.01232% | 0.01511% | 0.01232% | 0.01537% | 0.01404% | 0.01537% | 0.01468% | 0.02011% | 0.01404% | 0.01537% | 0.009893% | 0.01571% | 0.01232% | 0.01511% | 0.01511% | 0.01232% | 0.01537% | 0.01404% | 0.01537% | 0.01468% | 0.02011% | 0.01939% | 0.01939%
7333 | 0.01828% | 0.01819% | 0.01893% | 0.01441% | 0.01443% | 0.008798% | 0.01526% | 0.0115% | 0.01454% | 0.0115% | 0.01443% | 0.01441% | 0.01443% | 0.01494% | 0.02006% | 0.01441% | 0.01443% | 0.008798% | 0.01526% | 0.0115% | 0.01454% | 0.01454% | 0.0115% | 0.01443% | 0.01441% | 0.01443% | 0.01494% | 0.02006% | 0.01828% | 0.01828%
7334 | 0.01628% | 0.01554% | 0.01792% | 0.01449% | 0.01315% | 0.007798% | 0.01427% | 0.0111% | 0.01356% | 0.0111% | 0.01315% | 0.01449% | 0.01315% | 0.01489% | 0.01969% | 0.01449% | 0.01315% | 0.007798% | 0.01427% | 0.0111% | 0.01356% | 0.01356% | 0.0111% | 0.01315% | 0.01449% | 0.01315% | 0.01489% | 0.01969% | 0.01628% | 0.01628%
7335 | 0.0142% | 0.01291% | 0.01705% | 0.01438% | 0.01207% | 0.007222% | 0.01286% | 0.01138% | 0.01279% | 0.01138% | 0.01207% | 0.01438% | 0.01207% | 0.01451% | 0.0186% | 0.01438% | 0.01207% | 0.007222% | 0.01286% | 0.01138% | 0.01279% | 0.01279% | 0.01138% | 0.01207% | 0.01438% | 0.01207% | 0.01451% | 0.0186% | 0.0142% | 0.0142%
7336 | 0.01212% | 0.01134% | 0.01514% | 0.01415% | 0.01116% | 0.007302% | 0.01137% | 0.009724% | 0.01214% | 0.009724% | 0.01116% | 0.01415% | 0.01116% | 0.01386% | 0.01646% | 0.01415% | 0.01116% | 0.007302% | 0.01137% | 0.009724% | 0.01214% | 0.01214% | 0.009724% | 0.01116% | 0.01415% | 0.01116% | 0.01386% | 0.01646% | 0.01212% | 0.01212%
7337 | 0.01092% | 0.009436% | 0.0148% | 0.01409% | 0.01034% | 0.008109% | 0.01074% | 0.009557% | 0.01117% | 0.009557% | 0.01034% | 0.01409% | 0.01034% | 0.01346% | 0.01448% | 0.01409% | 0.01034% | 0.008109% | 0.01074% | 0.009557% | 0.01117% | 0.01117% | 0.009557% | 0.01034% | 0.01409% | 0.01034% | 0.01346% | 0.01448% | 0.01092% | 0.01092%
7338 | 0.01107% | 0.008922% | 0.01573% | 0.01445% | 0.01022% | 0.009937% | 0.01155% | 0.009814% | 0.01037% | 0.009814% | 0.01022% | 0.01445% | 0.01022% | 0.01378% | 0.01358% | 0.01445% | 0.01022% | 0.009937% | 0.01155% | 0.009814% | 0.01037% | 0.01037% | 0.009814% | 0.01022% | 0.01445% | 0.01022% | 0.01378% | 0.01358% | 0.01107% | 0.01107%
7339 | 0.01027% | 0.008576% | 0.01332% | 0.01365% | 0.009585% | 0.01093% | 0.01112% | 0.009749% | 0.009681% | 0.009749% | 0.009585% | 0.01365% | 0.009585% | 0.01315% | 0.01156% | 0.01365% | 0.009585% | 0.01093% | 0.01112% | 0.009749% | 0.009681% | 0.009681% | 0.009749% | 0.009585% | 0.01365% | 0.009585% | 0.01315% | 0.01156% | 0.01027% | 0.01027%
7340 | 0.009856% | 0.008318% | 0.009879% | 0.01271% | 0.00905% | 0.01125% | 0.01057% | 0.009825% | 0.009039% | 0.009825% | 0.00905% | 0.01271% | 0.00905% | 0.01237% | 0.01019% | 0.01271% | 0.00905% | 0.01125% | 0.01057% | 0.009825% | 0.009039% | 0.009039% | 0.009825% | 0.00905% | 0.01271% | 0.00905% | 0.01237% | 0.01019% | 0.009856% | 0.009856%
7341 | 0.007432% | 0.008181% | 0.007322% | 0.01115% | 0.008718% | 0.01143% | 0.009965% | 0.01014% | 0.008669% | 0.01014% | 0.008718% | 0.01115% | 0.008718% | 0.0106% | 0.009278% | 0.01115% | 0.008718% | 0.01143% | 0.009965% | 0.01014% | 0.008669% | 0.008669% | 0.01014% | 0.008718% | 0.01115% | 0.008718% | 0.0106% | 0.009278% | 0.007432% | 0.007432%
7342 | 0.007208% | 0.008077% | 0.00672% | 0.008874% | 0.0086% | 0.01152% | 0.009366% | 0.01039% | 0.008516% | 0.01039% | 0.0086% | 0.008874% | 0.0086% | 0.007548% | 0.008532% | 0.008874% | 0.0086% | 0.01152% | 0.009366% | 0.01039% | 0.008516% | 0.008516% | 0.01039% | 0.0086% | 0.008874% | 0.0086% | 0.007548% | 0.008532% | 0.007208% | 0.007208%
7343 | 0.007172% | 0.008042% | 0.006701% | 0.007338% | 0.00851% | 0.01153% | 0.00902% | 0.0104% | 0.008433% | 0.0104% | 0.00851% | 0.007338% | 0.00851% | 0.005553% | 0.007959% | 0.007338% | 0.00851% | 0.01153% | 0.00902% | 0.0104% | 0.008433% | 0.008433% | 0.0104% | 0.00851% | 0.007338% | 0.00851% | 0.005553% | 0.007959% | 0.007172% | 0.007172%
7344 | 0.00723% | 0.007993% | 0.006671% | 0.006433% | 0.008421% | 0.01161% | 0.008824% | 0.008842% | 0.008364% | 0.008842% | 0.008421% | 0.006433% | 0.008421% | 0.005048% | 0.007316% | 0.006433% | 0.008421% | 0.01161% | 0.008824% | 0.008842% | 0.008364% | 0.008364% | 0.008842% | 0.008421% | 0.006433% | 0.008421% | 0.005048% | 0.007316% | 0.00723% | 0.00723%
7345 | 0.006044% | 0.009687% | 0.005817% | 0.005889% | 0.008723% | 0.01241% | 0.009064% | 0.007534% | 0.008375% | 0.007534% | 0.008723% | 0.005889% | 0.008723% | 0.005281% | 0.007187% | 0.005889% | 0.008723% | 0.01241% | 0.009064% | 0.007534% | 0.008375% | 0.008375% | 0.007534% | 0.008723% | 0.005889% | 0.008723% | 0.005281% | 0.007187% | 0.006044% | 0.006044%
7346 | 0.005968% | 0.009796% | 0.005692% | 0.005798% | 0.008629% | 0.01243% | 0.00901% | 0.006905% | 0.008474% | 0.006905% | 0.008629% | 0.005798% | 0.008629% | 0.004868% | 0.007176% | 0.005798% | 0.008629% | 0.01243% | 0.00901% | 0.006905% | 0.008474% | 0.008474% | 0.006905% | 0.008629% | 0.005798% | 0.008629% | 0.004868% | 0.007176% | 0.005968% | 0.005968%
7347 | 0.005859% | 0.009826% | 0.005591% | 0.005806% | 0.008824% | 0.01248% | 0.008971% | 0.006696% | 0.008826% | 0.006696% | 0.008824% | 0.005806% | 0.008824% | 0.004934% | 0.00718% | 0.005806% | 0.008824% | 0.01248% | 0.008971% | 0.006696% | 0.008826% | 0.008826% | 0.006696% | 0.008824% | 0.005806% | 0.008824% | 0.004934% | 0.00718% | 0.005859% | 0.005859%
7348 | 0.005855% | 0.009873% | 0.00561% | 0.005935% | 0.009018% | 0.01257% | 0.008917% | 0.006842% | 0.008976% | 0.006842% | 0.009018% | 0.005935% | 0.009018% | 0.005344% | 0.007212% | 0.005935% | 0.009018% | 0.01257% | 0.008917% | 0.006842% | 0.008976% | 0.008976% | 0.006842% | 0.009018% | 0.005935% | 0.009018% | 0.005344% | 0.007212% | 0.005855% | 0.005855%
7349 | 0.005802% | 0.01057% | 0.005474% | 0.006456% | 0.009014% | 0.01259% | 0.008869% | 0.007623% | 0.008945% | 0.007623% | 0.009014% | 0.006456% | 0.009014% | 0.005931% | 0.007242% | 0.006456% | 0.009014% | 0.01259% | 0.008869% | 0.007623% | 0.008945% | 0.008945% | 0.007623% | 0.009014% | 0.006456% | 0.009014% | 0.005931% | 0.007242% | 0.005802% | 0.005802%
7350 | 0.009417% | 0.01035% | 0.008662% | 0.007186% | 0.009284% | 0.01282% | 0.009016% | 0.009008% | 0.009404% | 0.009008% | 0.009284% | 0.007186% | 0.009284% | 0.007419% | 0.00731% | 0.007186% | 0.009284% | 0.01282% | 0.009016% | 0.009008% | 0.009404% | 0.009404% | 0.009008% | 0.009284% | 0.007186% | 0.009284% | 0.007419% | 0.00731% | 0.009417% | 0.009417%
7351 | 0.007691% | 0.01037% | 0.006975% | 0.008274% | 0.009079% | 0.01235% | 0.008124% | 0.01049% | 0.009431% | 0.01049% | 0.009079% | 0.008274% | 0.009079% | 0.009255% | 0.006106% | 0.008274% | 0.009079% | 0.01235% | 0.008124% | 0.01049% | 0.009431% | 0.009431% | 0.01049% | 0.009079% | 0.008274% | 0.009079% | 0.009255% | 0.006106% | 0.007691% | 0.007691%
7352 | 0.006127% | 0.01097% | 0.005535% | 0.009766% | 0.008771% | 0.01162% | 0.00718% | 0.01236% | 0.009339% | 0.01236% | 0.008771% | 0.009766% | 0.008771% | 0.01138% | 0.004559% | 0.009766% | 0.008771% | 0.01162% | 0.00718% | 0.01236% | 0.009339% | 0.009339% | 0.01236% | 0.008771% | 0.009766% | 0.008771% | 0.01138% | 0.004559% | 0.006127% | 0.006127%
7353 | 0.005908% | 0.01218% | 0.005236% | 0.0112% | 0.009296% | 0.01137% | 0.007406% | 0.01294% | 0.009809% | 0.01294% | 0.009296% | 0.0112% | 0.009296% | 0.01279% | 0.004425% | 0.0112% | 0.009296% | 0.01137% | 0.007406% | 0.01294% | 0.009809% | 0.009809% | 0.01294% | 0.009296% | 0.0112% | 0.009296% | 0.01279% | 0.004425% | 0.005908% | 0.005908%
7354 | 0.005809% | 0.01368% | 0.005103% | 0.01217% | 0.00971% | 0.01107% | 0.007751% | 0.01395% | 0.01027% | 0.01395% | 0.00971% | 0.01217% | 0.00971% | 0.01335% | 0.004351% | 0.01217% | 0.00971% | 0.01107% | 0.007751% | 0.01395% | 0.01027% | 0.01027% | 0.01395% | 0.00971% | 0.01217% | 0.00971% | 0.01335% | 0.004351% | 0.005809% | 0.005809%
7355 | 0.005711% | 0.0147% | 0.005217% | 0.01298% | 0.00976% | 0.0105% | 0.008159% | 0.01433% | 0.01044% | 0.01433% | 0.00976% | 0.01298% | 0.00976% | 0.01366% | 0.004328% | 0.01298% | 0.00976% | 0.0105% | 0.008159% | 0.01433% | 0.01044% | 0.01044% | 0.01433% | 0.00976% | 0.01298% | 0.00976% | 0.01366% | 0.004328% | 0.005711% | 0.005711%
7356 | 0.005775% | 0.01464% | 0.005055% | 0.01365% | 0.00973% | 0.009727% | 0.008382% | 0.01428% | 0.01054% | 0.01428% | 0.00973% | 0.01365% | 0.00973% | 0.01394% | 0.004329% | 0.01365% | 0.00973% | 0.009727% | 0.008382% | 0.01428% | 0.01054% | 0.01054% | 0.01428% | 0.00973% | 0.01365% | 0.00973% | 0.01394% | 0.004329% | 0.005775% | 0.005775%
7357 | 0.005895% | 0.01407% | 0.005074% | 0.01412% | 0.009881% | 0.008604% | 0.008358% | 0.01423% | 0.0107% | 0.01423% | 0.009881% | 0.01412% | 0.009881% | 0.01427% | 0.004333% | 0.01412% | 0.009881% | 0.008604% | 0.008358% | 0.01423% | 0.0107% | 0.0107% | 0.01423% | 0.009881% | 0.01412% | 0.009881% | 0.01427% | 0.004333% | 0.005895% | 0.005895%
7358 | 0.005698% | 0.013% | 0.004966% | 0.0143% | 0.01002% | 0.007614% | 0.008066% | 0.01426% | 0.01089% | 0.01426% | 0.01002% | 0.0143% | 0.01002% | 0.01457% | 0.004332% | 0.0143% | 0.01002% | 0.007614% | 0.008066% | 0.01426% | 0.01089% | 0.01089% | 0.01426% | 0.01002% | 0.0143% | 0.01002% | 0.01457% | 0.004332% | 0.005698% | 0.005698%
7359 | 0.005712% | 0.01194% | 0.004882% | 0.0143% | 0.01008% | 0.007128% | 0.007618% | 0.0145% | 0.01096% | 0.0145% | 0.01008% | 0.0143% | 0.01008% | 0.01482% | 0.004329% | 0.0143% | 0.01008% | 0.007128% | 0.007618% | 0.0145% | 0.01096% | 0.01096% | 0.0145% | 0.01008% | 0.0143% | 0.01008% | 0.01482% | 0.004329% | 0.005712% | 0.005712%
7360 | 0.005735% | 0.01113% | 0.005019% | 0.01405% | 0.009788% | 0.00729% | 0.007093% | 0.01261% | 0.01057% | 0.01261% | 0.009788% | 0.01405% | 0.009788% | 0.0148% | 0.004322% | 0.01405% | 0.009788% | 0.00729% | 0.007093% | 0.01261% | 0.01057% | 0.01057% | 0.01261% | 0.009788% | 0.01405% | 0.009788% | 0.0148% | 0.004322% | 0.005735% | 0.005735%
7361 | 0.006285% | 0.01018% | 0.005448% | 0.01385% | 0.009499% | 0.008406% | 0.007298% | 0.012% | 0.009835% | 0.012% | 0.009499% | 0.01385% | 0.009499% | 0.01497% | 0.005164% | 0.01385% | 0.009499% | 0.008406% | 0.007298% | 0.012% | 0.009835% | 0.009835% | 0.012% | 0.009499% | 0.01385% | 0.009499% | 0.01497% | 0.005164% | 0.006285% | 0.006285%
7362 | 0.007848% | 0.009935% | 0.007125% | 0.01406% | 0.00973% | 0.01043% | 0.008472% | 0.01185% | 0.009532% | 0.01185% | 0.00973% | 0.01406% | 0.00973% | 0.01566% | 0.00702% | 0.01406% | 0.00973% | 0.01043% | 0.008472% | 0.01185% | 0.009532% | 0.009532% | 0.01185% | 0.00973% | 0.01406% | 0.00973% | 0.01566% | 0.00702% | 0.007848% | 0.007848%
7363 | 0.008307% | 0.009796% | 0.007584% | 0.0133% | 0.009371% | 0.01184% | 0.008481% | 0.01149% | 0.009294% | 0.01149% | 0.009371% | 0.0133% | 0.009371% | 0.01529% | 0.007069% | 0.0133% | 0.009371% | 0.01184% | 0.008481% | 0.01149% | 0.009294% | 0.009294% | 0.01149% | 0.009371% | 0.0133% | 0.009371% | 0.01529% | 0.007069% | 0.008307% | 0.008307%
7364 | 0.008658% | 0.009749% | 0.007893% | 0.01235% | 0.009125% | 0.01231% | 0.008592% | 0.01102% | 0.009093% | 0.01102% | 0.009125% | 0.01235% | 0.009125% | 0.01458% | 0.007098% | 0.01235% | 0.009125% | 0.01231% | 0.008592% | 0.01102% | 0.009093% | 0.009093% | 0.01102% | 0.009125% | 0.01235% | 0.009125% | 0.01458% | 0.007098% | 0.008658% | 0.008658%
7365 | 0.006677% | 0.009757% | 0.006485% | 0.01079% | 0.008753% | 0.01257% | 0.008669% | 0.01062% | 0.008785% | 0.01062% | 0.008753% | 0.01079% | 0.008753% | 0.01264% | 0.007105% | 0.01079% | 0.008753% | 0.01257% | 0.008669% | 0.01062% | 0.008785% | 0.008785% | 0.01062% | 0.008753% | 0.01079% | 0.008753% | 0.01264% | 0.007105% | 0.006677% | 0.006677%
7366 | 0.006603% | 0.009778% | 0.00646% | 0.008501% | 0.00862% | 0.01281% | 0.008812% | 0.01014% | 0.008471% | 0.01014% | 0.00862% | 0.008501% | 0.00862% | 0.009261% | 0.007137% | 0.008501% | 0.00862% | 0.01281% | 0.008812% | 0.01014% | 0.008471% | 0.008471% | 0.01014% | 0.00862% | 0.008501% | 0.00862% | 0.009261% | 0.007137% | 0.006603% | 0.006603%
7367 | 0.006453% | 0.009788% | 0.006359% | 0.006935% | 0.008557% | 0.0129% | 0.00897% | 0.009089% | 0.008351% | 0.009089% | 0.008557% | 0.006935% | 0.008557% | 0.006866% | 0.007165% | 0.006935% | 0.008557% | 0.0129% | 0.00897% | 0.009089% | 0.008351% | 0.008351% | 0.009089% | 0.008557% | 0.006935% | 0.008557% | 0.006866% | 0.007165% | 0.006453% | 0.006453%
7368 | 0.006394% | 0.009155% | 0.006221% | 0.006305% | 0.008535% | 0.01255% | 0.008973% | 0.008288% | 0.008344% | 0.008288% | 0.008535% | 0.006305% | 0.008535% | 0.005689% | 0.007165% | 0.006305% | 0.008535% | 0.01255% | 0.008973% | 0.008288% | 0.008344% | 0.008344% | 0.008288% | 0.008535% | 0.006305% | 0.008535% | 0.005689% | 0.007165% | 0.006394% | 0.006394%
7369 | 0.005552% | 0.007623% | 0.005625% | 0.006239% | 0.007634% | 0.01291% | 0.007837% | 0.008411% | 0.00772% | 0.008411% | 0.007634% | 0.006239% | 0.007634% | 0.005165% | 0.007086% | 0.006239% | 0.007634% | 0.01291% | 0.007837% | 0.008411% | 0.00772% | 0.00772% | 0.008411% | 0.007634% | 0.006239% | 0.007634% | 0.005165% | 0.007086% | 0.005552% | 0.005552%
7370 | 0.005629% | 0.007554% | 0.005705% | 0.006155% | 0.007768% | 0.01298% | 0.007945% | 0.007916% | 0.007826% | 0.007916% | 0.007768% | 0.006155% | 0.007768% | 0.004906% | 0.007122% | 0.006155% | 0.007768% | 0.01298% | 0.007945% | 0.007916% | 0.007826% | 0.007826% | 0.007916% | 0.007768% | 0.006155% | 0.007768% | 0.004906% | 0.007122% | 0.005629% | 0.005629%
7371 | 0.005497% | 0.007489% | 0.00551% | 0.006136% | 0.007737% | 0.01304% | 0.008011% | 0.007584% | 0.007637% | 0.007584% | 0.007737% | 0.006136% | 0.007737% | 0.004935% | 0.007173% | 0.006136% | 0.007737% | 0.01304% | 0.008011% | 0.007584% | 0.007637% | 0.007637% | 0.007584% | 0.007737% | 0.006136% | 0.007737% | 0.004935% | 0.007173% | 0.005497% | 0.005497%
7372 | 0.005546% | 0.007453% | 0.00554% | 0.006193% | 0.007857% | 0.01308% | 0.008146% | 0.007764% | 0.007758% | 0.007764% | 0.007857% | 0.006193% | 0.007857% | 0.005363% | 0.007203% | 0.006193% | 0.007857% | 0.01308% | 0.008146% | 0.007764% | 0.007758% | 0.007758% | 0.007764% | 0.007857% | 0.006193% | 0.007857% | 0.005363% | 0.007203% | 0.005546% | 0.005546%
7373 | 0.005573% | 0.007425% | 0.005621% | 0.006872% | 0.008063% | 0.01316% | 0.008359% | 0.008473% | 0.007902% | 0.008473% | 0.008063% | 0.006872% | 0.008063% | 0.006309% | 0.007253% | 0.006872% | 0.008063% | 0.01316% | 0.008359% | 0.008473% | 0.007902% | 0.007902% | 0.008473% | 0.008063% | 0.006872% | 0.008063% | 0.006309% | 0.007253% | 0.005573% | 0.005573%
7374 | 0.009816% | 0.007481% | 0.008945% | 0.007222% | 0.008012% | 0.01324% | 0.008377% | 0.008972% | 0.007707% | 0.008972% | 0.008012% | 0.007222% | 0.008012% | 0.007783% | 0.007308% | 0.007222% | 0.008012% | 0.01324% | 0.008377% | 0.008972% | 0.007707% | 0.007707% | 0.008972% | 0.008012% | 0.007222% | 0.008012% | 0.007783% | 0.007308% | 0.009816% | 0.009816%
7375 | 0.006583% | 0.00831% | 0.006507% | 0.007393% | 0.007636% | 0.01266% | 0.0076% | 0.009738% | 0.007464% | 0.009738% | 0.007636% | 0.007393% | 0.007636% | 0.008836% | 0.006176% | 0.007393% | 0.007636% | 0.01266% | 0.0076% | 0.009738% | 0.007464% | 0.007464% | 0.009738% | 0.007636% | 0.007393% | 0.007636% | 0.008836% | 0.006176% | 0.006583% | 0.006583%
7376 | 0.006141% | 0.008343% | 0.005761% | 0.00778% | 0.007433% | 0.01196% | 0.006758% | 0.01167% | 0.007727% | 0.01167% | 0.007433% | 0.00778% | 0.007433% | 0.01006% | 0.004573% | 0.00778% | 0.007433% | 0.01196% | 0.006758% | 0.01167% | 0.007727% | 0.007727% | 0.01167% | 0.007433% | 0.00778% | 0.007433% | 0.01006% | 0.004573% | 0.006141% | 0.006141%
7377 | 0.005724% | 0.008927% | 0.005304% | 0.008965% | 0.007303% | 0.01159% | 0.006551% | 0.01262% | 0.007597% | 0.01262% | 0.007303% | 0.008965% | 0.007303% | 0.01161% | 0.004436% | 0.008965% | 0.007303% | 0.01159% | 0.006551% | 0.01262% | 0.007597% | 0.007597% | 0.01262% | 0.007303% | 0.008965% | 0.007303% | 0.01161% | 0.004436% | 0.005724% | 0.005724%
7378 | 0.005417% | 0.009862% | 0.005053% | 0.01023% | 0.007044% | 0.01114% | 0.006231% | 0.01311% | 0.00736% | 0.01311% | 0.007044% | 0.01023% | 0.007044% | 0.01264% | 0.004363% | 0.01023% | 0.007044% | 0.01114% | 0.006231% | 0.01311% | 0.00736% | 0.00736% | 0.01311% | 0.007044% | 0.01023% | 0.007044% | 0.01264% | 0.004363% | 0.005417% | 0.005417%
7379 | 0.005114% | 0.01103% | 0.004969% | 0.01143% | 0.006839% | 0.01046% | 0.00596% | 0.01338% | 0.007174% | 0.01338% | 0.006839% | 0.01143% | 0.006839% | 0.01322% | 0.004335% | 0.01143% | 0.006839% | 0.01046% | 0.00596% | 0.01338% | 0.007174% | 0.007174% | 0.01338% | 0.006839% | 0.01143% | 0.006839% | 0.01322% | 0.004335% | 0.005114% | 0.005114%
7380 | 0.005201% | 0.01158% | 0.004977% | 0.01251% | 0.006841% | 0.009703% | 0.00596% | 0.01351% | 0.0072% | 0.01351% | 0.006841% | 0.01251% | 0.006841% | 0.0135% | 0.004337% | 0.01251% | 0.006841% | 0.009703% | 0.00596% | 0.01351% | 0.0072% | 0.0072% | 0.01351% | 0.006841% | 0.01251% | 0.006841% | 0.0135% | 0.004337% | 0.005201% | 0.005201%
7381 | 0.005202% | 0.0117% | 0.0049% | 0.01311% | 0.00685% | 0.008761% | 0.005943% | 0.01369% | 0.007186% | 0.01369% | 0.00685% | 0.01311% | 0.00685% | 0.01367% | 0.00434% | 0.01311% | 0.00685% | 0.008761% | 0.005943% | 0.01369% | 0.007186% | 0.007186% | 0.01369% | 0.00685% | 0.01311% | 0.00685% | 0.01367% | 0.00434% | 0.005202% | 0.005202%
7382 | 0.005033% | 0.01111% | 0.004847% | 0.01331% | 0.006895% | 0.007913% | 0.005977% | 0.01384% | 0.007187% | 0.01384% | 0.006895% | 0.01331% | 0.006895% | 0.01383% | 0.004349% | 0.01331% | 0.006895% | 0.007913% | 0.005977% | 0.01384% | 0.007187% | 0.007187% | 0.01384% | 0.006895% | 0.01331% | 0.006895% | 0.01383% | 0.004349% | 0.005033% | 0.005033%
7383 | 0.00517% | 0.01009% | 0.004972% | 0.01314% | 0.006884% | 0.007493% | 0.00596% | 0.01395% | 0.007188% | 0.01395% | 0.006884% | 0.01314% | 0.006884% | 0.01388% | 0.004356% | 0.01314% | 0.006884% | 0.007493% | 0.00596% | 0.01395% | 0.007188% | 0.007188% | 0.01395% | 0.006884% | 0.01314% | 0.006884% | 0.01388% | 0.004356% | 0.00517% | 0.00517%
7384 | 0.005266% | 0.009085% | 0.004933% | 0.01266% | 0.006698% | 0.007701% | 0.005818% | 0.01191% | 0.007081% | 0.01191% | 0.006698% | 0.01266% | 0.006698% | 0.01369% | 0.004363% | 0.01266% | 0.006698% | 0.007701% | 0.005818% | 0.01191% | 0.007081% | 0.007081% | 0.01191% | 0.006698% | 0.01266% | 0.006698% | 0.01369% | 0.004363% | 0.005266% | 0.005266%
7385 | 0.005909% | 0.008298% | 0.005576% | 0.01228% | 0.006745% | 0.008787% | 0.006322% | 0.01124% | 0.007027% | 0.01124% | 0.006745% | 0.01228% | 0.006745% | 0.01363% | 0.00526% | 0.01228% | 0.006745% | 0.008787% | 0.006322% | 0.01124% | 0.007027% | 0.007027% | 0.01124% | 0.006745% | 0.01228% | 0.006745% | 0.01363% | 0.00526% | 0.005909% | 0.005909%
7386 | 0.007444% | 0.00805% | 0.00685% | 0.01216% | 0.007204% | 0.01064% | 0.007473% | 0.01128% | 0.007204% | 0.01128% | 0.007204% | 0.01216% | 0.007204% | 0.01373% | 0.007023% | 0.01216% | 0.007204% | 0.01064% | 0.007473% | 0.01128% | 0.007204% | 0.007204% | 0.01128% | 0.007204% | 0.01216% | 0.007204% | 0.01373% | 0.007023% | 0.007444% | 0.007444%
7387 | 0.00763% | 0.00794% | 0.007033% | 0.01107% | 0.007101% | 0.01192% | 0.007363% | 0.01108% | 0.007202% | 0.01108% | 0.007101% | 0.01107% | 0.007101% | 0.01262% | 0.00704% | 0.01107% | 0.007101% | 0.01192% | 0.007363% | 0.01108% | 0.007202% | 0.007202% | 0.01108% | 0.007101% | 0.01107% | 0.007101% | 0.01262% | 0.00704% | 0.00763% | 0.00763%
7388 | 0.007676% | 0.007822% | 0.007225% | 0.009994% | 0.007098% | 0.01239% | 0.007366% | 0.01069% | 0.007208% | 0.01069% | 0.007098% | 0.009994% | 0.007098% | 0.01129% | 0.007066% | 0.009994% | 0.007098% | 0.01239% | 0.007366% | 0.01069% | 0.007208% | 0.007208% | 0.01069% | 0.007098% | 0.009994% | 0.007098% | 0.01129% | 0.007066% | 0.007676% | 0.007676%
7389 | 0.00559% | 0.007743% | 0.005505% | 0.009005% | 0.007178% | 0.01249% | 0.007421% | 0.01037% | 0.007269% | 0.01037% | 0.007178% | 0.009005% | 0.007178% | 0.009765% | 0.007068% | 0.009005% | 0.007178% | 0.01249% | 0.007421% | 0.01037% | 0.007269% | 0.007269% | 0.01037% | 0.007178% | 0.009005% | 0.007178% | 0.009765% | 0.007068% | 0.00559% | 0.00559%
7390 | 0.005574% | 0.007697% | 0.00561% | 0.008089% | 0.007314% | 0.01245% | 0.007563% | 0.0101% | 0.007386% | 0.0101% | 0.007314% | 0.008089% | 0.007314% | 0.008198% | 0.007075% | 0.008089% | 0.007314% | 0.01245% | 0.007563% | 0.0101% | 0.007386% | 0.007386% | 0.0101% | 0.007314% | 0.008089% | 0.007314% | 0.008198% | 0.007075% | 0.005574% | 0.005574%
7391 | 0.005629% | 0.007669% | 0.005636% | 0.007376% | 0.007459% | 0.01244% | 0.007686% | 0.009306% | 0.007546% | 0.009306% | 0.007459% | 0.007376% | 0.007459% | 0.00667% | 0.007067% | 0.007376% | 0.007459% | 0.01244% | 0.007686% | 0.009306% | 0.007546% | 0.007546% | 0.009306% | 0.007459% | 0.007376% | 0.007459% | 0.00667% | 0.007067% | 0.005629% | 0.005629%
7392 | 0.005621% | 0.008184% | 0.005643% | 0.006507% | 0.007892% | 0.01255% | 0.008158% | 0.008689% | 0.007819% | 0.008689% | 0.007892% | 0.006507% | 0.007892% | 0.005646% | 0.007062% | 0.006507% | 0.007892% | 0.01255% | 0.008158% | 0.008689% | 0.007819% | 0.007819% | 0.008689% | 0.007892% | 0.006507% | 0.007892% | 0.005646% | 0.007062% | 0.005621% | 0.005621%
7393 | 0.007136% | 0.008022% | 0.006865% | 0.006412% | 0.008525% | 0.01168% | 0.009118% | 0.008884% | 0.008418% | 0.008884% | 0.008525% | 0.006412% | 0.008525% | 0.005104% | 0.007319% | 0.006412% | 0.008525% | 0.01168% | 0.009118% | 0.008884% | 0.008418% | 0.008418% | 0.008884% | 0.008525% | 0.006412% | 0.008525% | 0.005104% | 0.007319% | 0.007136% | 0.007136%
7394 | 0.007162% | 0.007982% | 0.006913% | 0.005993% | 0.00845% | 0.01172% | 0.008969% | 0.007505% | 0.008356% | 0.007505% | 0.00845% | 0.005993% | 0.00845% | 0.005038% | 0.00709% | 0.005993% | 0.00845% | 0.01172% | 0.008969% | 0.007505% | 0.008356% | 0.008356% | 0.007505% | 0.00845% | 0.005993% | 0.00845% | 0.005038% | 0.00709% | 0.007162% | 0.007162%
7395 | 0.007224% | 0.007955% | 0.00697% | 0.005847% | 0.00849% | 0.01173% | 0.009008% | 0.006505% | 0.008623% | 0.006505% | 0.00849% | 0.005847% | 0.00849% | 0.005086% | 0.007124% | 0.005847% | 0.00849% | 0.01173% | 0.009008% | 0.006505% | 0.008623% | 0.008623% | 0.006505% | 0.00849% | 0.005847% | 0.00849% | 0.005086% | 0.007124% | 0.007224% | 0.007224%
7396 | 0.007472% | 0.007907% | 0.00687% | 0.005834% | 0.008589% | 0.01178% | 0.009081% | 0.005753% | 0.00909% | 0.005753% | 0.008589% | 0.005834% | 0.008589% | 0.005318% | 0.007383% | 0.005834% | 0.008589% | 0.01178% | 0.009081% | 0.005753% | 0.00909% | 0.00909% | 0.005753% | 0.008589% | 0.005834% | 0.008589% | 0.005318% | 0.007383% | 0.007472% | 0.007472%
7397 | 0.008346% | 0.007858% | 0.006879% | 0.005978% | 0.009111% | 0.01186% | 0.009435% | 0.005718% | 0.00968% | 0.005718% | 0.009111% | 0.005978% | 0.009111% | 0.00573% | 0.008093% | 0.005978% | 0.009111% | 0.01186% | 0.009435% | 0.005718% | 0.00968% | 0.00968% | 0.005718% | 0.009111% | 0.005978% | 0.009111% | 0.00573% | 0.008093% | 0.008346% | 0.008346%
7398 | 0.01051% | 0.008509% | 0.007096% | 0.006786% | 0.01013% | 0.01178% | 0.01028% | 0.006774% | 0.01049% | 0.006774% | 0.01013% | 0.006786% | 0.01013% | 0.006385% | 0.009543% | 0.006786% | 0.01013% | 0.01178% | 0.01028% | 0.006774% | 0.01049% | 0.01049% | 0.006774% | 0.01013% | 0.006786% | 0.01013% | 0.006385% | 0.009543% | 0.01051% | 0.01051%
7399 | 0.01521% | 0.008438% | 0.01217% | 0.007103% | 0.01134% | 0.01165% | 0.01081% | 0.00837% | 0.0119% | 0.00837% | 0.01134% | 0.007103% | 0.01134% | 0.007389% | 0.01092% | 0.007103% | 0.01134% | 0.01165% | 0.01081% | 0.00837% | 0.0119% | 0.0119% | 0.00837% | 0.01134% | 0.007103% | 0.01134% | 0.007389% | 0.01092% | 0.01521% | 0.01521%
7400 | 0.01587% | 0.0095% | 0.01436% | 0.008077% | 0.01239% | 0.01098% | 0.01125% | 0.01052% | 0.01284% | 0.01052% | 0.01239% | 0.008077% | 0.01239% | 0.008961% | 0.01235% | 0.008077% | 0.01239% | 0.01098% | 0.01125% | 0.01052% | 0.01284% | 0.01284% | 0.01052% | 0.01239% | 0.008077% | 0.01239% | 0.008961% | 0.01235% | 0.01587% | 0.01587%
7401 | 0.01758% | 0.01254% | 0.01616% | 0.01025% | 0.01382% | 0.01104% | 0.01274% | 0.01277% | 0.01381% | 0.01277% | 0.01382% | 0.01025% | 0.01382% | 0.0119% | 0.01509% | 0.01025% | 0.01382% | 0.01104% | 0.01274% | 0.01277% | 0.01381% | 0.01381% | 0.01277% | 0.01382% | 0.01025% | 0.01382% | 0.0119% | 0.01509% | 0.01758% | 0.01758%
7402 | 0.01888% | 0.01577% | 0.01692% | 0.01168% | 0.01501% | 0.01094% | 0.01406% | 0.01308% | 0.01474% | 0.01308% | 0.01501% | 0.01168% | 0.01501% | 0.01325% | 0.01721% | 0.01168% | 0.01501% | 0.01094% | 0.01406% | 0.01308% | 0.01474% | 0.01474% | 0.01308% | 0.01501% | 0.01168% | 0.01501% | 0.01325% | 0.01721% | 0.01888% | 0.01888%
7403 | 0.01975% | 0.01835% | 0.01796% | 0.01266% | 0.01561% | 0.01077% | 0.01508% | 0.0134% | 0.0151% | 0.0134% | 0.01561% | 0.01266% | 0.01561% | 0.01386% | 0.0187% | 0.01266% | 0.01561% | 0.01077% | 0.01508% | 0.0134% | 0.0151% | 0.0151% | 0.0134% | 0.01561% | 0.01266% | 0.01561% | 0.01386% | 0.0187% | 0.01975% | 0.01975%
7404 | 0.02017% | 0.0193% | 0.01853% | 0.01339% | 0.01558% | 0.01043% | 0.01553% | 0.01309% | 0.01511% | 0.01309% | 0.01558% | 0.01339% | 0.01558% | 0.01422% | 0.01965% | 0.01339% | 0.01558% | 0.01043% | 0.01553% | 0.01309% | 0.01511% | 0.01511% | 0.01309% | 0.01558% | 0.01339% | 0.01558% | 0.01422% | 0.01965% | 0.02017% | 0.02017%
7405 | 0.01983% | 0.01915% | 0.01902% | 0.01395% | 0.01507% | 0.009584% | 0.01542% | 0.01224% | 0.01484% | 0.01224% | 0.01507% | 0.01395% | 0.01507% | 0.01445% | 0.02004% | 0.01395% | 0.01507% | 0.009584% | 0.01542% | 0.01224% | 0.01484% | 0.01484% | 0.01224% | 0.01507% | 0.01395% | 0.01507% | 0.01445% | 0.02004% | 0.01983% | 0.01983%
7406 | 0.01864% | 0.01839% | 0.01917% | 0.01429% | 0.01403% | 0.008464% | 0.01493% | 0.01137% | 0.01414% | 0.01137% | 0.01403% | 0.01429% | 0.01403% | 0.01463% | 0.01999% | 0.01429% | 0.01403% | 0.008464% | 0.01493% | 0.01137% | 0.01414% | 0.01414% | 0.01137% | 0.01403% | 0.01429% | 0.01403% | 0.01463% | 0.01999% | 0.01864% | 0.01864%
7407 | 0.01667% | 0.01569% | 0.01822% | 0.01442% | 0.01266% | 0.007594% | 0.01398% | 0.01089% | 0.01285% | 0.01089% | 0.01266% | 0.01442% | 0.01266% | 0.01464% | 0.01962% | 0.01442% | 0.01266% | 0.007594% | 0.01398% | 0.01089% | 0.01285% | 0.01285% | 0.01089% | 0.01266% | 0.01442% | 0.01266% | 0.01464% | 0.01962% | 0.01667% | 0.01667%
7408 | 0.01452% | 0.013% | 0.01733% | 0.01429% | 0.01152% | 0.007266% | 0.01259% | 0.0111% | 0.01189% | 0.0111% | 0.01152% | 0.01429% | 0.01152% | 0.01429% | 0.01852% | 0.01429% | 0.01152% | 0.007266% | 0.01259% | 0.0111% | 0.01189% | 0.01189% | 0.0111% | 0.01152% | 0.01429% | 0.01152% | 0.01429% | 0.01852% | 0.01452% | 0.01452%
7409 | 0.01306% | 0.01146% | 0.0161% | 0.01455% | 0.01106% | 0.008026% | 0.01206% | 0.009653% | 0.01127% | 0.009653% | 0.01106% | 0.01455% | 0.01106% | 0.01434% | 0.01749% | 0.01455% | 0.01106% | 0.008026% | 0.01206% | 0.009653% | 0.01127% | 0.01127% | 0.009653% | 0.01106% | 0.01455% | 0.01106% | 0.01434% | 0.01749% | 0.01306% | 0.01306%
7410 | 0.01233% | 0.009667% | 0.01626% | 0.01486% | 0.0109% | 0.009353% | 0.01224% | 0.009821% | 0.01083% | 0.009821% | 0.0109% | 0.01486% | 0.0109% | 0.01453% | 0.01634% | 0.01486% | 0.0109% | 0.009353% | 0.01224% | 0.009821% | 0.01083% | 0.01083% | 0.009821% | 0.0109% | 0.01486% | 0.0109% | 0.01453% | 0.01634% | 0.01233% | 0.01233%
7411 | 0.01106% | 0.008905% | 0.01592% | 0.01439% | 0.01022% | 0.01037% | 0.01167% | 0.009819% | 0.01021% | 0.009819% | 0.01022% | 0.01439% | 0.01022% | 0.0139% | 0.0136% | 0.01439% | 0.01022% | 0.01037% | 0.01167% | 0.009819% | 0.01021% | 0.01021% | 0.009819% | 0.01022% | 0.01439% | 0.01022% | 0.0139% | 0.0136% | 0.01106% | 0.01106%
7412 | 0.0102% | 0.008506% | 0.01356% | 0.01366% | 0.00956% | 0.01136% | 0.01126% | 0.009792% | 0.009594% | 0.009792% | 0.00956% | 0.01366% | 0.00956% | 0.01329% | 0.01159% | 0.01366% | 0.00956% | 0.01136% | 0.01126% | 0.009792% | 0.009594% | 0.009594% | 0.009792% | 0.00956% | 0.01366% | 0.00956% | 0.01329% | 0.01159% | 0.0102% | 0.0102%
7413 | 0.009724% | 0.008284% | 0.01012% | 0.01271% | 0.008982% | 0.01168% | 0.01067% | 0.009872% | 0.008969% | 0.009872% | 0.008982% | 0.01271% | 0.008982% | 0.01249% | 0.01021% | 0.01271% | 0.008982% | 0.01168% | 0.01067% | 0.009872% | 0.008969% | 0.008969% | 0.009872% | 0.008982% | 0.01271% | 0.008982% | 0.01249% | 0.01021% | 0.009724% | 0.009724%
7414 | 0.007501% | 0.008161% | 0.007332% | 0.01115% | 0.008661% | 0.01184% | 0.01006% | 0.01019% | 0.008614% | 0.01019% | 0.008661% | 0.01115% | 0.008661% | 0.0107% | 0.00929% | 0.01115% | 0.008661% | 0.01184% | 0.01006% | 0.01019% | 0.008614% | 0.008614% | 0.01019% | 0.008661% | 0.01115% | 0.008661% | 0.0107% | 0.00929% | 0.007501% | 0.007501%
7415 | 0.007255% | 0.008115% | 0.006764% | 0.008876% | 0.008556% | 0.01195% | 0.009452% | 0.01042% | 0.00849% | 0.01042% | 0.008556% | 0.008876% | 0.008556% | 0.007637% | 0.008551% | 0.008876% | 0.008556% | 0.01195% | 0.009452% | 0.01042% | 0.00849% | 0.00849% | 0.01042% | 0.008556% | 0.008876% | 0.008556% | 0.007637% | 0.008551% | 0.007255% | 0.007255%
7416 | 0.006772% | 0.007956% | 0.006478% | 0.007216% | 0.008292% | 0.01208% | 0.00882% | 0.009984% | 0.00827% | 0.009984% | 0.008292% | 0.007216% | 0.008292% | 0.005638% | 0.007791% | 0.007216% | 0.008292% | 0.01208% | 0.00882% | 0.009984% | 0.00827% | 0.00827% | 0.009984% | 0.008292% | 0.007216% | 0.008292% | 0.005638% | 0.007791% | 0.006772% | 0.006772%
7417 | 0.007249% | 0.007998% | 0.006807% | 0.006465% | 0.008407% | 0.01195% | 0.008921% | 0.008836% | 0.008333% | 0.008836% | 0.008407% | 0.006465% | 0.008407% | 0.005188% | 0.007366% | 0.006465% | 0.008407% | 0.01195% | 0.008921% | 0.008836% | 0.008333% | 0.008333% | 0.008836% | 0.008407% | 0.006465% | 0.008407% | 0.005188% | 0.007366% | 0.007249% | 0.007249%
7418 | 0.007299% | 0.007957% | 0.006975% | 0.006025% | 0.008442% | 0.01207% | 0.008909% | 0.007494% | 0.008356% | 0.007494% | 0.008442% | 0.006025% | 0.008442% | 0.005162% | 0.007175% | 0.006025% | 0.008442% | 0.01207% | 0.008909% | 0.007494% | 0.008356% | 0.008356% | 0.007494% | 0.008442% | 0.006025% | 0.008442% | 0.005162% | 0.007175% | 0.007299% | 0.007299%
7419 | 0.007345% | 0.007918% | 0.00695% | 0.005889% | 0.008465% | 0.01217% | 0.008999% | 0.006488% | 0.008519% | 0.006488% | 0.008465% | 0.005889% | 0.008465% | 0.005231% | 0.007249% | 0.005889% | 0.008465% | 0.01217% | 0.008999% | 0.006488% | 0.008519% | 0.008519% | 0.006488% | 0.008465% | 0.005889% | 0.008465% | 0.005231% | 0.007249% | 0.007345% | 0.007345%
7420 | 0.007601% | 0.007837% | 0.00694% | 0.005862% | 0.008527% | 0.01221% | 0.009108% | 0.005735% | 0.008906% | 0.005735% | 0.008527% | 0.005862% | 0.008527% | 0.005504% | 0.007522% | 0.005862% | 0.008527% | 0.01221% | 0.009108% | 0.005735% | 0.008906% | 0.008906% | 0.005735% | 0.008527% | 0.005862% | 0.008527% | 0.005504% | 0.007522% | 0.007601% | 0.007601%
7421 | 0.008525% | 0.007803% | 0.007008% | 0.006028% | 0.009102% | 0.01234% | 0.009487% | 0.005751% | 0.009593% | 0.005751% | 0.009102% | 0.006028% | 0.009102% | 0.005962% | 0.008268% | 0.006028% | 0.009102% | 0.01234% | 0.009487% | 0.005751% | 0.009593% | 0.009593% | 0.005751% | 0.009102% | 0.006028% | 0.009102% | 0.005962% | 0.008268% | 0.008525% | 0.008525%
7422 | 0.01059% | 0.008471% | 0.007164% | 0.006878% | 0.01011% | 0.01237% | 0.01034% | 0.006738% | 0.0104% | 0.006738% | 0.01011% | 0.006878% | 0.01011% | 0.006691% | 0.009706% | 0.006878% | 0.01011% | 0.01237% | 0.01034% | 0.006738% | 0.0104% | 0.0104% | 0.006738% | 0.01011% | 0.006878% | 0.01011% | 0.006691% | 0.009706% | 0.01059% | 0.01059%
7423 | 0.01541% | 0.008362% | 0.01221% | 0.007167% | 0.01131% | 0.01215% | 0.0109% | 0.008345% | 0.0118% | 0.008345% | 0.01131% | 0.007167% | 0.01131% | 0.007656% | 0.01109% | 0.007167% | 0.01131% | 0.01215% | 0.0109% | 0.008345% | 0.0118% | 0.0118% | 0.008345% | 0.01131% | 0.007167% | 0.01131% | 0.007656% | 0.01109% | 0.01541% | 0.01541%
7424 | 0.016% | 0.009458% | 0.01445% | 0.008135% | 0.01239% | 0.01135% | 0.01133% | 0.01057% | 0.01292% | 0.01057% | 0.01239% | 0.008135% | 0.01239% | 0.00917% | 0.01248% | 0.008135% | 0.01239% | 0.01135% | 0.01133% | 0.01057% | 0.01292% | 0.01292% | 0.01057% | 0.01239% | 0.008135% | 0.01239% | 0.00917% | 0.01248% | 0.016% | 0.016%
7425 | 0.01781% | 0.0126% | 0.0164% | 0.01033% | 0.01399% | 0.01104% | 0.01282% | 0.01289% | 0.01426% | 0.01289% | 0.01399% | 0.01033% | 0.01399% | 0.01209% | 0.01516% | 0.01033% | 0.01399% | 0.01104% | 0.01282% | 0.01289% | 0.01426% | 0.01426% | 0.01289% | 0.01399% | 0.01033% | 0.01399% | 0.01209% | 0.01516% | 0.01781% | 0.01781%
7426 | 0.01914% | 0.01584% | 0.01729% | 0.01183% | 0.01529% | 0.01074% | 0.01414% | 0.01322% | 0.01546% | 0.01322% | 0.01529% | 0.01183% | 0.01529% | 0.01343% | 0.01724% | 0.01183% | 0.01529% | 0.01074% | 0.01414% | 0.01322% | 0.01546% | 0.01546% | 0.01322% | 0.01529% | 0.01183% | 0.01529% | 0.01343% | 0.01724% | 0.01914% | 0.01914%
7427 | 0.01999% | 0.01832% | 0.01833% | 0.01283% | 0.01595% | 0.01055% | 0.01516% | 0.01353% | 0.01589% | 0.01353% | 0.01595% | 0.01283% | 0.01595% | 0.01399% | 0.01872% | 0.01283% | 0.01595% | 0.01055% | 0.01516% | 0.01353% | 0.01589% | 0.01589% | 0.01353% | 0.01595% | 0.01283% | 0.01595% | 0.01399% | 0.01872% | 0.01999% | 0.01999%
7428 | 0.0204% | 0.01921% | 0.01886% | 0.0136% | 0.0159% | 0.01023% | 0.01559% | 0.01327% | 0.01581% | 0.01327% | 0.0159% | 0.0136% | 0.0159% | 0.01431% | 0.01968% | 0.0136% | 0.0159% | 0.01023% | 0.01559% | 0.01327% | 0.01581% | 0.01581% | 0.01327% | 0.0159% | 0.0136% | 0.0159% | 0.01431% | 0.01968% | 0.0204% | 0.0204%
7429 | 0.02002% | 0.01901% | 0.01925% | 0.01415% | 0.01539% | 0.009459% | 0.0155% | 0.01249% | 0.01551% | 0.01249% | 0.01539% | 0.01415% | 0.01539% | 0.01453% | 0.02008% | 0.01415% | 0.01539% | 0.009459% | 0.0155% | 0.01249% | 0.01551% | 0.01551% | 0.01249% | 0.01539% | 0.01415% | 0.01539% | 0.01453% | 0.02008% | 0.02002% | 0.02002%
7430 | 0.01888% | 0.01824% | 0.01931% | 0.01447% | 0.01438% | 0.008326% | 0.01501% | 0.01165% | 0.01489% | 0.01165% | 0.01438% | 0.01447% | 0.01438% | 0.01467% | 0.02003% | 0.01447% | 0.01438% | 0.008326% | 0.01501% | 0.01165% | 0.01489% | 0.01489% | 0.01165% | 0.01438% | 0.01447% | 0.01438% | 0.01467% | 0.02003% | 0.01888% | 0.01888%
7431 | 0.01658% | 0.01552% | 0.01813% | 0.01449% | 0.01294% | 0.007339% | 0.01402% | 0.01104% | 0.0136% | 0.01104% | 0.01294% | 0.01449% | 0.01294% | 0.01461% | 0.01964% | 0.01449% | 0.01294% | 0.007339% | 0.01402% | 0.01104% | 0.0136% | 0.0136% | 0.01104% | 0.01294% | 0.01449% | 0.01294% | 0.01461% | 0.01964% | 0.01658% | 0.01658%
7432 | 0.01424% | 0.0129% | 0.01716% | 0.01428% | 0.01168% | 0.006872% | 0.0126% | 0.01116% | 0.01251% | 0.01116% | 0.01168% | 0.01428% | 0.01168% | 0.01426% | 0.01854% | 0.01428% | 0.01168% | 0.006872% | 0.0126% | 0.01116% | 0.01251% | 0.01251% | 0.01116% | 0.01168% | 0.01428% | 0.01168% | 0.01426% | 0.01854% | 0.01424% | 0.01424%
7433 | 0.01289% | 0.01139% | 0.01607% | 0.01456% | 0.01105% | 0.007748% | 0.01209% | 0.009636% | 0.01163% | 0.009636% | 0.01105% | 0.01456% | 0.01105% | 0.01435% | 0.01754% | 0.01456% | 0.01105% | 0.007748% | 0.01209% | 0.009636% | 0.01163% | 0.01163% | 0.009636% | 0.01105% | 0.01456% | 0.01105% | 0.01435% | 0.01754% | 0.01289% | 0.01289%
7434 | 0.01225% | 0.009664% | 0.01651% | 0.01491% | 0.01075% | 0.009169% | 0.01225% | 0.009775% | 0.01101% | 0.009775% | 0.01075% | 0.01491% | 0.01075% | 0.01454% | 0.01635% | 0.01491% | 0.01075% | 0.009169% | 0.01225% | 0.009775% | 0.01101% | 0.01101% | 0.009775% | 0.01075% | 0.01491% | 0.01075% | 0.01454% | 0.01635% | 0.01225% | 0.01225%
7435 | 0.01098% | 0.008944% | 0.01623% | 0.01446% | 0.01015% | 0.01032% | 0.0117% | 0.00982% | 0.01034% | 0.00982% | 0.01015% | 0.01446% | 0.01015% | 0.01392% | 0.01363% | 0.01446% | 0.01015% | 0.01032% | 0.0117% | 0.00982% | 0.01034% | 0.01034% | 0.00982% | 0.01015% | 0.01446% | 0.01015% | 0.01392% | 0.01363% | 0.01098% | 0.01098%
7436 | 0.01017% | 0.008578% | 0.01386% | 0.01371% | 0.009498% | 0.01142% | 0.01125% | 0.009774% | 0.009676% | 0.009774% | 0.009498% | 0.01371% | 0.009498% | 0.01329% | 0.01161% | 0.01371% | 0.009498% | 0.01142% | 0.01125% | 0.009774% | 0.009676% | 0.009676% | 0.009774% | 0.009498% | 0.01371% | 0.009498% | 0.01329% | 0.01161% | 0.01017% | 0.01017%
7437 | 0.009703% | 0.008344% | 0.01024% | 0.01273% | 0.008948% | 0.01187% | 0.01066% | 0.009826% | 0.009042% | 0.009826% | 0.008948% | 0.01273% | 0.008948% | 0.01251% | 0.01024% | 0.01273% | 0.008948% | 0.01187% | 0.01066% | 0.009826% | 0.009042% | 0.009042% | 0.009826% | 0.008948% | 0.01273% | 0.008948% | 0.01251% | 0.01024% | 0.009703% | 0.009703%
7438 | 0.007455% | 0.008143% | 0.007342% | 0.01114% | 0.008621% | 0.01211% | 0.01002% | 0.01014% | 0.008688% | 0.01014% | 0.008621% | 0.01114% | 0.008621% | 0.01071% | 0.009312% | 0.01114% | 0.008621% | 0.01211% | 0.01002% | 0.01014% | 0.008688% | 0.008688% | 0.01014% | 0.008621% | 0.01114% | 0.008621% | 0.01071% | 0.009312% | 0.007455% | 0.007455%
7439 | 0.007293% | 0.008064% | 0.006731% | 0.008868% | 0.008532% | 0.01232% | 0.009439% | 0.0104% | 0.008547% | 0.0104% | 0.008532% | 0.008868% | 0.008532% | 0.007666% | 0.008582% | 0.008868% | 0.008532% | 0.01232% | 0.009439% | 0.0104% | 0.008547% | 0.008547% | 0.0104% | 0.008532% | 0.008868% | 0.008532% | 0.007666% | 0.008582% | 0.007293% | 0.007293%
7440 | 0.007213% | 0.008029% | 0.006768% | 0.00735% | 0.008456% | 0.0123% | 0.009117% | 0.0104% | 0.008453% | 0.0104% | 0.008456% | 0.00735% | 0.008456% | 0.005686% | 0.008005% | 0.00735% | 0.008456% | 0.0123% | 0.009117% | 0.0104% | 0.008453% | 0.008453% | 0.0104% | 0.008456% | 0.00735% | 0.008456% | 0.005686% | 0.008005% | 0.007213% | 0.007213%
7441 | 0.007299% | 0.007916% | 0.006783% | 0.006482% | 0.008415% | 0.01245% | 0.008951% | 0.00879% | 0.008406% | 0.00879% | 0.008415% | 0.006482% | 0.008415% | 0.005254% | 0.007395% | 0.006482% | 0.008415% | 0.01245% | 0.008951% | 0.00879% | 0.008406% | 0.008406% | 0.00879% | 0.008415% | 0.006482% | 0.008415% | 0.005254% | 0.007395% | 0.007299% | 0.007299%
7442 | 0.007365% | 0.007859% | 0.006935% | 0.006038% | 0.008424% | 0.0125% | 0.008935% | 0.007452% | 0.008373% | 0.007452% | 0.008424% | 0.006038% | 0.008424% | 0.005211% | 0.007196% | 0.006038% | 0.008424% | 0.0125% | 0.008935% | 0.007452% | 0.008373% | 0.008373% | 0.007452% | 0.008424% | 0.006038% | 0.008424% | 0.005211% | 0.007196% | 0.007365% | 0.007365%
7443 | 0.007472% | 0.007816% | 0.006897% | 0.005915% | 0.008449% | 0.01254% | 0.009032% | 0.006465% | 0.008548% | 0.006465% | 0.008449% | 0.005915% | 0.008449% | 0.005272% | 0.007267% | 0.005915% | 0.008449% | 0.01254% | 0.009032% | 0.006465% | 0.008548% | 0.008548% | 0.006465% | 0.008449% | 0.005915% | 0.008449% | 0.005272% | 0.007267% | 0.007472% | 0.007472%
7444 | 0.007722% | 0.00777% | 0.006925% | 0.005903% | 0.008537% | 0.01256% | 0.009175% | 0.005757% | 0.008961% | 0.005757% | 0.008537% | 0.005903% | 0.008537% | 0.005594% | 0.007567% | 0.005903% | 0.008537% | 0.01256% | 0.009175% | 0.005757% | 0.008961% | 0.008961% | 0.005757% | 0.008537% | 0.005903% | 0.008537% | 0.005594% | 0.007567% | 0.007722% | 0.007722%
7445 | 0.008673% | 0.00777% | 0.007034% | 0.006068% | 0.009031% | 0.01255% | 0.009537% | 0.005728% | 0.009586% | 0.005728% | 0.009031% | 0.006068% | 0.009031% | 0.006067% | 0.008298% | 0.006068% | 0.009031% | 0.01255% | 0.009537% | 0.005728% | 0.009586% | 0.009586% | 0.005728% | 0.009031% | 0.006068% | 0.009031% | 0.006067% | 0.008298% | 0.008673% | 0.008673%
7446 | 0.01073% | 0.008437% | 0.007189% | 0.006924% | 0.01% | 0.01243% | 0.01038% | 0.006784% | 0.01041% | 0.006784% | 0.01% | 0.006924% | 0.01% | 0.006769% | 0.009719% | 0.006924% | 0.01% | 0.01243% | 0.01038% | 0.006784% | 0.01041% | 0.01041% | 0.006784% | 0.01% | 0.006924% | 0.01% | 0.006769% | 0.009719% | 0.01073% | 0.01073%
7447 | 0.01567% | 0.008345% | 0.01268% | 0.007237% | 0.01123% | 0.01226% | 0.01101% | 0.008358% | 0.01181% | 0.008358% | 0.01123% | 0.007237% | 0.01123% | 0.007809% | 0.01115% | 0.007237% | 0.01123% | 0.01226% | 0.01101% | 0.008358% | 0.01181% | 0.01181% | 0.008358% | 0.01123% | 0.007237% | 0.01123% | 0.007809% | 0.01115% | 0.01567% | 0.01567%
7448 | 0.01615% | 0.009352% | 0.0147% | 0.008126% | 0.01225% | 0.01142% | 0.01138% | 0.01053% | 0.01294% | 0.01053% | 0.01225% | 0.008126% | 0.01225% | 0.009163% | 0.01249% | 0.008126% | 0.01225% | 0.01142% | 0.01138% | 0.01053% | 0.01294% | 0.01294% | 0.01053% | 0.01225% | 0.008126% | 0.01225% | 0.009163% | 0.01249% | 0.01615% | 0.01615%
7449 | 0.01764% | 0.01235% | 0.01641% | 0.01027% | 0.0138% | 0.01107% | 0.01281% | 0.0128% | 0.01415% | 0.0128% | 0.0138% | 0.01027% | 0.0138% | 0.01196% | 0.01516% | 0.01027% | 0.0138% | 0.01107% | 0.01281% | 0.0128% | 0.01415% | 0.01415% | 0.0128% | 0.0138% | 0.01027% | 0.0138% | 0.01196% | 0.01516% | 0.01764% | 0.01764%
7450 | 0.01877% | 0.01551% | 0.01699% | 0.01174% | 0.01494% | 0.01091% | 0.01408% | 0.01306% | 0.01499% | 0.01306% | 0.01494% | 0.01174% | 0.01494% | 0.01334% | 0.01724% | 0.01174% | 0.01494% | 0.01091% | 0.01408% | 0.01306% | 0.01499% | 0.01499% | 0.01306% | 0.01494% | 0.01174% | 0.01494% | 0.01334% | 0.01724% | 0.01877% | 0.01877%
7451 | 0.01941% | 0.01804% | 0.01773% | 0.01265% | 0.01556% | 0.01072% | 0.01506% | 0.01334% | 0.01538% | 0.01334% | 0.01556% | 0.01265% | 0.01556% | 0.01385% | 0.0187% | 0.01265% | 0.01556% | 0.01072% | 0.01506% | 0.01334% | 0.01538% | 0.01538% | 0.01334% | 0.01556% | 0.01265% | 0.01556% | 0.01385% | 0.0187% | 0.01941% | 0.01941%
7452 | 0.0195% | 0.01891% | 0.018% | 0.0133% | 0.01549% | 0.01035% | 0.01549% | 0.01303% | 0.01521% | 0.01303% | 0.01549% | 0.0133% | 0.01549% | 0.01414% | 0.01963% | 0.0133% | 0.01549% | 0.01035% | 0.01549% | 0.01303% | 0.01521% | 0.01521% | 0.01303% | 0.01549% | 0.0133% | 0.01549% | 0.01414% | 0.01963% | 0.0195% | 0.0195%
7453 | 0.01889% | 0.01868% | 0.01829% | 0.01377% | 0.01496% | 0.009556% | 0.0154% | 0.01213% | 0.0148% | 0.01213% | 0.01496% | 0.01377% | 0.01496% | 0.01434% | 0.02002% | 0.01377% | 0.01496% | 0.009556% | 0.0154% | 0.01213% | 0.0148% | 0.0148% | 0.01213% | 0.01496% | 0.01377% | 0.01496% | 0.01434% | 0.02002% | 0.01889% | 0.01889%
7454 | 0.01752% | 0.01798% | 0.01833% | 0.01404% | 0.01389% | 0.008429% | 0.01491% | 0.01121% | 0.01394% | 0.01121% | 0.01389% | 0.01404% | 0.01389% | 0.01449% | 0.01998% | 0.01404% | 0.01389% | 0.008429% | 0.01491% | 0.01121% | 0.01394% | 0.01394% | 0.01121% | 0.01389% | 0.01404% | 0.01389% | 0.01449% | 0.01998% | 0.01752% | 0.01752%
7455 | 0.01546% | 0.01527% | 0.01729% | 0.01409% | 0.01251% | 0.007464% | 0.01394% | 0.01075% | 0.0127% | 0.01075% | 0.01251% | 0.01409% | 0.01251% | 0.01446% | 0.0196% | 0.01409% | 0.01251% | 0.007464% | 0.01394% | 0.01075% | 0.0127% | 0.0127% | 0.01075% | 0.01251% | 0.01409% | 0.01251% | 0.01446% | 0.0196% | 0.01546% | 0.01546%
7456 | 0.01343% | 0.0126% | 0.01652% | 0.01395% | 0.01137% | 0.006973% | 0.0125% | 0.01097% | 0.01177% | 0.01097% | 0.01137% | 0.01395% | 0.01137% | 0.01413% | 0.0185% | 0.01395% | 0.01137% | 0.006973% | 0.0125% | 0.01097% | 0.01177% | 0.01177% | 0.01097% | 0.01137% | 0.01395% | 0.01137% | 0.01413% | 0.0185% | 0.01343% | 0.01343%
7457 | 0.01245% | 0.01109% | 0.01564% | 0.0143% | 0.0109% | 0.007709% | 0.01199% | 0.009552% | 0.01123% | 0.009552% | 0.0109% | 0.0143% | 0.0109% | 0.01424% | 0.01751% | 0.0143% | 0.0109% | 0.007709% | 0.01199% | 0.009552% | 0.01123% | 0.01123% | 0.009552% | 0.0109% | 0.0143% | 0.0109% | 0.01424% | 0.01751% | 0.01245% | 0.01245%
7458 | 0.01204% | 0.009367% | 0.0162% | 0.01469% | 0.01067% | 0.00903% | 0.01218% | 0.009702% | 0.01081% | 0.009702% | 0.01067% | 0.01469% | 0.01067% | 0.01445% | 0.01633% | 0.01469% | 0.01067% | 0.00903% | 0.01218% | 0.009702% | 0.01081% | 0.01081% | 0.009702% | 0.01067% | 0.01469% | 0.01067% | 0.01445% | 0.01633% | 0.01204% | 0.01204%
7459 | 0.01088% | 0.00865% | 0.016% | 0.01428% | 0.01007% | 0.01009% | 0.01164% | 0.009718% | 0.01019% | 0.009718% | 0.01007% | 0.01428% | 0.01007% | 0.01384% | 0.0136% | 0.01428% | 0.01007% | 0.01009% | 0.01164% | 0.009718% | 0.01019% | 0.01019% | 0.009718% | 0.01007% | 0.01428% | 0.01007% | 0.01384% | 0.0136% | 0.01088% | 0.01088%
7460 | 0.01022% | 0.00827% | 0.01362% | 0.01355% | 0.009427% | 0.01116% | 0.0112% | 0.009695% | 0.009575% | 0.009695% | 0.009427% | 0.01355% | 0.009427% | 0.01323% | 0.01158% | 0.01355% | 0.009427% | 0.01116% | 0.0112% | 0.009695% | 0.009575% | 0.009575% | 0.009695% | 0.009427% | 0.01355% | 0.009427% | 0.01323% | 0.01158% | 0.01022% | 0.01022%
7461 | 0.009848% | 0.008072% | 0.01017% | 0.01267% | 0.008911% | 0.01164% | 0.01064% | 0.009787% | 0.008959% | 0.009787% | 0.008911% | 0.01267% | 0.008911% | 0.0125% | 0.01021% | 0.01267% | 0.008911% | 0.01164% | 0.01064% | 0.009787% | 0.008959% | 0.008959% | 0.009787% | 0.008911% | 0.01267% | 0.008911% | 0.0125% | 0.01021% | 0.009848% | 0.009848%
7462 | 0.007345% | 0.007944% | 0.007341% | 0.0112% | 0.00861% | 0.01192% | 0.01006% | 0.01011% | 0.008622% | 0.01011% | 0.00861% | 0.0112% | 0.00861% | 0.01088% | 0.009306% | 0.0112% | 0.00861% | 0.01192% | 0.01006% | 0.01011% | 0.008622% | 0.008622% | 0.01011% | 0.00861% | 0.0112% | 0.00861% | 0.01088% | 0.009306% | 0.007345% | 0.007345%
7463 | 0.007205% | 0.007883% | 0.006757% | 0.008982% | 0.008517% | 0.01212% | 0.009473% | 0.01038% | 0.008498% | 0.01038% | 0.008517% | 0.008982% | 0.008517% | 0.007885% | 0.008577% | 0.008982% | 0.008517% | 0.01212% | 0.009473% | 0.01038% | 0.008498% | 0.008498% | 0.01038% | 0.008517% | 0.008982% | 0.008517% | 0.007885% | 0.008577% | 0.007205% | 0.007205%
7464 | 0.007164% | 0.007897% | 0.006743% | 0.007404% | 0.008458% | 0.01229% | 0.009128% | 0.0104% | 0.008446% | 0.0104% | 0.008458% | 0.007404% | 0.008458% | 0.005796% | 0.008015% | 0.007404% | 0.008458% | 0.01229% | 0.009128% | 0.0104% | 0.008446% | 0.008446% | 0.0104% | 0.008458% | 0.007404% | 0.008458% | 0.005796% | 0.008015% | 0.007164% | 0.007164%
7465 | 0.007185% | 0.007814% | 0.00674% | 0.006433% | 0.008423% | 0.0123% | 0.008974% | 0.00882% | 0.008396% | 0.00882% | 0.008423% | 0.006433% | 0.008423% | 0.00517% | 0.007406% | 0.006433% | 0.008423% | 0.0123% | 0.008974% | 0.00882% | 0.008396% | 0.008396% | 0.00882% | 0.008423% | 0.006433% | 0.008423% | 0.00517% | 0.007406% | 0.007185% | 0.007185%
7466 | 0.007273% | 0.007823% | 0.0069% | 0.005997% | 0.008433% | 0.0124% | 0.008965% | 0.007521% | 0.008417% | 0.007521% | 0.008433% | 0.005997% | 0.008433% | 0.00515% | 0.007208% | 0.005997% | 0.008433% | 0.0124% | 0.008965% | 0.007521% | 0.008417% | 0.008417% | 0.007521% | 0.008433% | 0.005997% | 0.008433% | 0.00515% | 0.007208% | 0.007273% | 0.007273%
7467 | 0.00736% | 0.007767% | 0.006858% | 0.005863% | 0.008464% | 0.01253% | 0.009053% | 0.006532% | 0.008614% | 0.006532% | 0.008464% | 0.005863% | 0.008464% | 0.005206% | 0.007279% | 0.005863% | 0.008464% | 0.01253% | 0.009053% | 0.006532% | 0.008614% | 0.008614% | 0.006532% | 0.008464% | 0.005863% | 0.008464% | 0.005206% | 0.007279% | 0.00736% | 0.00736%
7468 | 0.007703% | 0.007703% | 0.006848% | 0.005871% | 0.008591% | 0.01266% | 0.009201% | 0.005833% | 0.009037% | 0.005833% | 0.008591% | 0.005871% | 0.008591% | 0.005517% | 0.007565% | 0.005871% | 0.008591% | 0.01266% | 0.009201% | 0.005833% | 0.009037% | 0.009037% | 0.005833% | 0.008591% | 0.005871% | 0.008591% | 0.005517% | 0.007565% | 0.007703% | 0.007703%
7469 | 0.008633% | 0.007686% | 0.006949% | 0.006053% | 0.009106% | 0.01273% | 0.009547% | 0.005856% | 0.009661% | 0.005856% | 0.009106% | 0.006053% | 0.009106% | 0.005965% | 0.008269% | 0.006053% | 0.009106% | 0.01273% | 0.009547% | 0.005856% | 0.009661% | 0.009661% | 0.005856% | 0.009106% | 0.006053% | 0.009106% | 0.005965% | 0.008269% | 0.008633% | 0.008633%
7470 | 0.01062% | 0.008286% | 0.007099% | 0.006946% | 0.01006% | 0.01261% | 0.01042% | 0.006925% | 0.01045% | 0.006925% | 0.01006% | 0.006946% | 0.01006% | 0.006674% | 0.00971% | 0.006946% | 0.01006% | 0.01261% | 0.01042% | 0.006925% | 0.01045% | 0.01045% | 0.006925% | 0.01006% | 0.006946% | 0.01006% | 0.006674% | 0.00971% | 0.01062% | 0.01062%
7471 | 0.0159% | 0.008251% | 0.01274% | 0.007301% | 0.01124% | 0.01249% | 0.01104% | 0.008491% | 0.01184% | 0.008491% | 0.01124% | 0.007301% | 0.01124% | 0.007753% | 0.01111% | 0.007301% | 0.01124% | 0.01249% | 0.01104% | 0.008491% | 0.01184% | 0.01184% | 0.008491% | 0.01124% | 0.007301% | 0.01124% | 0.007753% | 0.01111% | 0.0159% | 0.0159%
7472 | 0.01618% | 0.009171% | 0.01485% | 0.008256% | 0.01223% | 0.01165% | 0.01136% | 0.01063% | 0.01287% | 0.01063% | 0.01223% | 0.008256% | 0.01223% | 0.009198% | 0.01244% | 0.008256% | 0.01223% | 0.01165% | 0.01136% | 0.01063% | 0.01287% | 0.01287% | 0.01063% | 0.01223% | 0.008256% | 0.01223% | 0.009198% | 0.01244% | 0.01618% | 0.01618%
7473 | 0.01774% | 0.0121% | 0.0166% | 0.01041% | 0.01366% | 0.01122% | 0.01275% | 0.01283% | 0.01383% | 0.01283% | 0.01366% | 0.01041% | 0.01366% | 0.01196% | 0.01514% | 0.01041% | 0.01366% | 0.01122% | 0.01275% | 0.01283% | 0.01383% | 0.01383% | 0.01283% | 0.01366% | 0.01041% | 0.01366% | 0.01196% | 0.01514% | 0.01774% | 0.01774%
7474 | 0.01876% | 0.01529% | 0.01716% | 0.01178% | 0.01478% | 0.01082% | 0.01401% | 0.01311% | 0.01459% | 0.01311% | 0.01478% | 0.01178% | 0.01478% | 0.01311% | 0.01722% | 0.01178% | 0.01478% | 0.01082% | 0.01401% | 0.01311% | 0.01459% | 0.01459% | 0.01311% | 0.01478% | 0.01178% | 0.01478% | 0.01311% | 0.01722% | 0.01876% | 0.01876%
7475 | 0.01935% | 0.01784% | 0.01794% | 0.0126% | 0.01534% | 0.01064% | 0.01501% | 0.01335% | 0.01475% | 0.01335% | 0.01534% | 0.0126% | 0.01534% | 0.01342% | 0.01868% | 0.0126% | 0.01534% | 0.01064% | 0.01501% | 0.01335% | 0.01475% | 0.01475% | 0.01335% | 0.01534% | 0.0126% | 0.01534% | 0.01342% | 0.01868% | 0.01935% | 0.01935%
7476 | 0.01934% | 0.01877% | 0.01811% | 0.01311% | 0.01514% | 0.01025% | 0.01538% | 0.01301% | 0.01439% | 0.01301% | 0.01514% | 0.01311% | 0.01514% | 0.01349% | 0.01961% | 0.01311% | 0.01514% | 0.01025% | 0.01538% | 0.01301% | 0.01439% | 0.01439% | 0.01301% | 0.01514% | 0.01311% | 0.01514% | 0.01349% | 0.01961% | 0.01934% | 0.01934%
7477 | 0.01872% | 0.01847% | 0.01848% | 0.01348% | 0.01453% | 0.009422% | 0.01523% | 0.01215% | 0.01395% | 0.01215% | 0.01453% | 0.01348% | 0.01453% | 0.01355% | 0.01999% | 0.01348% | 0.01453% | 0.009422% | 0.01523% | 0.01215% | 0.01395% | 0.01395% | 0.01215% | 0.01453% | 0.01348% | 0.01453% | 0.01355% | 0.01999% | 0.01872% | 0.01872%
7478 | 0.01754% | 0.01775% | 0.01865% | 0.01377% | 0.01352% | 0.008311% | 0.01475% | 0.01131% | 0.01324% | 0.01131% | 0.01352% | 0.01377% | 0.01352% | 0.01372% | 0.01994% | 0.01377% | 0.01352% | 0.008311% | 0.01475% | 0.01131% | 0.01324% | 0.01324% | 0.01131% | 0.01352% | 0.01377% | 0.01352% | 0.01372% | 0.01994% | 0.01754% | 0.01754%
7479 | 0.01558% | 0.01509% | 0.01771% | 0.0139% | 0.01228% | 0.007488% | 0.01384% | 0.01084% | 0.01215% | 0.01084% | 0.01228% | 0.0139% | 0.01228% | 0.01385% | 0.01959% | 0.0139% | 0.01228% | 0.007488% | 0.01384% | 0.01084% | 0.01215% | 0.01215% | 0.01084% | 0.01228% | 0.0139% | 0.01228% | 0.01385% | 0.01959% | 0.01558% | 0.01558%
7480 | 0.01359% | 0.01251% | 0.01697% | 0.01385% | 0.01121% | 0.007102% | 0.01249% | 0.0111% | 0.01135% | 0.0111% | 0.01121% | 0.01385% | 0.01121% | 0.01375% | 0.01851% | 0.01385% | 0.01121% | 0.007102% | 0.01249% | 0.0111% | 0.01135% | 0.01135% | 0.0111% | 0.01121% | 0.01385% | 0.01121% | 0.01375% | 0.01851% | 0.01359% | 0.01359%
7481 | 0.0127% | 0.01105% | 0.01623% | 0.01436% | 0.0109% | 0.007997% | 0.01213% | 0.009656% | 0.01103% | 0.009656% | 0.0109% | 0.01436% | 0.0109% | 0.01416% | 0.0176% | 0.01436% | 0.0109% | 0.007997% | 0.01213% | 0.009656% | 0.01103% | 0.01103% | 0.009656% | 0.0109% | 0.01436% | 0.0109% | 0.01416% | 0.0176% | 0.0127% | 0.0127%
7482 | 0.01219% | 0.00936% | 0.01678% | 0.01484% | 0.01078% | 0.009415% | 0.01235% | 0.009789% | 0.01078% | 0.009789% | 0.01078% | 0.01484% | 0.01078% | 0.01455% | 0.0164% | 0.01484% | 0.01078% | 0.009415% | 0.01235% | 0.009789% | 0.01078% | 0.01078% | 0.009789% | 0.01078% | 0.01484% | 0.01078% | 0.01455% | 0.0164% | 0.01219% | 0.01219%
7483 | 0.01105% | 0.008632% | 0.01654% | 0.01444% | 0.01016% | 0.01053% | 0.01181% | 0.00981% | 0.01022% | 0.00981% | 0.01016% | 0.01444% | 0.01016% | 0.01407% | 0.01369% | 0.01444% | 0.01016% | 0.01053% | 0.01181% | 0.00981% | 0.01022% | 0.01022% | 0.00981% | 0.01016% | 0.01444% | 0.01016% | 0.01407% | 0.01369% | 0.01105% | 0.01105%
7484 | 0.0103% | 0.008241% | 0.01406% | 0.01374% | 0.009541% | 0.01159% | 0.01138% | 0.009753% | 0.009585% | 0.009753% | 0.009541% | 0.01374% | 0.009541% | 0.01355% | 0.01168% | 0.01374% | 0.009541% | 0.01159% | 0.01138% | 0.009753% | 0.009585% | 0.009585% | 0.009753% | 0.009541% | 0.01374% | 0.009541% | 0.01355% | 0.01168% | 0.0103% | 0.0103%
7485 | 0.009966% | 0.008055% | 0.01052% | 0.01282% | 0.009025% | 0.01193% | 0.0108% | 0.009845% | 0.009009% | 0.009845% | 0.009025% | 0.01282% | 0.009025% | 0.01279% | 0.01033% | 0.01282% | 0.009025% | 0.01193% | 0.0108% | 0.009845% | 0.009009% | 0.009009% | 0.009845% | 0.009025% | 0.01282% | 0.009025% | 0.01279% | 0.01033% | 0.009966% | 0.009966%
7486 | 0.007386% | 0.007961% | 0.007511% | 0.01126% | 0.008709% | 0.01204% | 0.01018% | 0.01014% | 0.008725% | 0.01014% | 0.008709% | 0.01126% | 0.008709% | 0.01099% | 0.009413% | 0.01126% | 0.008709% | 0.01204% | 0.01018% | 0.01014% | 0.008725% | 0.008725% | 0.01014% | 0.008709% | 0.01126% | 0.008709% | 0.01099% | 0.009413% | 0.007386% | 0.007386%
7487 | 0.007316% | 0.007954% | 0.006993% | 0.008958% | 0.008644% | 0.01208% | 0.009594% | 0.0104% | 0.008618% | 0.0104% | 0.008644% | 0.008958% | 0.008644% | 0.007855% | 0.008711% | 0.008958% | 0.008644% | 0.01208% | 0.009594% | 0.0104% | 0.008618% | 0.008618% | 0.0104% | 0.008644% | 0.008958% | 0.008644% | 0.007855% | 0.008711% | 0.007316% | 0.007316%
7488 | 0.007218% | 0.007908% | 0.006951% | 0.007392% | 0.008551% | 0.01213% | 0.009224% | 0.01038% | 0.008522% | 0.01038% | 0.008551% | 0.007392% | 0.008551% | 0.005753% | 0.008117% | 0.007392% | 0.008551% | 0.01213% | 0.009224% | 0.01038% | 0.008522% | 0.008522% | 0.01038% | 0.008551% | 0.007392% | 0.008551% | 0.005753% | 0.008117% | 0.007218% | 0.007218%
7489 | 0.007336% | 0.007859% | 0.007036% | 0.006538% | 0.008479% | 0.01206% | 0.009083% | 0.00881% | 0.008413% | 0.00881% | 0.008479% | 0.006538% | 0.008479% | 0.005322% | 0.007531% | 0.006538% | 0.008479% | 0.01206% | 0.009083% | 0.00881% | 0.008413% | 0.008413% | 0.00881% | 0.008479% | 0.006538% | 0.008479% | 0.005322% | 0.007531% | 0.007336% | 0.007336%
7490 | 0.007445% | 0.007838% | 0.007233% | 0.006078% | 0.00848% | 0.01208% | 0.00907% | 0.007479% | 0.00844% | 0.007479% | 0.00848% | 0.006078% | 0.00848% | 0.005284% | 0.007352% | 0.006078% | 0.00848% | 0.01208% | 0.00907% | 0.007479% | 0.00844% | 0.00844% | 0.007479% | 0.00848% | 0.006078% | 0.00848% | 0.005284% | 0.007352% | 0.007445% | 0.007445%
7491 | 0.00757% | 0.007789% | 0.007199% | 0.00594% | 0.008523% | 0.01214% | 0.009127% | 0.006539% | 0.008667% | 0.006539% | 0.008523% | 0.00594% | 0.008523% | 0.005355% | 0.007426% | 0.00594% | 0.008523% | 0.01214% | 0.009127% | 0.006539% | 0.008667% | 0.008667% | 0.006539% | 0.008523% | 0.00594% | 0.008523% | 0.005355% | 0.007426% | 0.00757% | 0.00757%
7492 | 0.007844% | 0.007751% | 0.007177% | 0.005938% | 0.008605% | 0.0122% | 0.009244% | 0.005814% | 0.009% | 0.005814% | 0.008605% | 0.005938% | 0.008605% | 0.005687% | 0.007736% | 0.005938% | 0.008605% | 0.0122% | 0.009244% | 0.005814% | 0.009% | 0.009% | 0.005814% | 0.008605% | 0.005938% | 0.008605% | 0.005687% | 0.007736% | 0.007844% | 0.007844%
7493 | 0.008779% | 0.007712% | 0.007276% | 0.006106% | 0.00916% | 0.0123% | 0.00958% | 0.0058% | 0.009639% | 0.0058% | 0.00916% | 0.006106% | 0.00916% | 0.006166% | 0.008467% | 0.006106% | 0.00916% | 0.0123% | 0.00958% | 0.0058% | 0.009639% | 0.009639% | 0.0058% | 0.00916% | 0.006106% | 0.00916% | 0.006166% | 0.008467% | 0.008779% | 0.008779%
7494 | 0.01088% | 0.008169% | 0.007442% | 0.007015% | 0.01016% | 0.01232% | 0.01043% | 0.006864% | 0.01045% | 0.006864% | 0.01016% | 0.007015% | 0.01016% | 0.006889% | 0.009905% | 0.007015% | 0.01016% | 0.01232% | 0.01043% | 0.006864% | 0.01045% | 0.01045% | 0.006864% | 0.01016% | 0.007015% | 0.01016% | 0.006889% | 0.009905% | 0.01088% | 0.01088%
7495 | 0.0159% | 0.008246% | 0.0127% | 0.00735% | 0.01133% | 0.01222% | 0.01106% | 0.008456% | 0.0119% | 0.008456% | 0.01133% | 0.00735% | 0.01133% | 0.007917% | 0.01131% | 0.00735% | 0.01133% | 0.01222% | 0.01106% | 0.008456% | 0.0119% | 0.0119% | 0.008456% | 0.01133% | 0.00735% | 0.01133% | 0.007917% | 0.01131% | 0.0159% | 0.0159%
7496 | 0.01637% | 0.009209% | 0.015% | 0.008274% | 0.01232% | 0.01144% | 0.0114% | 0.01062% | 0.01279% | 0.01062% | 0.01232% | 0.008274% | 0.01232% | 0.009373% | 0.01255% | 0.008274% | 0.01232% | 0.01144% | 0.0114% | 0.01062% | 0.01279% | 0.01279% | 0.01062% | 0.01232% | 0.008274% | 0.01232% | 0.009373% | 0.01255% | 0.01637% | 0.01637%
7497 | 0.01792% | 0.01214% | 0.0168% | 0.01044% | 0.0138% | 0.01114% | 0.01286% | 0.01281% | 0.01386% | 0.01281% | 0.0138% | 0.01044% | 0.0138% | 0.01225% | 0.01519% | 0.01044% | 0.0138% | 0.01114% | 0.01286% | 0.01281% | 0.01386% | 0.01386% | 0.01281% | 0.0138% | 0.01044% | 0.0138% | 0.01225% | 0.01519% | 0.01792% | 0.01792%
7498 | 0.01919% | 0.01541% | 0.01751% | 0.01191% | 0.015% | 0.01081% | 0.01414% | 0.01308% | 0.01484% | 0.01308% | 0.015% | 0.01191% | 0.015% | 0.0135% | 0.01726% | 0.01191% | 0.015% | 0.01081% | 0.01414% | 0.01308% | 0.01484% | 0.01484% | 0.01308% | 0.015% | 0.01191% | 0.015% | 0.0135% | 0.01726% | 0.01919% | 0.01919%
7499 | 0.01999% | 0.01793% | 0.01856% | 0.01288% | 0.01561% | 0.01063% | 0.01513% | 0.01333% | 0.01521% | 0.01333% | 0.01561% | 0.01288% | 0.01561% | 0.01402% | 0.01873% | 0.01288% | 0.01561% | 0.01063% | 0.01513% | 0.01333% | 0.01521% | 0.01521% | 0.01333% | 0.01561% | 0.01288% | 0.01561% | 0.01402% | 0.01873% | 0.01999% | 0.01999%
7500 | 0.02028% | 0.01886% | 0.01901% | 0.01358% | 0.01552% | 0.01028% | 0.01556% | 0.01301% | 0.01508% | 0.01301% | 0.01552% | 0.01358% | 0.01552% | 0.01432% | 0.01967% | 0.01358% | 0.01552% | 0.01028% | 0.01556% | 0.01301% | 0.01508% | 0.01508% | 0.01301% | 0.01552% | 0.01358% | 0.01552% | 0.01432% | 0.01967% | 0.02028% | 0.02028%
7501 | 0.01955% | 0.01869% | 0.0192% | 0.01402% | 0.01495% | 0.009446% | 0.0154% | 0.01213% | 0.01481% | 0.01213% | 0.01495% | 0.01402% | 0.01495% | 0.01445% | 0.02003% | 0.01402% | 0.01495% | 0.009446% | 0.0154% | 0.01213% | 0.01481% | 0.01481% | 0.01213% | 0.01495% | 0.01402% | 0.01495% | 0.01445% | 0.02003% | 0.01955% | 0.01955%
7502 | 0.01807% | 0.01796% | 0.01905% | 0.01427% | 0.01396% | 0.008359% | 0.0149% | 0.01128% | 0.0142% | 0.01128% | 0.01396% | 0.01427% | 0.01396% | 0.01459% | 0.01999% | 0.01427% | 0.01396% | 0.008359% | 0.0149% | 0.01128% | 0.0142% | 0.0142% | 0.01128% | 0.01396% | 0.01427% | 0.01396% | 0.01459% | 0.01999% | 0.01807% | 0.01807%
7503 | 0.01594% | 0.01524% | 0.0179% | 0.01431% | 0.01268% | 0.007537% | 0.01398% | 0.01082% | 0.01309% | 0.01082% | 0.01268% | 0.01431% | 0.01268% | 0.01459% | 0.01963% | 0.01431% | 0.01268% | 0.007537% | 0.01398% | 0.01082% | 0.01309% | 0.01309% | 0.01082% | 0.01268% | 0.01431% | 0.01268% | 0.01459% | 0.01963% | 0.01594% | 0.01594%
7504 | 0.01377% | 0.01259% | 0.01703% | 0.01417% | 0.01151% | 0.007204% | 0.01261% | 0.01105% | 0.01208% | 0.01105% | 0.01151% | 0.01417% | 0.01151% | 0.01426% | 0.01854% | 0.01417% | 0.01151% | 0.007204% | 0.01261% | 0.01105% | 0.01208% | 0.01208% | 0.01105% | 0.01151% | 0.01417% | 0.01151% | 0.01426% | 0.01854% | 0.01377% | 0.01377%
7505 | 0.01277% | 0.01112% | 0.01621% | 0.01452% | 0.01102% | 0.008262% | 0.01218% | 0.009573% | 0.01129% | 0.009573% | 0.01102% | 0.01452% | 0.01102% | 0.01444% | 0.01762% | 0.01452% | 0.01102% | 0.008262% | 0.01218% | 0.009573% | 0.01129% | 0.01129% | 0.009573% | 0.01102% | 0.01452% | 0.01102% | 0.01444% | 0.01762% | 0.01277% | 0.01277%
7506 | 0.01221% | 0.009402% | 0.01679% | 0.01491% | 0.01081% | 0.009724% | 0.01235% | 0.009708% | 0.01079% | 0.009708% | 0.01081% | 0.01491% | 0.01081% | 0.01463% | 0.0164% | 0.01491% | 0.01081% | 0.009724% | 0.01235% | 0.009708% | 0.01079% | 0.01079% | 0.009708% | 0.01081% | 0.01491% | 0.01081% | 0.01463% | 0.0164% | 0.01221% | 0.01221%
7507 | 0.01099% | 0.008685% | 0.01661% | 0.01445% | 0.01018% | 0.01088% | 0.01181% | 0.009717% | 0.01018% | 0.009717% | 0.01018% | 0.01445% | 0.01018% | 0.01402% | 0.0137% | 0.01445% | 0.01018% | 0.01088% | 0.01181% | 0.009717% | 0.01018% | 0.01018% | 0.009717% | 0.01018% | 0.01445% | 0.01018% | 0.01402% | 0.0137% | 0.01099% | 0.01099%
7508 | 0.01037% | 0.008259% | 0.01415% | 0.01372% | 0.009549% | 0.01195% | 0.01139% | 0.009738% | 0.009563% | 0.009738% | 0.009549% | 0.01372% | 0.009549% | 0.01341% | 0.0117% | 0.01372% | 0.009549% | 0.01195% | 0.01139% | 0.009738% | 0.009563% | 0.009563% | 0.009738% | 0.009549% | 0.01372% | 0.009549% | 0.01341% | 0.0117% | 0.01037% | 0.01037%
7509 | 0.01% | 0.008044% | 0.01064% | 0.01278% | 0.008992% | 0.01233% | 0.0108% | 0.009852% | 0.008966% | 0.009852% | 0.008992% | 0.01278% | 0.008992% | 0.01259% | 0.01033% | 0.01278% | 0.008992% | 0.01233% | 0.0108% | 0.009852% | 0.008966% | 0.008966% | 0.009852% | 0.008992% | 0.01278% | 0.008992% | 0.01259% | 0.01033% | 0.01% | 0.01%
7510 | 0.007476% | 0.007913% | 0.007575% | 0.01124% | 0.008685% | 0.01256% | 0.01021% | 0.01016% | 0.008642% | 0.01016% | 0.008685% | 0.01124% | 0.008685% | 0.01084% | 0.009459% | 0.01124% | 0.008685% | 0.01256% | 0.01021% | 0.01016% | 0.008642% | 0.008642% | 0.01016% | 0.008685% | 0.01124% | 0.008685% | 0.01084% | 0.009459% | 0.007476% | 0.007476%
7511 | 0.007359% | 0.007848% | 0.007079% | 0.00898% | 0.008611% | 0.0127% | 0.00965% | 0.01042% | 0.008511% | 0.01042% | 0.008611% | 0.00898% | 0.008611% | 0.007821% | 0.008805% | 0.00898% | 0.008611% | 0.0127% | 0.00965% | 0.01042% | 0.008511% | 0.008511% | 0.01042% | 0.008611% | 0.00898% | 0.008611% | 0.007821% | 0.008805% | 0.007359% | 0.007359%
7512 | 0.007326% | 0.007863% | 0.007092% | 0.007453% | 0.008559% | 0.01256% | 0.009308% | 0.01039% | 0.008473% | 0.01039% | 0.008559% | 0.007453% | 0.008559% | 0.005826% | 0.008259% | 0.007453% | 0.008559% | 0.01256% | 0.009308% | 0.01039% | 0.008473% | 0.008473% | 0.01039% | 0.008559% | 0.007453% | 0.008559% | 0.005826% | 0.008259% | 0.007326% | 0.007326%
7513 | 0.00643% | 0.009303% | 0.006351% | 0.006407% | 0.008799% | 0.01346% | 0.00931% | 0.008093% | 0.008481% | 0.008093% | 0.008799% | 0.006407% | 0.008799% | 0.006407% | 0.007626% | 0.006407% | 0.008799% | 0.01346% | 0.00931% | 0.008093% | 0.008481% | 0.008481% | 0.008093% | 0.008799% | 0.006407% | 0.008799% | 0.006407% | 0.007626% | 0.00643% | 0.00643%
7514 | 0.006347% | 0.009431% | 0.006346% | 0.00604% | 0.008732% | 0.0135% | 0.009412% | 0.00748% | 0.008378% | 0.00748% | 0.008732% | 0.00604% | 0.008732% | 0.005728% | 0.007662% | 0.00604% | 0.008732% | 0.0135% | 0.009412% | 0.00748% | 0.008378% | 0.008378% | 0.00748% | 0.008732% | 0.00604% | 0.008732% | 0.005728% | 0.007662% | 0.006347% | 0.006347%
7515 | 0.006288% | 0.009502% | 0.006283% | 0.005981% | 0.008735% | 0.01351% | 0.009417% | 0.006855% | 0.008514% | 0.006855% | 0.008735% | 0.005981% | 0.008735% | 0.005368% | 0.007725% | 0.005981% | 0.008735% | 0.01351% | 0.009417% | 0.006855% | 0.008514% | 0.008514% | 0.006855% | 0.008735% | 0.005981% | 0.008735% | 0.005368% | 0.007725% | 0.006288% | 0.006288%
7516 | 0.006293% | 0.009545% | 0.006234% | 0.006012% | 0.008984% | 0.01351% | 0.009401% | 0.006667% | 0.008826% | 0.006667% | 0.008984% | 0.006012% | 0.008984% | 0.005525% | 0.007781% | 0.006012% | 0.008984% | 0.01351% | 0.009401% | 0.006667% | 0.008826% | 0.008826% | 0.006667% | 0.008984% | 0.006012% | 0.008984% | 0.005525% | 0.007781% | 0.006293% | 0.006293%
7517 | 0.006264% | 0.009583% | 0.006276% | 0.006162% | 0.009209% | 0.01353% | 0.00937% | 0.006805% | 0.008954% | 0.006805% | 0.009209% | 0.006162% | 0.009209% | 0.005955% | 0.007828% | 0.006162% | 0.009209% | 0.01353% | 0.00937% | 0.006805% | 0.008954% | 0.008954% | 0.006805% | 0.009209% | 0.006162% | 0.009209% | 0.005955% | 0.007828% | 0.006264% | 0.006264%
7518 | 0.006231% | 0.01015% | 0.006177% | 0.006777% | 0.009167% | 0.01351% | 0.009367% | 0.007541% | 0.008988% | 0.007541% | 0.009167% | 0.006777% | 0.009167% | 0.006652% | 0.007858% | 0.006777% | 0.009167% | 0.01351% | 0.009367% | 0.007541% | 0.008988% | 0.008988% | 0.007541% | 0.009167% | 0.006777% | 0.009167% | 0.006652% | 0.007858% | 0.006231% | 0.006231%
7519 | 0.009769% | 0.009917% | 0.009538% | 0.007021% | 0.009045% | 0.01317% | 0.008688% | 0.008759% | 0.009295% | 0.008759% | 0.009045% | 0.007021% | 0.009045% | 0.007547% | 0.006868% | 0.007021% | 0.009045% | 0.01317% | 0.008688% | 0.008759% | 0.009295% | 0.009295% | 0.008759% | 0.009045% | 0.007021% | 0.009045% | 0.007547% | 0.006868% | 0.009769% | 0.009769%
7520 | 0.006999% | 0.009932% | 0.006935% | 0.007863% | 0.008672% | 0.0121% | 0.007422% | 0.01021% | 0.009209% | 0.01021% | 0.008672% | 0.007863% | 0.008672% | 0.008992% | 0.004957% | 0.007863% | 0.008672% | 0.0121% | 0.007422% | 0.01021% | 0.009209% | 0.009209% | 0.01021% | 0.008672% | 0.007863% | 0.008672% | 0.008992% | 0.004957% | 0.006999% | 0.006999%
7521 | 0.006279% | 0.01072% | 0.006126% | 0.009971% | 0.008866% | 0.01163% | 0.007506% | 0.01227% | 0.009341% | 0.01227% | 0.008866% | 0.009971% | 0.008866% | 0.01176% | 0.004688% | 0.009971% | 0.008866% | 0.01163% | 0.007506% | 0.01227% | 0.009341% | 0.009341% | 0.01227% | 0.008866% | 0.009971% | 0.008866% | 0.01176% | 0.004688% | 0.006279% | 0.006279%
7522 | 0.005995% | 0.01189% | 0.005788% | 0.01137% | 0.009356% | 0.01143% | 0.00774% | 0.01278% | 0.009691% | 0.01278% | 0.009356% | 0.01137% | 0.009356% | 0.0131% | 0.004609% | 0.01137% | 0.009356% | 0.01143% | 0.00774% | 0.01278% | 0.009691% | 0.009691% | 0.01278% | 0.009356% | 0.01137% | 0.009356% | 0.0131% | 0.004609% | 0.005995% | 0.005995%
7523 | 0.005984% | 0.01333% | 0.005669% | 0.01226% | 0.009732% | 0.01127% | 0.008107% | 0.01378% | 0.0101% | 0.01378% | 0.009732% | 0.01226% | 0.009732% | 0.01354% | 0.004604% | 0.01226% | 0.009732% | 0.01127% | 0.008107% | 0.01378% | 0.0101% | 0.0101% | 0.01378% | 0.009732% | 0.01226% | 0.009732% | 0.01354% | 0.004604% | 0.005984% | 0.005984%
7524 | 0.005874% | 0.01431% | 0.005643% | 0.01291% | 0.009675% | 0.01073% | 0.008456% | 0.01415% | 0.01026% | 0.01415% | 0.009675% | 0.01291% | 0.009675% | 0.01362% | 0.004562% | 0.01291% | 0.009675% | 0.01073% | 0.008456% | 0.01415% | 0.01026% | 0.01026% | 0.01415% | 0.009675% | 0.01291% | 0.009675% | 0.01362% | 0.004562% | 0.005874% | 0.005874%
7525 | 0.005837% | 0.01414% | 0.005387% | 0.01342% | 0.00958% | 0.009905% | 0.008577% | 0.01403% | 0.01031% | 0.01403% | 0.00958% | 0.01342% | 0.00958% | 0.01367% | 0.004539% | 0.01342% | 0.00958% | 0.009905% | 0.008577% | 0.01403% | 0.01031% | 0.01031% | 0.01403% | 0.00958% | 0.01342% | 0.00958% | 0.01367% | 0.004539% | 0.005837% | 0.005837%
7526 | 0.005813% | 0.01349% | 0.005333% | 0.01372% | 0.009593% | 0.008727% | 0.008451% | 0.01391% | 0.01035% | 0.01391% | 0.009593% | 0.01372% | 0.009593% | 0.01378% | 0.004474% | 0.01372% | 0.009593% | 0.008727% | 0.008451% | 0.01391% | 0.01035% | 0.01035% | 0.01391% | 0.009593% | 0.01372% | 0.009593% | 0.01378% | 0.004474% | 0.005813% | 0.005813%
7527 | 0.005673% | 0.01234% | 0.005247% | 0.01376% | 0.00959% | 0.007772% | 0.008125% | 0.01382% | 0.01038% | 0.01382% | 0.00959% | 0.01376% | 0.00959% | 0.01397% | 0.004456% | 0.01376% | 0.00959% | 0.007772% | 0.008125% | 0.01382% | 0.01038% | 0.01038% | 0.01382% | 0.00959% | 0.01376% | 0.00959% | 0.01397% | 0.004456% | 0.005673% | 0.005673%
7528 | 0.005781% | 0.01124% | 0.005258% | 0.01367% | 0.009503% | 0.007453% | 0.007762% | 0.01403% | 0.0102% | 0.01403% | 0.009503% | 0.01367% | 0.009503% | 0.01419% | 0.004514% | 0.01367% | 0.009503% | 0.007453% | 0.007762% | 0.01403% | 0.0102% | 0.0102% | 0.01403% | 0.009503% | 0.01367% | 0.009503% | 0.01419% | 0.004514% | 0.005781% | 0.005781%
7529 | 0.006778% | 0.01052% | 0.006392% | 0.01409% | 0.009734% | 0.008355% | 0.008395% | 0.01238% | 0.009936% | 0.01238% | 0.009734% | 0.01409% | 0.009734% | 0.01502% | 0.005784% | 0.01409% | 0.009734% | 0.008355% | 0.008395% | 0.01238% | 0.009936% | 0.009936% | 0.01238% | 0.009734% | 0.01409% | 0.009734% | 0.01502% | 0.005784% | 0.006778% | 0.006778%
7530 | 0.007984% | 0.009881% | 0.007549% | 0.01451% | 0.01006% | 0.009785% | 0.009309% | 0.01205% | 0.009744% | 0.01205% | 0.01006% | 0.01451% | 0.01006% | 0.01593% | 0.007326% | 0.01451% | 0.01006% | 0.009785% | 0.009309% | 0.01205% | 0.009744% | 0.009744% | 0.01205% | 0.01006% | 0.01451% | 0.01006% | 0.01593% | 0.007326% | 0.007984% | 0.007984%
7531 | 0.008383% | 0.009573% | 0.00795% | 0.01409% | 0.009828% | 0.01108% | 0.009138% | 0.01171% | 0.009458% | 0.01171% | 0.009828% | 0.01409% | 0.009828% | 0.01591% | 0.007416% | 0.01409% | 0.009828% | 0.01108% | 0.009138% | 0.01171% | 0.009458% | 0.009458% | 0.01171% | 0.009828% | 0.01409% | 0.009828% | 0.01591% | 0.007416% | 0.008383% | 0.008383%
7532 | 0.008725% | 0.00948% | 0.008304% | 0.01336% | 0.009507% | 0.0124% | 0.009081% | 0.01138% | 0.009261% | 0.01138% | 0.009507% | 0.01336% | 0.009507% | 0.0156% | 0.007456% | 0.01336% | 0.009507% | 0.0124% | 0.009081% | 0.01138% | 0.009261% | 0.009261% | 0.01138% | 0.009507% | 0.01336% | 0.009507% | 0.0156% | 0.007456% | 0.008725% | 0.008725%
7533 | 0.009003% | 0.009465% | 0.008524% | 0.01244% | 0.009208% | 0.01279% | 0.009123% | 0.01093% | 0.009094% | 0.01093% | 0.009208% | 0.01244% | 0.009208% | 0.01492% | 0.00749% | 0.01244% | 0.009208% | 0.01279% | 0.009123% | 0.01093% | 0.009094% | 0.009094% | 0.01093% | 0.009208% | 0.01244% | 0.009208% | 0.01492% | 0.00749% | 0.009003% | 0.009003%
7534 | 0.006735% | 0.009508% | 0.00664% | 0.01089% | 0.008882% | 0.01301% | 0.009176% | 0.01055% | 0.008829% | 0.01055% | 0.008882% | 0.01089% | 0.008882% | 0.01303% | 0.007523% | 0.01089% | 0.008882% | 0.01301% | 0.009176% | 0.01055% | 0.008829% | 0.008829% | 0.01055% | 0.008882% | 0.01089% | 0.008882% | 0.01303% | 0.007523% | 0.006735% | 0.006735%
7535 | 0.006742% | 0.009506% | 0.006633% | 0.008613% | 0.008748% | 0.01318% | 0.009286% | 0.01007% | 0.008536% | 0.01007% | 0.008748% | 0.008613% | 0.008748% | 0.009658% | 0.007556% | 0.008613% | 0.008748% | 0.01318% | 0.009286% | 0.01007% | 0.008536% | 0.008536% | 0.01007% | 0.008748% | 0.008613% | 0.008748% | 0.009658% | 0.007556% | 0.006742% | 0.006742%
7536 | 0.006832% | 0.009119% | 0.006672% | 0.007162% | 0.008645% | 0.01307% | 0.009356% | 0.009477% | 0.008426% | 0.009477% | 0.008645% | 0.007162% | 0.008645% | 0.006921% | 0.007709% | 0.007162% | 0.008645% | 0.01307% | 0.009356% | 0.009477% | 0.008426% | 0.008426% | 0.009477% | 0.008645% | 0.007162% | 0.008645% | 0.006921% | 0.007709% | 0.006832% | 0.006832%
7537 | 0.005829% | 0.007547% | 0.00572% | 0.006728% | 0.007662% | 0.01312% | 0.008124% | 0.008805% | 0.007619% | 0.008805% | 0.007662% | 0.006728% | 0.007662% | 0.005833% | 0.007453% | 0.006728% | 0.007662% | 0.01312% | 0.008124% | 0.008805% | 0.007619% | 0.007619% | 0.008805% | 0.007662% | 0.006728% | 0.007662% | 0.005833% | 0.007453% | 0.005829% | 0.005829%
7538 | 0.005845% | 0.007507% | 0.005774% | 0.006366% | 0.007772% | 0.01311% | 0.008283% | 0.008417% | 0.007777% | 0.008417% | 0.007772% | 0.006366% | 0.007772% | 0.005362% | 0.007508% | 0.006366% | 0.007772% | 0.01311% | 0.008283% | 0.008417% | 0.007777% | 0.007777% | 0.008417% | 0.007772% | 0.006366% | 0.007772% | 0.005362% | 0.007508% | 0.005845% | 0.005845%
7539 | 0.005895% | 0.007456% | 0.005991% | 0.006279% | 0.007933% | 0.01311% | 0.008393% | 0.007882% | 0.007895% | 0.007882% | 0.007933% | 0.006279% | 0.007933% | 0.005107% | 0.007543% | 0.006279% | 0.007933% | 0.01311% | 0.008393% | 0.007882% | 0.007895% | 0.007895% | 0.007882% | 0.007933% | 0.006279% | 0.007933% | 0.005107% | 0.007543% | 0.005895% | 0.005895%
7540 | 0.00583% | 0.007475% | 0.005897% | 0.00627% | 0.007888% | 0.01313% | 0.008473% | 0.007565% | 0.007692% | 0.007565% | 0.007888% | 0.00627% | 0.007888% | 0.005134% | 0.00758% | 0.00627% | 0.007888% | 0.01313% | 0.008473% | 0.007565% | 0.007692% | 0.007692% | 0.007565% | 0.007888% | 0.00627% | 0.007888% | 0.005134% | 0.00758% | 0.00583% | 0.00583%
7541 | 0.00589% | 0.007439% | 0.005985% | 0.006334% | 0.007988% | 0.01313% | 0.008599% | 0.00775% | 0.007801% | 0.00775% | 0.007988% | 0.006334% | 0.007988% | 0.005615% | 0.007608% | 0.006334% | 0.007988% | 0.01313% | 0.008599% | 0.00775% | 0.007801% | 0.007801% | 0.00775% | 0.007988% | 0.006334% | 0.007988% | 0.005615% | 0.007608% | 0.00589% | 0.00589%
7542 | 0.005877% | 0.007401% | 0.006034% | 0.007046% | 0.008189% | 0.01314% | 0.008798% | 0.008412% | 0.007946% | 0.008412% | 0.008189% | 0.007046% | 0.008189% | 0.006534% | 0.007645% | 0.007046% | 0.008189% | 0.01314% | 0.008798% | 0.008412% | 0.007946% | 0.007946% | 0.008412% | 0.008189% | 0.007046% | 0.008189% | 0.006534% | 0.007645% | 0.005877% | 0.005877%
7543 | 0.009307% | 0.007478% | 0.009139% | 0.006989% | 0.007807% | 0.01282% | 0.008126% | 0.00875% | 0.007613% | 0.00875% | 0.007807% | 0.006989% | 0.007807% | 0.007561% | 0.006835% | 0.006989% | 0.007807% | 0.01282% | 0.008126% | 0.00875% | 0.007613% | 0.007613% | 0.00875% | 0.007807% | 0.006989% | 0.007807% | 0.007561% | 0.006835% | 0.009307% | 0.009307%
7544 | 0.005807% | 0.008047% | 0.005892% | 0.00691% | 0.00718% | 0.01169% | 0.006812% | 0.009489% | 0.00731% | 0.009489% | 0.00718% | 0.00691% | 0.00718% | 0.008129% | 0.004943% | 0.00691% | 0.00718% | 0.01169% | 0.006812% | 0.009489% | 0.00731% | 0.00731% | 0.009489% | 0.00718% | 0.00691% | 0.00718% | 0.008129% | 0.004943% | 0.005807% | 0.005807%
7545 | 0.006203% | 0.008195% | 0.005865% | 0.007951% | 0.007535% | 0.01159% | 0.007119% | 0.01162% | 0.007734% | 0.01162% | 0.007535% | 0.007951% | 0.007535% | 0.01016% | 0.004743% | 0.007951% | 0.007535% | 0.01159% | 0.007119% | 0.01162% | 0.007734% | 0.007734% | 0.01162% | 0.007535% | 0.007951% | 0.007535% | 0.01016% | 0.004743% | 0.006203% | 0.006203%
7546 | 0.005736% | 0.008832% | 0.005417% | 0.009143% | 0.007392% | 0.01139% | 0.006895% | 0.01255% | 0.007623% | 0.01255% | 0.007392% | 0.009143% | 0.007392% | 0.01178% | 0.004586% | 0.009143% | 0.007392% | 0.01139% | 0.006895% | 0.01255% | 0.007623% | 0.007623% | 0.01255% | 0.007392% | 0.009143% | 0.007392% | 0.01178% | 0.004586% | 0.005736% | 0.005736%
7547 | 0.005495% | 0.009634% | 0.005192% | 0.01039% | 0.007078% | 0.01107% | 0.006559% | 0.013% | 0.007345% | 0.013% | 0.007078% | 0.01039% | 0.007078% | 0.01281% | 0.004504% | 0.01039% | 0.007078% | 0.01107% | 0.006559% | 0.013% | 0.007345% | 0.007345% | 0.013% | 0.007078% | 0.01039% | 0.007078% | 0.01281% | 0.004504% | 0.005495% | 0.005495%
7548 | 0.005283% | 0.01061% | 0.005165% | 0.01145% | 0.006837% | 0.01043% | 0.00628% | 0.01325% | 0.007118% | 0.01325% | 0.006837% | 0.01145% | 0.006837% | 0.01336% | 0.00448% | 0.01145% | 0.006837% | 0.01043% | 0.00628% | 0.01325% | 0.007118% | 0.007118% | 0.01325% | 0.006837% | 0.01145% | 0.006837% | 0.01336% | 0.00448% | 0.005283% | 0.005283%
7549 | 0.005224% | 0.01111% | 0.004979% | 0.0124% | 0.006789% | 0.009624% | 0.006243% | 0.01338% | 0.007128% | 0.01338% | 0.006789% | 0.0124% | 0.006789% | 0.01356% | 0.004463% | 0.0124% | 0.006789% | 0.009624% | 0.006243% | 0.01338% | 0.007128% | 0.007128% | 0.01338% | 0.006789% | 0.0124% | 0.006789% | 0.01356% | 0.004463% | 0.005224% | 0.005224%
7550 | 0.00522% | 0.01118% | 0.004851% | 0.01293% | 0.006761% | 0.008553% | 0.006188% | 0.01359% | 0.007159% | 0.01359% | 0.006761% | 0.01293% | 0.006761% | 0.01364% | 0.004432% | 0.01293% | 0.006761% | 0.008553% | 0.006188% | 0.01359% | 0.007159% | 0.007159% | 0.01359% | 0.006761% | 0.01293% | 0.006761% | 0.01364% | 0.004432% | 0.00522% | 0.00522%
7551 | 0.005084% | 0.01062% | 0.004765% | 0.01307% | 0.006822% | 0.007681% | 0.0062% | 0.0138% | 0.007286% | 0.0138% | 0.006822% | 0.01307% | 0.006822% | 0.01375% | 0.004413% | 0.01307% | 0.006822% | 0.007681% | 0.0062% | 0.0138% | 0.007286% | 0.007286% | 0.0138% | 0.006822% | 0.01307% | 0.006822% | 0.01375% | 0.004413% | 0.005084% | 0.005084%
7552 | 0.005264% | 0.009597% | 0.004815% | 0.0129% | 0.006842% | 0.007432% | 0.00622% | 0.01398% | 0.007384% | 0.01398% | 0.006842% | 0.0129% | 0.006842% | 0.01377% | 0.004429% | 0.0129% | 0.006842% | 0.007432% | 0.00622% | 0.01398% | 0.007384% | 0.007384% | 0.01398% | 0.006842% | 0.0129% | 0.006842% | 0.01377% | 0.004429% | 0.005264% | 0.005264%
7553 | 0.00636% | 0.008741% | 0.005991% | 0.01302% | 0.007082% | 0.008483% | 0.007075% | 0.01201% | 0.007229% | 0.01201% | 0.007082% | 0.01302% | 0.007082% | 0.01429% | 0.005671% | 0.01302% | 0.007082% | 0.008483% | 0.007075% | 0.01201% | 0.007229% | 0.007229% | 0.01201% | 0.007082% | 0.01302% | 0.007082% | 0.01429% | 0.005671% | 0.00636% | 0.00636%
7554 | 0.007517% | 0.008127% | 0.007184% | 0.01305% | 0.00743% | 0.009976% | 0.008073% | 0.01141% | 0.00724% | 0.01141% | 0.00743% | 0.01305% | 0.00743% | 0.01465% | 0.007188% | 0.01305% | 0.00743% | 0.009976% | 0.008073% | 0.01141% | 0.00724% | 0.00724% | 0.01141% | 0.00743% | 0.01305% | 0.00743% | 0.01465% | 0.007188% | 0.007517% | 0.007517%
7555 | 0.007828% | 0.007762% | 0.007367% | 0.01222% | 0.007307% | 0.01122% | 0.007945% | 0.01122% | 0.007212% | 0.01122% | 0.007307% | 0.01222% | 0.007307% | 0.01391% | 0.007267% | 0.01222% | 0.007307% | 0.01122% | 0.007945% | 0.01122% | 0.007212% | 0.007212% | 0.01122% | 0.007307% | 0.01222% | 0.007307% | 0.01391% | 0.007267% | 0.007828% | 0.007828%
7556 | 0.007957% | 0.007674% | 0.007517% | 0.01115% | 0.007253% | 0.01254% | 0.007857% | 0.01103% | 0.007223% | 0.01103% | 0.007253% | 0.01115% | 0.007253% | 0.01285% | 0.007312% | 0.01115% | 0.007253% | 0.01254% | 0.007857% | 0.01103% | 0.007223% | 0.007223% | 0.01103% | 0.007253% | 0.01115% | 0.007253% | 0.01285% | 0.007312% | 0.007957% | 0.007957%
7557 | 0.008042% | 0.007611% | 0.007614% | 0.01012% | 0.007256% | 0.013% | 0.007859% | 0.01071% | 0.007216% | 0.01071% | 0.007256% | 0.01012% | 0.007256% | 0.01152% | 0.007361% | 0.01012% | 0.007256% | 0.013% | 0.007859% | 0.01071% | 0.007216% | 0.007216% | 0.01071% | 0.007256% | 0.01012% | 0.007256% | 0.01152% | 0.007361% | 0.008042% | 0.008042%
7558 | 0.005772% | 0.007572% | 0.005586% | 0.009175% | 0.00736% | 0.0133% | 0.007945% | 0.01041% | 0.007269% | 0.01041% | 0.00736% | 0.009175% | 0.00736% | 0.01005% | 0.007428% | 0.009175% | 0.00736% | 0.0133% | 0.007945% | 0.01041% | 0.007269% | 0.007269% | 0.01041% | 0.00736% | 0.009175% | 0.00736% | 0.01005% | 0.007428% | 0.005772% | 0.005772%
7559 | 0.005858% | 0.007538% | 0.005735% | 0.008299% | 0.007515% | 0.01349% | 0.008097% | 0.01012% | 0.00738% | 0.01012% | 0.007515% | 0.008299% | 0.007515% | 0.008524% | 0.007513% | 0.008299% | 0.007515% | 0.01349% | 0.008097% | 0.01012% | 0.00738% | 0.00738% | 0.01012% | 0.007515% | 0.008299% | 0.007515% | 0.008524% | 0.007513% | 0.005858% | 0.005858%
7560 | 0.006134% | 0.008011% | 0.005942% | 0.007448% | 0.007917% | 0.01345% | 0.008529% | 0.009229% | 0.007743% | 0.009229% | 0.007917% | 0.007448% | 0.007917% | 0.007039% | 0.007574% | 0.007448% | 0.007917% | 0.01345% | 0.008529% | 0.009229% | 0.007743% | 0.007743% | 0.009229% | 0.007917% | 0.007448% | 0.007917% | 0.007039% | 0.007574% | 0.006134% | 0.006134%
7561 | 0.0075% | 0.007838% | 0.007059% | 0.006651% | 0.008786% | 0.01293% | 0.009805% | 0.008843% | 0.008445% | 0.008843% | 0.008786% | 0.006651% | 0.008786% | 0.00543% | 0.00788% | 0.006651% | 0.008786% | 0.01293% | 0.009805% | 0.008843% | 0.008445% | 0.008445% | 0.008843% | 0.008786% | 0.006651% | 0.008786% | 0.00543% | 0.00788% | 0.0075% | 0.0075%
7562 | 0.007582% | 0.007806% | 0.007244% | 0.00621% | 0.008763% | 0.01295% | 0.009614% | 0.007514% | 0.008452% | 0.007514% | 0.008763% | 0.00621% | 0.008763% | 0.005401% | 0.007687% | 0.00621% | 0.008763% | 0.01295% | 0.009614% | 0.007514% | 0.008452% | 0.008452% | 0.007514% | 0.008763% | 0.00621% | 0.008763% | 0.005401% | 0.007687% | 0.007582% | 0.007582%
7563 | 0.00768% | 0.007777% | 0.007284% | 0.006101% | 0.008819% | 0.01298% | 0.009687% | 0.006539% | 0.008646% | 0.006539% | 0.008819% | 0.006101% | 0.008819% | 0.005492% | 0.007788% | 0.006101% | 0.008819% | 0.01298% | 0.009687% | 0.006539% | 0.008646% | 0.008646% | 0.006539% | 0.008819% | 0.006101% | 0.008819% | 0.005492% | 0.007788% | 0.00768% | 0.00768%
7564 | 0.008045% | 0.007737% | 0.00736% | 0.006119% | 0.008897% | 0.01297% | 0.009762% | 0.005811% | 0.009075% | 0.005811% | 0.008897% | 0.006119% | 0.008897% | 0.005827% | 0.008086% | 0.006119% | 0.008897% | 0.01297% | 0.009762% | 0.005811% | 0.009075% | 0.009075% | 0.005811% | 0.008897% | 0.006119% | 0.008897% | 0.005827% | 0.008086% | 0.008045% | 0.008045%
7565 | 0.008953% | 0.007725% | 0.007326% | 0.006315% | 0.009437% | 0.0129% | 0.01014% | 0.005803% | 0.009668% | 0.005803% | 0.009437% | 0.006315% | 0.009437% | 0.006282% | 0.008806% | 0.006315% | 0.009437% | 0.0129% | 0.01014% | 0.005803% | 0.009668% | 0.009668% | 0.005803% | 0.009437% | 0.006315% | 0.009437% | 0.006282% | 0.008806% | 0.008953% | 0.008953%
7566 | 0.01099% | 0.008294% | 0.007465% | 0.007298% | 0.01043% | 0.01292% | 0.01104% | 0.00685% | 0.0105% | 0.00685% | 0.01043% | 0.007298% | 0.01043% | 0.007097% | 0.01025% | 0.007298% | 0.01043% | 0.01292% | 0.01104% | 0.00685% | 0.0105% | 0.0105% | 0.00685% | 0.01043% | 0.007298% | 0.01043% | 0.007097% | 0.01025% | 0.01099% | 0.01099%
7567 | 0.01629% | 0.008278% | 0.01351% | 0.007719% | 0.01169% | 0.01284% | 0.01181% | 0.008506% | 0.01191% | 0.008506% | 0.01169% | 0.007719% | 0.01169% | 0.008263% | 0.0118% | 0.007719% | 0.01169% | 0.01284% | 0.01181% | 0.008506% | 0.01191% | 0.01191% | 0.008506% | 0.01169% | 0.007719% | 0.01169% | 0.008263% | 0.0118% | 0.01629% | 0.01629%
7568 | 0.01635% | 0.009223% | 0.0152% | 0.008611% | 0.0126% | 0.01191% | 0.012% | 0.01061% | 0.01286% | 0.01061% | 0.0126% | 0.008611% | 0.0126% | 0.00959% | 0.01285% | 0.008611% | 0.0126% | 0.01191% | 0.012% | 0.01061% | 0.01286% | 0.01286% | 0.01061% | 0.0126% | 0.008611% | 0.0126% | 0.00959% | 0.01285% | 0.01635% | 0.01635%
7569 | 0.01793% | 0.01211% | 0.01694% | 0.01075% | 0.0139% | 0.01157% | 0.01333% | 0.01284% | 0.01373% | 0.01284% | 0.0139% | 0.01075% | 0.0139% | 0.01244% | 0.01541% | 0.01075% | 0.0139% | 0.01157% | 0.01333% | 0.01284% | 0.01373% | 0.01373% | 0.01284% | 0.0139% | 0.01075% | 0.0139% | 0.01244% | 0.01541% | 0.01793% | 0.01793%
7570 | 0.01905% | 0.01524% | 0.01754% | 0.01212% | 0.01496% | 0.01122% | 0.01447% | 0.0131% | 0.01451% | 0.0131% | 0.01496% | 0.01212% | 0.01496% | 0.01368% | 0.0174% | 0.01212% | 0.01496% | 0.01122% | 0.01447% | 0.0131% | 0.01451% | 0.01451% | 0.0131% | 0.01496% | 0.01212% | 0.01496% | 0.01368% | 0.0174% | 0.01905% | 0.01905%
7571 | 0.01955% | 0.01776% | 0.01819% | 0.01294% | 0.01544% | 0.01093% | 0.01536% | 0.01336% | 0.01469% | 0.01336% | 0.01544% | 0.01294% | 0.01544% | 0.01413% | 0.01879% | 0.01294% | 0.01544% | 0.01093% | 0.01536% | 0.01336% | 0.01469% | 0.01469% | 0.01336% | 0.01544% | 0.01294% | 0.01544% | 0.01413% | 0.01879% | 0.01955% | 0.01955%
7572 | 0.01949% | 0.0186% | 0.01828% | 0.01346% | 0.01514% | 0.01053% | 0.01566% | 0.01305% | 0.01432% | 0.01305% | 0.01514% | 0.01346% | 0.01514% | 0.0143% | 0.01967% | 0.01346% | 0.01514% | 0.01053% | 0.01566% | 0.01305% | 0.01432% | 0.01432% | 0.01305% | 0.01514% | 0.01346% | 0.01514% | 0.0143% | 0.01967% | 0.01949% | 0.01949%
7573 | 0.01871% | 0.01829% | 0.01839% | 0.01379% | 0.01446% | 0.00968% | 0.01543% | 0.01221% | 0.01383% | 0.01221% | 0.01446% | 0.01379% | 0.01446% | 0.01437% | 0.02001% | 0.01379% | 0.01446% | 0.00968% | 0.01543% | 0.01221% | 0.01383% | 0.01383% | 0.01221% | 0.01446% | 0.01379% | 0.01446% | 0.01437% | 0.02001% | 0.01871% | 0.01871%
7574 | 0.01722% | 0.01753% | 0.01831% | 0.01397% | 0.01343% | 0.008544% | 0.01489% | 0.01141% | 0.01313% | 0.01141% | 0.01343% | 0.01397% | 0.01343% | 0.01443% | 0.01996% | 0.01397% | 0.01343% | 0.008544% | 0.01489% | 0.01141% | 0.01313% | 0.01313% | 0.01141% | 0.01343% | 0.01397% | 0.01343% | 0.01443% | 0.01996% | 0.01722% | 0.01722%
7575 | 0.0152% | 0.01488% | 0.01731% | 0.01402% | 0.01219% | 0.007668% | 0.01395% | 0.01092% | 0.01206% | 0.01092% | 0.01219% | 0.01402% | 0.01219% | 0.01439% | 0.0196% | 0.01402% | 0.01219% | 0.007668% | 0.01395% | 0.01092% | 0.01206% | 0.01206% | 0.01092% | 0.01219% | 0.01402% | 0.01219% | 0.01439% | 0.0196% | 0.0152% | 0.0152%
7576 | 0.01335% | 0.01227% | 0.01671% | 0.01394% | 0.01121% | 0.007326% | 0.01265% | 0.01117% | 0.01129% | 0.01117% | 0.01121% | 0.01394% | 0.01121% | 0.01411% | 0.01852% | 0.01394% | 0.01121% | 0.007326% | 0.01265% | 0.01117% | 0.01129% | 0.01129% | 0.01117% | 0.01121% | 0.01394% | 0.01121% | 0.01411% | 0.01852% | 0.01335% | 0.01335%
7577 | 0.01256% | 0.01083% | 0.01608% | 0.01441% | 0.01098% | 0.008385% | 0.01235% | 0.009785% | 0.01098% | 0.009785% | 0.01098% | 0.01441% | 0.01098% | 0.01435% | 0.01763% | 0.01441% | 0.01098% | 0.008385% | 0.01235% | 0.009785% | 0.01098% | 0.01098% | 0.009785% | 0.01098% | 0.01441% | 0.01098% | 0.01435% | 0.01763% | 0.01256% | 0.01256%
7578 | 0.01232% | 0.009168% | 0.01671% | 0.01482% | 0.01089% | 0.00976% | 0.01257% | 0.009897% | 0.01081% | 0.009897% | 0.01089% | 0.01482% | 0.01089% | 0.01458% | 0.01641% | 0.01482% | 0.01089% | 0.00976% | 0.01257% | 0.009897% | 0.01081% | 0.01081% | 0.009897% | 0.01089% | 0.01482% | 0.01089% | 0.01458% | 0.01641% | 0.01232% | 0.01232%
7579 | 0.01131% | 0.008492% | 0.01651% | 0.01439% | 0.0103% | 0.01091% | 0.01208% | 0.009937% | 0.01028% | 0.009937% | 0.0103% | 0.01439% | 0.0103% | 0.014% | 0.01373% | 0.01439% | 0.0103% | 0.01091% | 0.01208% | 0.009937% | 0.01028% | 0.01028% | 0.009937% | 0.0103% | 0.01439% | 0.0103% | 0.014% | 0.01373% | 0.01131% | 0.01131%
7580 | 0.01062% | 0.008145% | 0.01416% | 0.01369% | 0.009687% | 0.01201% | 0.01166% | 0.009929% | 0.009641% | 0.009929% | 0.009687% | 0.01369% | 0.009687% | 0.01341% | 0.01175% | 0.01369% | 0.009687% | 0.01201% | 0.01166% | 0.009929% | 0.009641% | 0.009641% | 0.009929% | 0.009687% | 0.01369% | 0.009687% | 0.01341% | 0.01175% | 0.01062% | 0.01062%
7581 | 0.01028% | 0.007997% | 0.01079% | 0.01277% | 0.009165% | 0.01241% | 0.01105% | 0.01002% | 0.009034% | 0.01002% | 0.009165% | 0.01277% | 0.009165% | 0.01259% | 0.01038% | 0.01277% | 0.009165% | 0.01241% | 0.01105% | 0.01002% | 0.009034% | 0.009034% | 0.01002% | 0.009165% | 0.01277% | 0.009165% | 0.01259% | 0.01038% | 0.01028% | 0.01028%
7582 | 0.007531% | 0.00789% | 0.007442% | 0.01122% | 0.008886% | 0.0126% | 0.01041% | 0.01035% | 0.008765% | 0.01035% | 0.008886% | 0.01122% | 0.008886% | 0.01081% | 0.009484% | 0.01122% | 0.008886% | 0.0126% | 0.01041% | 0.01035% | 0.008765% | 0.008765% | 0.01035% | 0.008886% | 0.01122% | 0.008886% | 0.01081% | 0.009484% | 0.007531% | 0.007531%
7583 | 0.007375% | 0.007853% | 0.006929% | 0.008991% | 0.008835% | 0.01272% | 0.009818% | 0.01064% | 0.008684% | 0.01064% | 0.008835% | 0.008991% | 0.008835% | 0.007793% | 0.008798% | 0.008991% | 0.008835% | 0.01272% | 0.009818% | 0.01064% | 0.008684% | 0.008684% | 0.01064% | 0.008835% | 0.008991% | 0.008835% | 0.007793% | 0.008798% | 0.007375% | 0.007375%
7584 | 0.007022% | 0.007734% | 0.006687% | 0.007548% | 0.00854% | 0.01298% | 0.009223% | 0.01019% | 0.008417% | 0.01019% | 0.00854% | 0.007548% | 0.00854% | 0.006068% | 0.008144% | 0.007548% | 0.00854% | 0.01298% | 0.009223% | 0.01019% | 0.008417% | 0.008417% | 0.01019% | 0.00854% | 0.007548% | 0.00854% | 0.006068% | 0.008144% | 0.007022% | 0.007022%
7585 | 0.007505% | 0.007789% | 0.006981% | 0.006648% | 0.008784% | 0.01283% | 0.009321% | 0.008987% | 0.008631% | 0.008987% | 0.008784% | 0.006648% | 0.008784% | 0.005385% | 0.007665% | 0.006648% | 0.008784% | 0.01283% | 0.009321% | 0.008987% | 0.008631% | 0.008631% | 0.008987% | 0.008784% | 0.006648% | 0.008784% | 0.005385% | 0.007665% | 0.007505% | 0.007505%
7586 | 0.007537% | 0.007775% | 0.007194% | 0.006191% | 0.008786% | 0.01286% | 0.009265% | 0.007662% | 0.008642% | 0.007662% | 0.008786% | 0.006191% | 0.008786% | 0.005344% | 0.007479% | 0.006191% | 0.008786% | 0.01286% | 0.009265% | 0.007662% | 0.008642% | 0.008642% | 0.007662% | 0.008786% | 0.006191% | 0.008786% | 0.005344% | 0.007479% | 0.007537% | 0.007537%
7587 | 0.007622% | 0.007757% | 0.00717% | 0.006073% | 0.008836% | 0.01289% | 0.009344% | 0.006719% | 0.008866% | 0.006719% | 0.008836% | 0.006073% | 0.008836% | 0.005419% | 0.007571% | 0.006073% | 0.008836% | 0.01289% | 0.009344% | 0.006719% | 0.008866% | 0.008866% | 0.006719% | 0.008836% | 0.006073% | 0.008836% | 0.005419% | 0.007571% | 0.007622% | 0.007622%
7588 | 0.007972% | 0.007706% | 0.007218% | 0.006096% | 0.00897% | 0.01293% | 0.009474% | 0.006028% | 0.009307% | 0.006028% | 0.00897% | 0.006096% | 0.00897% | 0.005763% | 0.007862% | 0.006096% | 0.00897% | 0.01293% | 0.009474% | 0.006028% | 0.009307% | 0.009307% | 0.006028% | 0.00897% | 0.006096% | 0.00897% | 0.005763% | 0.007862% | 0.007972% | 0.007972%
7589 | 0.008939% | 0.007683% | 0.007323% | 0.006304% | 0.009516% | 0.01298% | 0.00987% | 0.006118% | 0.009876% | 0.006118% | 0.009516% | 0.006304% | 0.009516% | 0.006225% | 0.008584% | 0.006304% | 0.009516% | 0.01298% | 0.00987% | 0.006118% | 0.009876% | 0.009876% | 0.006118% | 0.009516% | 0.006304% | 0.009516% | 0.006225% | 0.008584% | 0.008939% | 0.008939%
7590 | 0.01093% | 0.008304% | 0.007436% | 0.007265% | 0.01049% | 0.01288% | 0.01079% | 0.007156% | 0.01063% | 0.007156% | 0.01049% | 0.007265% | 0.01049% | 0.007002% | 0.01003% | 0.007265% | 0.01049% | 0.01288% | 0.01079% | 0.007156% | 0.01063% | 0.01063% | 0.007156% | 0.01049% | 0.007265% | 0.01049% | 0.007002% | 0.01003% | 0.01093% | 0.01093%
7591 | 0.01632% | 0.008278% | 0.013% | 0.007675% | 0.01176% | 0.01295% | 0.01158% | 0.008729% | 0.01208% | 0.008729% | 0.01176% | 0.007675% | 0.01176% | 0.008211% | 0.01163% | 0.007675% | 0.01176% | 0.01295% | 0.01158% | 0.008729% | 0.01208% | 0.01208% | 0.008729% | 0.01176% | 0.007675% | 0.01176% | 0.008211% | 0.01163% | 0.01632% | 0.01632%
7592 | 0.01646% | 0.009175% | 0.01501% | 0.008579% | 0.01267% | 0.01202% | 0.01177% | 0.01093% | 0.01299% | 0.01093% | 0.01267% | 0.008579% | 0.01267% | 0.009582% | 0.01274% | 0.008579% | 0.01267% | 0.01202% | 0.01177% | 0.01093% | 0.01299% | 0.01299% | 0.01093% | 0.01267% | 0.008579% | 0.01267% | 0.009582% | 0.01274% | 0.01646% | 0.01646%
7593 | 0.01805% | 0.01197% | 0.01683% | 0.01071% | 0.01391% | 0.01157% | 0.01309% | 0.0131% | 0.01381% | 0.0131% | 0.01391% | 0.01071% | 0.01391% | 0.0124% | 0.0153% | 0.01071% | 0.01391% | 0.01157% | 0.01309% | 0.0131% | 0.01381% | 0.01381% | 0.0131% | 0.01391% | 0.01071% | 0.01391% | 0.0124% | 0.0153% | 0.01805% | 0.01805%
7594 | 0.01904% | 0.0151% | 0.01728% | 0.01204% | 0.01489% | 0.01101% | 0.01423% | 0.01336% | 0.01453% | 0.01336% | 0.01489% | 0.01204% | 0.01489% | 0.01353% | 0.0173% | 0.01204% | 0.01489% | 0.01101% | 0.01423% | 0.01336% | 0.01453% | 0.01453% | 0.01336% | 0.01489% | 0.01204% | 0.01489% | 0.01353% | 0.0173% | 0.01904% | 0.01904%
7595 | 0.01958% | 0.01767% | 0.01787% | 0.01284% | 0.01533% | 0.01072% | 0.01514% | 0.01362% | 0.01465% | 0.01362% | 0.01533% | 0.01284% | 0.01533% | 0.01394% | 0.01874% | 0.01284% | 0.01533% | 0.01072% | 0.01514% | 0.01362% | 0.01465% | 0.01465% | 0.01362% | 0.01533% | 0.01284% | 0.01533% | 0.01394% | 0.01874% | 0.01958% | 0.01958%
7596 | 0.01954% | 0.01855% | 0.01789% | 0.01331% | 0.01508% | 0.01033% | 0.01548% | 0.01324% | 0.01427% | 0.01324% | 0.01508% | 0.01331% | 0.01508% | 0.01415% | 0.01965% | 0.01331% | 0.01508% | 0.01033% | 0.01548% | 0.01324% | 0.01427% | 0.01427% | 0.01324% | 0.01508% | 0.01331% | 0.01508% | 0.01415% | 0.01965% | 0.01954% | 0.01954%
7597 | 0.01884% | 0.01826% | 0.01805% | 0.01363% | 0.01442% | 0.009477% | 0.01529% | 0.01233% | 0.0138% | 0.01233% | 0.01442% | 0.01363% | 0.01442% | 0.01424% | 0.02001% | 0.01363% | 0.01442% | 0.009477% | 0.01529% | 0.01233% | 0.0138% | 0.0138% | 0.01233% | 0.01442% | 0.01363% | 0.01442% | 0.01424% | 0.02001% | 0.01884% | 0.01884%
7598 | 0.01739% | 0.01751% | 0.01801% | 0.0138% | 0.01341% | 0.00831% | 0.01476% | 0.01149% | 0.01313% | 0.01149% | 0.01341% | 0.0138% | 0.01341% | 0.01433% | 0.01996% | 0.0138% | 0.01341% | 0.00831% | 0.01476% | 0.01149% | 0.01313% | 0.01313% | 0.01149% | 0.01341% | 0.0138% | 0.01341% | 0.01433% | 0.01996% | 0.01739% | 0.01739%
7599 | 0.01534% | 0.01482% | 0.01709% | 0.01387% | 0.01218% | 0.007413% | 0.01384% | 0.01101% | 0.01208% | 0.01101% | 0.01218% | 0.01387% | 0.01218% | 0.01432% | 0.0196% | 0.01387% | 0.01218% | 0.007413% | 0.01384% | 0.01101% | 0.01208% | 0.01208% | 0.01101% | 0.01218% | 0.01387% | 0.01218% | 0.01432% | 0.0196% | 0.01534% | 0.01534%
7600 | 0.01356% | 0.01223% | 0.01659% | 0.01383% | 0.01121% | 0.007097% | 0.01257% | 0.01124% | 0.01134% | 0.01124% | 0.01121% | 0.01383% | 0.01121% | 0.01408% | 0.01854% | 0.01383% | 0.01121% | 0.007097% | 0.01257% | 0.01124% | 0.01134% | 0.01134% | 0.01124% | 0.01121% | 0.01383% | 0.01121% | 0.01408% | 0.01854% | 0.01356% | 0.01356%
7601 | 0.01283% | 0.01083% | 0.01603% | 0.01434% | 0.01099% | 0.008157% | 0.01232% | 0.00982% | 0.01104% | 0.00982% | 0.01099% | 0.01434% | 0.01099% | 0.01437% | 0.0177% | 0.01434% | 0.01099% | 0.008157% | 0.01232% | 0.00982% | 0.01104% | 0.01104% | 0.00982% | 0.01099% | 0.01434% | 0.01099% | 0.01437% | 0.0177% | 0.01283% | 0.01283%
7602 | 0.0125% | 0.009182% | 0.01666% | 0.01478% | 0.01091% | 0.009556% | 0.01254% | 0.009926% | 0.0108% | 0.009926% | 0.01091% | 0.01478% | 0.01091% | 0.01461% | 0.01647% | 0.01478% | 0.01091% | 0.009556% | 0.01254% | 0.009926% | 0.0108% | 0.0108% | 0.009926% | 0.01091% | 0.01478% | 0.01091% | 0.01461% | 0.01647% | 0.0125% | 0.0125%
7603 | 0.01149% | 0.008526% | 0.01652% | 0.01436% | 0.01032% | 0.01081% | 0.01206% | 0.009971% | 0.01028% | 0.009971% | 0.01032% | 0.01436% | 0.01032% | 0.01406% | 0.01378% | 0.01436% | 0.01032% | 0.01081% | 0.01206% | 0.009971% | 0.01028% | 0.01028% | 0.009971% | 0.01032% | 0.01436% | 0.01032% | 0.01406% | 0.01378% | 0.01149% | 0.01149%
7604 | 0.01082% | 0.008196% | 0.01418% | 0.01367% | 0.009708% | 0.01195% | 0.01166% | 0.009939% | 0.009647% | 0.009939% | 0.009708% | 0.01367% | 0.009708% | 0.01347% | 0.01181% | 0.01367% | 0.009708% | 0.01195% | 0.01166% | 0.009939% | 0.009647% | 0.009647% | 0.009939% | 0.009708% | 0.01367% | 0.009708% | 0.01347% | 0.01181% | 0.01082% | 0.01082%
7605 | 0.01045% | 0.008024% | 0.01077% | 0.01276% | 0.009157% | 0.01236% | 0.01107% | 0.01002% | 0.009028% | 0.01002% | 0.009157% | 0.01276% | 0.009157% | 0.01266% | 0.01048% | 0.01276% | 0.009157% | 0.01236% | 0.01107% | 0.01002% | 0.009028% | 0.009028% | 0.01002% | 0.009157% | 0.01276% | 0.009157% | 0.01266% | 0.01048% | 0.01045% | 0.01045%
7606 | 0.007503% | 0.007924% | 0.007502% | 0.01123% | 0.008859% | 0.0126% | 0.01044% | 0.01033% | 0.008738% | 0.01033% | 0.008859% | 0.01123% | 0.008859% | 0.01091% | 0.009596% | 0.01123% | 0.008859% | 0.0126% | 0.01044% | 0.01033% | 0.008738% | 0.008738% | 0.01033% | 0.008859% | 0.01123% | 0.008859% | 0.01091% | 0.009596% | 0.007503% | 0.007503%
7607 | 0.007402% | 0.007897% | 0.007005% | 0.008977% | 0.008762% | 0.01276% | 0.009825% | 0.01055% | 0.008616% | 0.01055% | 0.008762% | 0.008977% | 0.008762% | 0.00788% | 0.008903% | 0.008977% | 0.008762% | 0.01276% | 0.009825% | 0.01055% | 0.008616% | 0.008616% | 0.01055% | 0.008762% | 0.008977% | 0.008762% | 0.00788% | 0.008903% | 0.007402% | 0.007402%
7608 | 0.007407% | 0.007864% | 0.007015% | 0.007489% | 0.008739% | 0.01282% | 0.009497% | 0.01055% | 0.008593% | 0.01055% | 0.008739% | 0.007489% | 0.008739% | 0.005906% | 0.008348% | 0.007489% | 0.008739% | 0.01282% | 0.009497% | 0.01055% | 0.008593% | 0.008593% | 0.01055% | 0.008739% | 0.007489% | 0.008739% | 0.005906% | 0.008348% | 0.007407% | 0.007407%
7609 | 0.007521% | 0.007806% | 0.007105% | 0.006641% | 0.008677% | 0.01286% | 0.009342% | 0.008937% | 0.008537% | 0.008937% | 0.008677% | 0.006641% | 0.008677% | 0.005519% | 0.007759% | 0.006641% | 0.008677% | 0.01286% | 0.009342% | 0.008937% | 0.008537% | 0.008537% | 0.008937% | 0.008677% | 0.006641% | 0.008677% | 0.005519% | 0.007759% | 0.007521% | 0.007521%
7610 | 0.007628% | 0.007774% | 0.007303% | 0.00617% | 0.008703% | 0.01293% | 0.009327% | 0.007592% | 0.008538% | 0.007592% | 0.008703% | 0.00617% | 0.008703% | 0.005491% | 0.007625% | 0.00617% | 0.008703% | 0.01293% | 0.009327% | 0.007592% | 0.008538% | 0.008538% | 0.007592% | 0.008703% | 0.00617% | 0.008703% | 0.005491% | 0.007625% | 0.007628% | 0.007628%
7611 | 0.007665% | 0.00775% | 0.007281% | 0.006044% | 0.008706% | 0.01296% | 0.009367% | 0.006586% | 0.00867% | 0.006586% | 0.008706% | 0.006044% | 0.008706% | 0.005554% | 0.007699% | 0.006044% | 0.008706% | 0.01296% | 0.009367% | 0.006586% | 0.00867% | 0.00867% | 0.006586% | 0.008706% | 0.006044% | 0.008706% | 0.005554% | 0.007699% | 0.007665% | 0.007665%
7612 | 0.007977% | 0.007713% | 0.007309% | 0.006059% | 0.008813% | 0.013% | 0.009481% | 0.005908% | 0.009081% | 0.005908% | 0.008813% | 0.006059% | 0.008813% | 0.005931% | 0.007991% | 0.006059% | 0.008813% | 0.013% | 0.009481% | 0.005908% | 0.009081% | 0.009081% | 0.005908% | 0.008813% | 0.006059% | 0.008813% | 0.005931% | 0.007991% | 0.007977% | 0.007977%
7613 | 0.008956% | 0.007704% | 0.007429% | 0.006251% | 0.009353% | 0.01306% | 0.009875% | 0.005863% | 0.009685% | 0.005863% | 0.009353% | 0.006251% | 0.009353% | 0.006455% | 0.008761% | 0.006251% | 0.009353% | 0.01306% | 0.009875% | 0.005863% | 0.009685% | 0.009685% | 0.005863% | 0.009353% | 0.006251% | 0.009353% | 0.006455% | 0.008761% | 0.008956% | 0.008956%
7614 | 0.01101% | 0.00837% | 0.007627% | 0.007173% | 0.0103% | 0.01297% | 0.01076% | 0.006859% | 0.01044% | 0.006859% | 0.0103% | 0.007173% | 0.0103% | 0.007211% | 0.01018% | 0.007173% | 0.0103% | 0.01297% | 0.01076% | 0.006859% | 0.01044% | 0.01044% | 0.006859% | 0.0103% | 0.007173% | 0.0103% | 0.007211% | 0.01018% | 0.01101% | 0.01101%
7615 | 0.01671% | 0.008345% | 0.01354% | 0.007688% | 0.01172% | 0.01296% | 0.01168% | 0.008555% | 0.01198% | 0.008555% | 0.01172% | 0.007688% | 0.01172% | 0.008435% | 0.012% | 0.007688% | 0.01172% | 0.01296% | 0.01168% | 0.008555% | 0.01198% | 0.01198% | 0.008555% | 0.01172% | 0.007688% | 0.01172% | 0.008435% | 0.012% | 0.01671% | 0.01671%
7616 | 0.01676% | 0.009235% | 0.01519% | 0.008366% | 0.01253% | 0.01198% | 0.01168% | 0.01055% | 0.0129% | 0.01055% | 0.01253% | 0.008366% | 0.01253% | 0.009578% | 0.01283% | 0.008366% | 0.01253% | 0.01198% | 0.01168% | 0.01055% | 0.0129% | 0.0129% | 0.01055% | 0.01253% | 0.008366% | 0.01253% | 0.009578% | 0.01283% | 0.01676% | 0.01676%
7617 | 0.0184% | 0.01208% | 0.01681% | 0.01043% | 0.01378% | 0.01133% | 0.01297% | 0.01282% | 0.01381% | 0.01282% | 0.01378% | 0.01043% | 0.01378% | 0.01227% | 0.01531% | 0.01043% | 0.01378% | 0.01133% | 0.01297% | 0.01282% | 0.01381% | 0.01381% | 0.01282% | 0.01378% | 0.01043% | 0.01378% | 0.01227% | 0.01531% | 0.0184% | 0.0184%
7618 | 0.01937% | 0.01527% | 0.01727% | 0.01181% | 0.01478% | 0.01074% | 0.01413% | 0.01309% | 0.01465% | 0.01309% | 0.01478% | 0.01181% | 0.01478% | 0.01348% | 0.01729% | 0.01181% | 0.01478% | 0.01074% | 0.01413% | 0.01309% | 0.01465% | 0.01465% | 0.01309% | 0.01478% | 0.01181% | 0.01478% | 0.01348% | 0.01729% | 0.01937% | 0.01937%
7619 | 0.01994% | 0.0179% | 0.018% | 0.01264% | 0.01534% | 0.01053% | 0.01504% | 0.01334% | 0.01496% | 0.01334% | 0.01534% | 0.01264% | 0.01534% | 0.01393% | 0.01874% | 0.01264% | 0.01534% | 0.01053% | 0.01504% | 0.01334% | 0.01496% | 0.01496% | 0.01334% | 0.01534% | 0.01264% | 0.01534% | 0.01393% | 0.01874% | 0.01994% | 0.01994%
7620 | 0.02008% | 0.01884% | 0.01826% | 0.01323% | 0.0152% | 0.01018% | 0.01542% | 0.01298% | 0.01476% | 0.01298% | 0.0152% | 0.01323% | 0.0152% | 0.01419% | 0.01967% | 0.01323% | 0.0152% | 0.01018% | 0.01542% | 0.01298% | 0.01476% | 0.01476% | 0.01298% | 0.0152% | 0.01323% | 0.0152% | 0.01419% | 0.01967% | 0.02008% | 0.02008%
7621 | 0.0196% | 0.0187% | 0.01854% | 0.01369% | 0.01467% | 0.009398% | 0.01531% | 0.0121% | 0.01444% | 0.0121% | 0.01467% | 0.01369% | 0.01467% | 0.01439% | 0.02005% | 0.01369% | 0.01467% | 0.009398% | 0.01531% | 0.0121% | 0.01444% | 0.01444% | 0.0121% | 0.01467% | 0.01369% | 0.01467% | 0.01439% | 0.02005% | 0.0196% | 0.0196%
7622 | 0.01824% | 0.01798% | 0.01853% | 0.01395% | 0.01361% | 0.008228% | 0.01478% | 0.01125% | 0.01372% | 0.01125% | 0.01361% | 0.01395% | 0.01361% | 0.01451% | 0.02% | 0.01395% | 0.01361% | 0.008228% | 0.01478% | 0.01125% | 0.01372% | 0.01372% | 0.01125% | 0.01361% | 0.01395% | 0.01361% | 0.01451% | 0.02% | 0.01824% | 0.01824%
7623 | 0.01616% | 0.01523% | 0.01751% | 0.01407% | 0.01236% | 0.007268% | 0.01382% | 0.01081% | 0.01275% | 0.01081% | 0.01236% | 0.01407% | 0.01236% | 0.01447% | 0.01961% | 0.01407% | 0.01236% | 0.007268% | 0.01382% | 0.01081% | 0.01275% | 0.01275% | 0.01081% | 0.01236% | 0.01407% | 0.01236% | 0.01447% | 0.01961% | 0.01616% | 0.01616%
7624 | 0.01403% | 0.01258% | 0.0167% | 0.01397% | 0.01128% | 0.006899% | 0.01249% | 0.01104% | 0.01187% | 0.01104% | 0.01128% | 0.01397% | 0.01128% | 0.01416% | 0.01851% | 0.01397% | 0.01128% | 0.006899% | 0.01249% | 0.01104% | 0.01187% | 0.01187% | 0.01104% | 0.01128% | 0.01397% | 0.01128% | 0.01416% | 0.01851% | 0.01403% | 0.01403%
7625 | 0.01308% | 0.01113% | 0.01595% | 0.01443% | 0.01095% | 0.007899% | 0.01226% | 0.009601% | 0.01131% | 0.009601% | 0.01095% | 0.01443% | 0.01095% | 0.01444% | 0.01775% | 0.01443% | 0.01095% | 0.007899% | 0.01226% | 0.009601% | 0.01131% | 0.01131% | 0.009601% | 0.01095% | 0.01443% | 0.01095% | 0.01444% | 0.01775% | 0.01308% | 0.01308%
7626 | 0.01245% | 0.009388% | 0.01645% | 0.01478% | 0.01077% | 0.009127% | 0.01234% | 0.009741% | 0.0109% | 0.009741% | 0.01077% | 0.01478% | 0.01077% | 0.01455% | 0.01639% | 0.01478% | 0.01077% | 0.009127% | 0.01234% | 0.009741% | 0.0109% | 0.0109% | 0.009741% | 0.01077% | 0.01478% | 0.01077% | 0.01455% | 0.01639% | 0.01245% | 0.01245%
7627 | 0.01122% | 0.008679% | 0.01622% | 0.01437% | 0.01014% | 0.01023% | 0.0118% | 0.009781% | 0.01028% | 0.009781% | 0.01014% | 0.01437% | 0.01014% | 0.01394% | 0.01367% | 0.01437% | 0.01014% | 0.01023% | 0.0118% | 0.009781% | 0.01028% | 0.01028% | 0.009781% | 0.01014% | 0.01437% | 0.01014% | 0.01394% | 0.01367% | 0.01122% | 0.01122%
7628 | 0.01052% | 0.008318% | 0.01379% | 0.01364% | 0.009498% | 0.01126% | 0.01136% | 0.00978% | 0.009673% | 0.00978% | 0.009498% | 0.01364% | 0.009498% | 0.01331% | 0.01164% | 0.01364% | 0.009498% | 0.01126% | 0.01136% | 0.00978% | 0.009673% | 0.009673% | 0.00978% | 0.009498% | 0.01364% | 0.009498% | 0.01331% | 0.01164% | 0.01052% | 0.01052%
7629 | 0.01008% | 0.008156% | 0.01028% | 0.01274% | 0.008982% | 0.01168% | 0.01079% | 0.009874% | 0.009085% | 0.009874% | 0.008982% | 0.01274% | 0.008982% | 0.01255% | 0.01028% | 0.01274% | 0.008982% | 0.01168% | 0.01079% | 0.009874% | 0.009085% | 0.009085% | 0.009874% | 0.008982% | 0.01274% | 0.008982% | 0.01255% | 0.01028% | 0.01008% | 0.01008%
7630 | 0.007462% | 0.008064% | 0.007453% | 0.01126% | 0.008692% | 0.01192% | 0.0102% | 0.0102% | 0.008729% | 0.0102% | 0.008692% | 0.01126% | 0.008692% | 0.01091% | 0.009379% | 0.01126% | 0.008692% | 0.01192% | 0.0102% | 0.0102% | 0.008729% | 0.008729% | 0.0102% | 0.008692% | 0.01126% | 0.008692% | 0.01091% | 0.009379% | 0.007462% | 0.007462%
7631 | 0.007301% | 0.008021% | 0.006926% | 0.009019% | 0.008576% | 0.0121% | 0.009594% | 0.01044% | 0.008577% | 0.01044% | 0.008576% | 0.009019% | 0.008576% | 0.007891% | 0.008648% | 0.009019% | 0.008576% | 0.0121% | 0.009594% | 0.01044% | 0.008577% | 0.008577% | 0.01044% | 0.008576% | 0.009019% | 0.008576% | 0.007891% | 0.008648% | 0.007301% | 0.007301%
7632 | 0.00727% | 0.00795% | 0.006991% | 0.007471% | 0.008547% | 0.0124% | 0.009316% | 0.01045% | 0.008521% | 0.01045% | 0.008547% | 0.007471% | 0.008547% | 0.005889% | 0.008168% | 0.007471% | 0.008547% | 0.0124% | 0.009316% | 0.01045% | 0.008521% | 0.008521% | 0.01045% | 0.008547% | 0.007471% | 0.008547% | 0.005889% | 0.008168% | 0.00727% | 0.00727%
7633 | 0.007375% | 0.007942% | 0.007002% | 0.006486% | 0.008461% | 0.01246% | 0.009113% | 0.008824% | 0.008425% | 0.008824% | 0.008461% | 0.006486% | 0.008461% | 0.005262% | 0.007517% | 0.006486% | 0.008461% | 0.01246% | 0.009113% | 0.008824% | 0.008425% | 0.008425% | 0.008824% | 0.008461% | 0.006486% | 0.008461% | 0.005262% | 0.007517% | 0.007375% | 0.007375%
7634 | 0.007478% | 0.007917% | 0.007194% | 0.006029% | 0.00847% | 0.01254% | 0.009093% | 0.007488% | 0.008395% | 0.007488% | 0.00847% | 0.006029% | 0.00847% | 0.005244% | 0.00733% | 0.006029% | 0.00847% | 0.01254% | 0.009093% | 0.007488% | 0.008395% | 0.008395% | 0.007488% | 0.00847% | 0.006029% | 0.00847% | 0.005244% | 0.00733% | 0.007478% | 0.007478%
7635 | 0.007512% | 0.007871% | 0.007172% | 0.005892% | 0.008495% | 0.01253% | 0.009176% | 0.006503% | 0.008539% | 0.006503% | 0.008495% | 0.005892% | 0.008495% | 0.005302% | 0.007409% | 0.005892% | 0.008495% | 0.01253% | 0.009176% | 0.006503% | 0.008539% | 0.008539% | 0.006503% | 0.008495% | 0.005892% | 0.008495% | 0.005302% | 0.007409% | 0.007512% | 0.007512%
7636 | 0.007839% | 0.007802% | 0.007154% | 0.005881% | 0.008628% | 0.01249% | 0.009318% | 0.005803% | 0.008952% | 0.005803% | 0.008628% | 0.005881% | 0.008628% | 0.005682% | 0.007719% | 0.005881% | 0.008628% | 0.01249% | 0.009318% | 0.005803% | 0.008952% | 0.008952% | 0.005803% | 0.008628% | 0.005881% | 0.008628% | 0.005682% | 0.007719% | 0.007839% | 0.007839%
7637 | 0.008763% | 0.007741% | 0.007243% | 0.006049% | 0.009134% | 0.01248% | 0.009658% | 0.005791% | 0.009575% | 0.005791% | 0.009134% | 0.006049% | 0.009134% | 0.006163% | 0.008453% | 0.006049% | 0.009134% | 0.01248% | 0.009658% | 0.005791% | 0.009575% | 0.009575% | 0.005791% | 0.009134% | 0.006049% | 0.009134% | 0.006163% | 0.008453% | 0.008763% | 0.008763%
7638 | 0.01088% | 0.008409% | 0.007406% | 0.00696% | 0.01019% | 0.01245% | 0.01051% | 0.006844% | 0.01038% | 0.006844% | 0.01019% | 0.00696% | 0.01019% | 0.006881% | 0.009914% | 0.00696% | 0.01019% | 0.01245% | 0.01051% | 0.006844% | 0.01038% | 0.01038% | 0.006844% | 0.01019% | 0.00696% | 0.01019% | 0.006881% | 0.009914% | 0.01088% | 0.01088%
7639 | 0.0161% | 0.008332% | 0.01315% | 0.007515% | 0.01155% | 0.01249% | 0.01151% | 0.008555% | 0.01187% | 0.008555% | 0.01155% | 0.007515% | 0.01155% | 0.008176% | 0.01184% | 0.007515% | 0.01155% | 0.01249% | 0.01151% | 0.008555% | 0.01187% | 0.01187% | 0.008555% | 0.01155% | 0.007515% | 0.01155% | 0.008176% | 0.01184% | 0.0161% | 0.0161%
7640 | 0.01649% | 0.009254% | 0.01506% | 0.008277% | 0.01235% | 0.01155% | 0.01155% | 0.01055% | 0.01283% | 0.01055% | 0.01235% | 0.008277% | 0.01235% | 0.009399% | 0.01269% | 0.008277% | 0.01235% | 0.01155% | 0.01155% | 0.01055% | 0.01283% | 0.01283% | 0.01055% | 0.01235% | 0.008277% | 0.01235% | 0.009399% | 0.01269% | 0.01649% | 0.01649%
7641 | 0.01816% | 0.01213% | 0.01685% | 0.01041% | 0.0137% | 0.0111% | 0.01291% | 0.01279% | 0.0138% | 0.01279% | 0.0137% | 0.01041% | 0.0137% | 0.01212% | 0.01525% | 0.01041% | 0.0137% | 0.0111% | 0.01291% | 0.01279% | 0.0138% | 0.0138% | 0.01279% | 0.0137% | 0.01041% | 0.0137% | 0.01212% | 0.01525% | 0.01816% | 0.01816%
7642 | 0.01922% | 0.01538% | 0.0173% | 0.01176% | 0.01481% | 0.01066% | 0.01409% | 0.01309% | 0.01465% | 0.01309% | 0.01481% | 0.01176% | 0.01481% | 0.01319% | 0.01725% | 0.01176% | 0.01481% | 0.01066% | 0.01409% | 0.01309% | 0.01465% | 0.01465% | 0.01309% | 0.01481% | 0.01176% | 0.01481% | 0.01319% | 0.01725% | 0.01922% | 0.01922%
7643 | 0.0199% | 0.01795% | 0.01804% | 0.01259% | 0.0154% | 0.01053% | 0.01503% | 0.01335% | 0.01493% | 0.01335% | 0.0154% | 0.01259% | 0.0154% | 0.01348% | 0.0187% | 0.01259% | 0.0154% | 0.01053% | 0.01503% | 0.01335% | 0.01493% | 0.01493% | 0.01335% | 0.0154% | 0.01259% | 0.0154% | 0.01348% | 0.0187% | 0.0199% | 0.0199%
7644 | 0.02002% | 0.01886% | 0.01837% | 0.01321% | 0.0154% | 0.01026% | 0.01547% | 0.01303% | 0.01489% | 0.01303% | 0.0154% | 0.01321% | 0.0154% | 0.01362% | 0.01965% | 0.01321% | 0.0154% | 0.01026% | 0.01547% | 0.01303% | 0.01489% | 0.01489% | 0.01303% | 0.0154% | 0.01321% | 0.0154% | 0.01362% | 0.01965% | 0.02002% | 0.02002%
7645 | 0.01964% | 0.01874% | 0.01892% | 0.01373% | 0.01489% | 0.009512% | 0.01539% | 0.01214% | 0.01453% | 0.01214% | 0.01489% | 0.01373% | 0.01489% | 0.01378% | 0.02005% | 0.01373% | 0.01489% | 0.009512% | 0.01539% | 0.01214% | 0.01453% | 0.01453% | 0.01214% | 0.01489% | 0.01373% | 0.01489% | 0.01378% | 0.02005% | 0.01964% | 0.01964%
7646 | 0.01834% | 0.01805% | 0.01889% | 0.01401% | 0.01384% | 0.008349% | 0.0149% | 0.01129% | 0.01378% | 0.01129% | 0.01384% | 0.01401% | 0.01384% | 0.01395% | 0.02% | 0.01401% | 0.01384% | 0.008349% | 0.0149% | 0.01129% | 0.01378% | 0.01378% | 0.01129% | 0.01384% | 0.01401% | 0.01384% | 0.01395% | 0.02% | 0.01834% | 0.01834%
7647 | 0.01613% | 0.01541% | 0.01777% | 0.0141% | 0.01251% | 0.007312% | 0.01393% | 0.0108% | 0.01261% | 0.0108% | 0.01251% | 0.0141% | 0.01251% | 0.01401% | 0.01962% | 0.0141% | 0.01251% | 0.007312% | 0.01393% | 0.0108% | 0.01261% | 0.01261% | 0.0108% | 0.01251% | 0.0141% | 0.01251% | 0.01401% | 0.01962% | 0.01613% | 0.01613%
7648 | 0.01389% | 0.01273% | 0.0168% | 0.01396% | 0.01128% | 0.006784% | 0.01248% | 0.011% | 0.01157% | 0.011% | 0.01128% | 0.01396% | 0.01128% | 0.01381% | 0.0185% | 0.01396% | 0.01128% | 0.006784% | 0.01248% | 0.011% | 0.01157% | 0.01157% | 0.011% | 0.01128% | 0.01396% | 0.01128% | 0.01381% | 0.0185% | 0.01389% | 0.01389%
7649 | 0.01286% | 0.01122% | 0.01597% | 0.01442% | 0.01085% | 0.007726% | 0.01215% | 0.009586% | 0.01101% | 0.009586% | 0.01085% | 0.01442% | 0.01085% | 0.01422% | 0.01771% | 0.01442% | 0.01085% | 0.007726% | 0.01215% | 0.009586% | 0.01101% | 0.01101% | 0.009586% | 0.01085% | 0.01442% | 0.01085% | 0.01422% | 0.01771% | 0.01286% | 0.01286%
7650 | 0.01217% | 0.009439% | 0.01635% | 0.01478% | 0.01066% | 0.008971% | 0.01221% | 0.00971% | 0.01065% | 0.00971% | 0.01066% | 0.01478% | 0.01066% | 0.01447% | 0.01632% | 0.01478% | 0.01066% | 0.008971% | 0.01221% | 0.00971% | 0.01065% | 0.01065% | 0.00971% | 0.01066% | 0.01478% | 0.01066% | 0.01447% | 0.01632% | 0.01217% | 0.01217%
7651 | 0.01097% | 0.008681% | 0.01612% | 0.01438% | 0.01003% | 0.01007% | 0.01164% | 0.009719% | 0.01008% | 0.009719% | 0.01003% | 0.01438% | 0.01003% | 0.01397% | 0.0136% | 0.01438% | 0.01003% | 0.01007% | 0.01164% | 0.009719% | 0.01008% | 0.01008% | 0.009719% | 0.01003% | 0.01438% | 0.01003% | 0.01397% | 0.0136% | 0.01097% | 0.01097%
7652 | 0.01027% | 0.008273% | 0.0137% | 0.01369% | 0.009451% | 0.01112% | 0.01124% | 0.009705% | 0.009542% | 0.009705% | 0.009451% | 0.01369% | 0.009451% | 0.01347% | 0.0116% | 0.01369% | 0.009451% | 0.01112% | 0.01124% | 0.009705% | 0.009542% | 0.009542% | 0.009705% | 0.009451% | 0.01369% | 0.009451% | 0.01347% | 0.0116% | 0.01027% | 0.01027%
7653 | 0.009856% | 0.008093% | 0.01027% | 0.01278% | 0.008962% | 0.01149% | 0.0107% | 0.00987% | 0.008983% | 0.00987% | 0.008962% | 0.01278% | 0.008962% | 0.01273% | 0.01024% | 0.01278% | 0.008962% | 0.01149% | 0.0107% | 0.00987% | 0.008983% | 0.008983% | 0.00987% | 0.008962% | 0.01278% | 0.008962% | 0.01273% | 0.01024% | 0.009856% | 0.009856%
7654 | 0.007299% | 0.00798% | 0.007375% | 0.01123% | 0.008661% | 0.01169% | 0.01008% | 0.0102% | 0.008674% | 0.0102% | 0.008661% | 0.01123% | 0.008661% | 0.01092% | 0.009318% | 0.01123% | 0.008661% | 0.01169% | 0.01008% | 0.0102% | 0.008674% | 0.008674% | 0.0102% | 0.008661% | 0.01123% | 0.008661% | 0.01092% | 0.009318% | 0.007299% | 0.007299%
7655 | 0.007105% | 0.007957% | 0.006789% | 0.008931% | 0.008583% | 0.0118% | 0.009493% | 0.01046% | 0.008576% | 0.01046% | 0.008583% | 0.008931% | 0.008583% | 0.007776% | 0.008593% | 0.008931% | 0.008583% | 0.0118% | 0.009493% | 0.01046% | 0.008576% | 0.008576% | 0.01046% | 0.008583% | 0.008931% | 0.008583% | 0.007776% | 0.008593% | 0.007105% | 0.007105%
7656 | 0.007152% | 0.007925% | 0.006898% | 0.00738% | 0.008504% | 0.01198% | 0.00919% | 0.01042% | 0.008502% | 0.01042% | 0.008504% | 0.00738% | 0.008504% | 0.005714% | 0.008054% | 0.00738% | 0.008504% | 0.01198% | 0.00919% | 0.01042% | 0.008502% | 0.008502% | 0.01042% | 0.008504% | 0.00738% | 0.008504% | 0.005714% | 0.008054% | 0.007152% | 0.007152%
7657 | 0.007256% | 0.007849% | 0.006923% | 0.006512% | 0.008478% | 0.01193% | 0.009001% | 0.008915% | 0.008488% | 0.008915% | 0.008478% | 0.006512% | 0.008478% | 0.005245% | 0.007415% | 0.006512% | 0.008478% | 0.01193% | 0.009001% | 0.008915% | 0.008488% | 0.008488% | 0.008915% | 0.008478% | 0.006512% | 0.008478% | 0.005245% | 0.007415% | 0.007256% | 0.007256%
7658 | 0.007344% | 0.007773% | 0.007119% | 0.006063% | 0.008471% | 0.01196% | 0.008983% | 0.007587% | 0.008508% | 0.007587% | 0.008471% | 0.006063% | 0.008471% | 0.005197% | 0.007221% | 0.006063% | 0.008471% | 0.01196% | 0.008983% | 0.007587% | 0.008508% | 0.008508% | 0.007587% | 0.008471% | 0.006063% | 0.008471% | 0.005197% | 0.007221% | 0.007344% | 0.007344%
7659 | 0.007406% | 0.00774% | 0.007106% | 0.005928% | 0.008483% | 0.01198% | 0.009029% | 0.006613% | 0.008695% | 0.006613% | 0.008483% | 0.005928% | 0.008483% | 0.00525% | 0.007278% | 0.005928% | 0.008483% | 0.01198% | 0.009029% | 0.006613% | 0.008695% | 0.008695% | 0.006613% | 0.008483% | 0.005928% | 0.008483% | 0.00525% | 0.007278% | 0.007406% | 0.007406%
7660 | 0.007666% | 0.0077% | 0.007098% | 0.005913% | 0.008581% | 0.01197% | 0.009128% | 0.00592% | 0.00914% | 0.00592% | 0.008581% | 0.005913% | 0.008581% | 0.005559% | 0.007536% | 0.005913% | 0.008581% | 0.01197% | 0.009128% | 0.00592% | 0.00914% | 0.00914% | 0.00592% | 0.008581% | 0.005913% | 0.008581% | 0.005559% | 0.007536% | 0.007666% | 0.007666%
7661 | 0.008619% | 0.007707% | 0.007186% | 0.006078% | 0.009067% | 0.01196% | 0.00944% | 0.005848% | 0.009692% | 0.005848% | 0.009067% | 0.006078% | 0.009067% | 0.006021% | 0.008234% | 0.006078% | 0.009067% | 0.01196% | 0.00944% | 0.005848% | 0.009692% | 0.009692% | 0.005848% | 0.009067% | 0.006078% | 0.009067% | 0.006021% | 0.008234% | 0.008619% | 0.008619%
7662 | 0.01074% | 0.0082% | 0.007328% | 0.006965% | 0.01002% | 0.01193% | 0.01027% | 0.006853% | 0.01045% | 0.006853% | 0.01002% | 0.006965% | 0.01002% | 0.00671% | 0.009664% | 0.006965% | 0.01002% | 0.01193% | 0.01027% | 0.006853% | 0.01045% | 0.01045% | 0.006853% | 0.01002% | 0.006965% | 0.01002% | 0.00671% | 0.009664% | 0.01074% | 0.01074%
7663 | 0.01617% | 0.008306% | 0.01302% | 0.007554% | 0.01142% | 0.012% | 0.01131% | 0.008581% | 0.01196% | 0.008581% | 0.01142% | 0.007554% | 0.01142% | 0.008024% | 0.01158% | 0.007554% | 0.01142% | 0.012% | 0.01131% | 0.008581% | 0.01196% | 0.01196% | 0.008581% | 0.01142% | 0.007554% | 0.01142% | 0.008024% | 0.01158% | 0.01617% | 0.01617%
7664 | 0.01624% | 0.009217% | 0.0148% | 0.008269% | 0.01223% | 0.01107% | 0.01137% | 0.01073% | 0.01286% | 0.01073% | 0.01223% | 0.008269% | 0.01223% | 0.009251% | 0.01247% | 0.008269% | 0.01223% | 0.01107% | 0.01137% | 0.01073% | 0.01286% | 0.01286% | 0.01073% | 0.01223% | 0.008269% | 0.01223% | 0.009251% | 0.01247% | 0.01624% | 0.01624%
7665 | 0.01787% | 0.01207% | 0.01655% | 0.01044% | 0.01357% | 0.01083% | 0.01278% | 0.01298% | 0.01375% | 0.01298% | 0.01357% | 0.01044% | 0.01357% | 0.01207% | 0.01513% | 0.01044% | 0.01357% | 0.01083% | 0.01278% | 0.01298% | 0.01375% | 0.01375% | 0.01298% | 0.01357% | 0.01044% | 0.01357% | 0.01207% | 0.01513% | 0.01787% | 0.01787%
7666 | 0.01897% | 0.01523% | 0.01708% | 0.01184% | 0.01465% | 0.0107% | 0.01405% | 0.01328% | 0.01451% | 0.01328% | 0.01465% | 0.01184% | 0.01465% | 0.01331% | 0.01721% | 0.01184% | 0.01465% | 0.0107% | 0.01405% | 0.01328% | 0.01451% | 0.01451% | 0.01328% | 0.01465% | 0.01184% | 0.01465% | 0.01331% | 0.01721% | 0.01897% | 0.01897%
7667 | 0.01963% | 0.01777% | 0.01779% | 0.01271% | 0.0152% | 0.01075% | 0.01504% | 0.01357% | 0.01468% | 0.01357% | 0.0152% | 0.01271% | 0.0152% | 0.01382% | 0.01868% | 0.01271% | 0.0152% | 0.01075% | 0.01504% | 0.01357% | 0.01468% | 0.01468% | 0.01357% | 0.0152% | 0.01271% | 0.0152% | 0.01382% | 0.01868% | 0.01963% | 0.01963%
7668 | 0.01974% | 0.01872% | 0.018% | 0.01332% | 0.01509% | 0.01044% | 0.01544% | 0.01316% | 0.01446% | 0.01316% | 0.01509% | 0.01332% | 0.01509% | 0.01411% | 0.01961% | 0.01332% | 0.01509% | 0.01044% | 0.01544% | 0.01316% | 0.01446% | 0.01446% | 0.01316% | 0.01509% | 0.01332% | 0.01509% | 0.01411% | 0.01961% | 0.01974% | 0.01974%
7669 | 0.019% | 0.01853% | 0.01819% | 0.01372% | 0.01452% | 0.009596% | 0.01527% | 0.01228% | 0.01411% | 0.01228% | 0.01452% | 0.01372% | 0.01452% | 0.01427% | 0.01998% | 0.01372% | 0.01452% | 0.009596% | 0.01527% | 0.01228% | 0.01411% | 0.01411% | 0.01228% | 0.01452% | 0.01372% | 0.01452% | 0.01427% | 0.01998% | 0.019% | 0.019%
7670 | 0.01749% | 0.01784% | 0.01811% | 0.01398% | 0.01351% | 0.0084% | 0.01476% | 0.01142% | 0.0134% | 0.01142% | 0.01351% | 0.01398% | 0.01351% | 0.01441% | 0.01994% | 0.01398% | 0.01351% | 0.0084% | 0.01476% | 0.01142% | 0.0134% | 0.0134% | 0.01142% | 0.01351% | 0.01398% | 0.01351% | 0.01441% | 0.01994% | 0.01749% | 0.01749%
7671 | 0.01536% | 0.01521% | 0.01706% | 0.01401% | 0.01221% | 0.007379% | 0.01381% | 0.01095% | 0.01223% | 0.01095% | 0.01221% | 0.01401% | 0.01221% | 0.01435% | 0.01957% | 0.01401% | 0.01221% | 0.007379% | 0.01381% | 0.01095% | 0.01223% | 0.01223% | 0.01095% | 0.01221% | 0.01401% | 0.01221% | 0.01435% | 0.01957% | 0.01536% | 0.01536%
7672 | 0.01341% | 0.01257% | 0.01641% | 0.01395% | 0.01116% | 0.006849% | 0.01245% | 0.01122% | 0.01141% | 0.01122% | 0.01116% | 0.01395% | 0.01116% | 0.01405% | 0.01848% | 0.01395% | 0.01116% | 0.006849% | 0.01245% | 0.01122% | 0.01141% | 0.01141% | 0.01122% | 0.01116% | 0.01395% | 0.01116% | 0.01405% | 0.01848% | 0.01341% | 0.01341%
7673 | 0.01266% | 0.01111% | 0.01576% | 0.01445% | 0.01086% | 0.007732% | 0.0122% | 0.009814% | 0.01104% | 0.009814% | 0.01086% | 0.01445% | 0.01086% | 0.01435% | 0.01778% | 0.01445% | 0.01086% | 0.007732% | 0.0122% | 0.009814% | 0.01104% | 0.01104% | 0.009814% | 0.01086% | 0.01445% | 0.01086% | 0.01435% | 0.01778% | 0.01266% | 0.01266%
7674 | 0.0122% | 0.009365% | 0.0162% | 0.01479% | 0.01068% | 0.00887% | 0.01218% | 0.009918% | 0.01083% | 0.009918% | 0.01068% | 0.01479% | 0.01068% | 0.01439% | 0.01631% | 0.01479% | 0.01068% | 0.00887% | 0.01218% | 0.009918% | 0.01083% | 0.01083% | 0.009918% | 0.01068% | 0.01479% | 0.01068% | 0.01439% | 0.01631% | 0.0122% | 0.0122%
7675 | 0.01113% | 0.00865% | 0.01599% | 0.01435% | 0.01011% | 0.00997% | 0.01164% | 0.009906% | 0.01028% | 0.009906% | 0.01011% | 0.01435% | 0.01011% | 0.01377% | 0.01358% | 0.01435% | 0.01011% | 0.00997% | 0.01164% | 0.009906% | 0.01028% | 0.01028% | 0.009906% | 0.01011% | 0.01435% | 0.01011% | 0.01377% | 0.01358% | 0.01113% | 0.01113%
7676 | 0.01049% | 0.008224% | 0.01367% | 0.01363% | 0.009543% | 0.01103% | 0.01123% | 0.009917% | 0.00968% | 0.009917% | 0.009543% | 0.01363% | 0.009543% | 0.01318% | 0.01157% | 0.01363% | 0.009543% | 0.01103% | 0.01123% | 0.009917% | 0.00968% | 0.00968% | 0.009917% | 0.009543% | 0.01363% | 0.009543% | 0.01318% | 0.01157% | 0.01049% | 0.01049%
7677 | 0.01012% | 0.008094% | 0.01037% | 0.01272% | 0.009052% | 0.01147% | 0.01071% | 0.01004% | 0.009115% | 0.01004% | 0.009052% | 0.01272% | 0.009052% | 0.01242% | 0.01021% | 0.01272% | 0.009052% | 0.01147% | 0.01071% | 0.01004% | 0.009115% | 0.009115% | 0.01004% | 0.009052% | 0.01272% | 0.009052% | 0.01242% | 0.01021% | 0.01012% | 0.01012%
7678 | 0.007392% | 0.007972% | 0.00736% | 0.01118% | 0.008737% | 0.01173% | 0.01013% | 0.01032% | 0.008796% | 0.01032% | 0.008737% | 0.01118% | 0.008737% | 0.01067% | 0.009309% | 0.01118% | 0.008737% | 0.01173% | 0.01013% | 0.01032% | 0.008796% | 0.008796% | 0.01032% | 0.008737% | 0.01118% | 0.008737% | 0.01067% | 0.009309% | 0.007392% | 0.007392%
7679 | 0.007258% | 0.007941% | 0.006831% | 0.008927% | 0.008671% | 0.01187% | 0.009554% | 0.0106% | 0.008728% | 0.0106% | 0.008671% | 0.008927% | 0.008671% | 0.007641% | 0.008584% | 0.008927% | 0.008671% | 0.01187% | 0.009554% | 0.0106% | 0.008728% | 0.008728% | 0.0106% | 0.008671% | 0.008927% | 0.008671% | 0.007641% | 0.008584% | 0.007258% | 0.007258%
7680 | 0.007204% | 0.007927% | 0.006857% | 0.007399% | 0.008589% | 0.01193% | 0.009222% | 0.01053% | 0.008631% | 0.01053% | 0.008589% | 0.007399% | 0.008589% | 0.005668% | 0.008025% | 0.007399% | 0.008589% | 0.01193% | 0.009222% | 0.01053% | 0.008631% | 0.008631% | 0.01053% | 0.008589% | 0.007399% | 0.008589% | 0.005668% | 0.008025% | 0.007204% | 0.007204%
7681 | 0.006312% | 0.009396% | 0.006059% | 0.006352% | 0.008896% | 0.01277% | 0.009203% | 0.008263% | 0.008759% | 0.008263% | 0.008896% | 0.006352% | 0.008896% | 0.006064% | 0.007283% | 0.006352% | 0.008896% | 0.01277% | 0.009203% | 0.008263% | 0.008759% | 0.008759% | 0.008263% | 0.008896% | 0.006352% | 0.008896% | 0.006064% | 0.007283% | 0.006312% | 0.006312%
7682 | 0.006281% | 0.00955% | 0.006032% | 0.005972% | 0.008811% | 0.01287% | 0.009284% | 0.007653% | 0.008638% | 0.007653% | 0.008811% | 0.005972% | 0.008811% | 0.005447% | 0.007283% | 0.005972% | 0.008811% | 0.01287% | 0.009284% | 0.007653% | 0.008638% | 0.008638% | 0.007653% | 0.008811% | 0.005972% | 0.008811% | 0.005447% | 0.007283% | 0.006281% | 0.006281%
7683 | 0.006198% | 0.009611% | 0.005941% | 0.005912% | 0.008799% | 0.01289% | 0.009266% | 0.00705% | 0.0088% | 0.00705% | 0.008799% | 0.005912% | 0.008799% | 0.005085% | 0.007295% | 0.005912% | 0.008799% | 0.01289% | 0.009266% | 0.00705% | 0.0088% | 0.0088% | 0.00705% | 0.008799% | 0.005912% | 0.008799% | 0.005085% | 0.007295% | 0.006198% | 0.006198%
7684 | 0.006108% | 0.00964% | 0.00587% | 0.005934% | 0.009011% | 0.01295% | 0.009213% | 0.006843% | 0.009127% | 0.006843% | 0.009011% | 0.005934% | 0.009011% | 0.005178% | 0.007287% | 0.005934% | 0.009011% | 0.01295% | 0.009213% | 0.006843% | 0.009127% | 0.009127% | 0.006843% | 0.009011% | 0.005934% | 0.009011% | 0.005178% | 0.007287% | 0.006108% | 0.006108%
7685 | 0.00608% | 0.009669% | 0.005881% | 0.00607% | 0.009223% | 0.01305% | 0.009193% | 0.006977% | 0.009258% | 0.006977% | 0.009223% | 0.00607% | 0.009223% | 0.005561% | 0.007306% | 0.00607% | 0.009223% | 0.01305% | 0.009193% | 0.006977% | 0.009258% | 0.009258% | 0.006977% | 0.009223% | 0.00607% | 0.009223% | 0.005561% | 0.007306% | 0.00608% | 0.00608%
7686 | 0.006107% | 0.01036% | 0.005756% | 0.006645% | 0.009217% | 0.01306% | 0.009184% | 0.007759% | 0.009222% | 0.007759% | 0.009217% | 0.006645% | 0.009217% | 0.006216% | 0.007329% | 0.006645% | 0.009217% | 0.01306% | 0.009184% | 0.007759% | 0.009222% | 0.009222% | 0.007759% | 0.009217% | 0.006645% | 0.009217% | 0.006216% | 0.007329% | 0.006107% | 0.006107%
7687 | 0.009609% | 0.01003% | 0.008916% | 0.007174% | 0.009311% | 0.01308% | 0.008974% | 0.009041% | 0.009636% | 0.009041% | 0.009311% | 0.007174% | 0.009311% | 0.007455% | 0.006941% | 0.007174% | 0.009311% | 0.01308% | 0.008974% | 0.009041% | 0.009636% | 0.009636% | 0.009041% | 0.009311% | 0.007174% | 0.009311% | 0.007455% | 0.006941% | 0.009609% | 0.009609%
7688 | 0.00696% | 0.009957% | 0.006374% | 0.007803% | 0.008768% | 0.01203% | 0.007375% | 0.01053% | 0.009499% | 0.01053% | 0.008768% | 0.007803% | 0.008768% | 0.008695% | 0.004721% | 0.007803% | 0.008768% | 0.01203% | 0.007375% | 0.01053% | 0.009499% | 0.009499% | 0.01053% | 0.008768% | 0.007803% | 0.008768% | 0.008695% | 0.004721% | 0.00696% | 0.00696%
7689 | 0.006334% | 0.01063% | 0.005869% | 0.009979% | 0.008881% | 0.0117% | 0.007523% | 0.01264% | 0.009466% | 0.01264% | 0.008881% | 0.009979% | 0.008881% | 0.01154% | 0.004627% | 0.009979% | 0.008881% | 0.0117% | 0.007523% | 0.01264% | 0.009466% | 0.009466% | 0.01264% | 0.008881% | 0.009979% | 0.008881% | 0.01154% | 0.004627% | 0.006334% | 0.006334%
7690 | 0.006161% | 0.01174% | 0.005547% | 0.01138% | 0.009167% | 0.01138% | 0.007729% | 0.01301% | 0.00946% | 0.01301% | 0.009167% | 0.01138% | 0.009167% | 0.01292% | 0.004542% | 0.01138% | 0.009167% | 0.01138% | 0.007729% | 0.01301% | 0.00946% | 0.00946% | 0.01301% | 0.009167% | 0.01138% | 0.009167% | 0.01292% | 0.004542% | 0.006161% | 0.006161%
7691 | 0.00614% | 0.01308% | 0.005431% | 0.01221% | 0.009365% | 0.01103% | 0.00801% | 0.01386% | 0.009562% | 0.01386% | 0.009365% | 0.01221% | 0.009365% | 0.01334% | 0.004492% | 0.01221% | 0.009365% | 0.01103% | 0.00801% | 0.01386% | 0.009562% | 0.009562% | 0.01386% | 0.009365% | 0.01221% | 0.009365% | 0.01334% | 0.004492% | 0.00614% | 0.00614%
7692 | 0.006039% | 0.01395% | 0.005529% | 0.0128% | 0.009239% | 0.0105% | 0.008321% | 0.01413% | 0.009519% | 0.01413% | 0.009239% | 0.0128% | 0.009239% | 0.01339% | 0.004464% | 0.0128% | 0.009239% | 0.0105% | 0.008321% | 0.01413% | 0.009519% | 0.009519% | 0.01413% | 0.009239% | 0.0128% | 0.009239% | 0.01339% | 0.004464% | 0.006039% | 0.006039%
7693 | 0.006124% | 0.01379% | 0.005285% | 0.01326% | 0.009096% | 0.009726% | 0.008433% | 0.014% | 0.009533% | 0.014% | 0.009096% | 0.01326% | 0.009096% | 0.01342% | 0.004453% | 0.01326% | 0.009096% | 0.009726% | 0.008433% | 0.014% | 0.009533% | 0.009533% | 0.014% | 0.009096% | 0.01326% | 0.009096% | 0.01342% | 0.004453% | 0.006124% | 0.006124%
7694 | 0.006075% | 0.01315% | 0.005292% | 0.01355% | 0.009098% | 0.008619% | 0.008308% | 0.01388% | 0.009613% | 0.01388% | 0.009098% | 0.01355% | 0.009098% | 0.01355% | 0.00447% | 0.01355% | 0.009098% | 0.008619% | 0.008308% | 0.01388% | 0.009613% | 0.009613% | 0.01388% | 0.009098% | 0.01355% | 0.009098% | 0.01355% | 0.00447% | 0.006075% | 0.006075%
7695 | 0.005981% | 0.01202% | 0.005306% | 0.01358% | 0.009159% | 0.00767% | 0.008037% | 0.01385% | 0.009709% | 0.01385% | 0.009159% | 0.01358% | 0.009159% | 0.01375% | 0.004488% | 0.01358% | 0.009159% | 0.00767% | 0.008037% | 0.01385% | 0.009709% | 0.009709% | 0.01385% | 0.009159% | 0.01358% | 0.009159% | 0.01375% | 0.004488% | 0.005981% | 0.005981%
7696 | 0.006114% | 0.01095% | 0.005327% | 0.01356% | 0.009229% | 0.007331% | 0.007713% | 0.0141% | 0.009772% | 0.0141% | 0.009229% | 0.01356% | 0.009229% | 0.014% | 0.004518% | 0.01356% | 0.009229% | 0.007331% | 0.007713% | 0.0141% | 0.009772% | 0.009772% | 0.0141% | 0.009229% | 0.01356% | 0.009229% | 0.014% | 0.004518% | 0.006114% | 0.006114%
7697 | 0.007238% | 0.01037% | 0.006618% | 0.01413% | 0.009708% | 0.008459% | 0.008584% | 0.01253% | 0.009878% | 0.01253% | 0.009708% | 0.01413% | 0.009708% | 0.01502% | 0.005999% | 0.01413% | 0.009708% | 0.008459% | 0.008584% | 0.01253% | 0.009878% | 0.009878% | 0.01253% | 0.009708% | 0.01413% | 0.009708% | 0.01502% | 0.005999% | 0.007238% | 0.007238%
7698 | 0.008333% | 0.009831% | 0.007565% | 0.01449% | 0.01002% | 0.009774% | 0.009306% | 0.01221% | 0.009847% | 0.01221% | 0.01002% | 0.01449% | 0.01002% | 0.01581% | 0.007235% | 0.01449% | 0.01002% | 0.009774% | 0.009306% | 0.01221% | 0.009847% | 0.009847% | 0.01221% | 0.01002% | 0.01449% | 0.01002% | 0.01581% | 0.007235% | 0.008333% | 0.008333%
7699 | 0.008679% | 0.009581% | 0.007838% | 0.01408% | 0.009807% | 0.01106% | 0.009079% | 0.0119% | 0.009668% | 0.0119% | 0.009807% | 0.01408% | 0.009807% | 0.01577% | 0.007261% | 0.01408% | 0.009807% | 0.01106% | 0.009079% | 0.0119% | 0.009668% | 0.009668% | 0.0119% | 0.009807% | 0.01408% | 0.009807% | 0.01577% | 0.007261% | 0.008679% | 0.008679%
7700 | 0.009003% | 0.009551% | 0.008173% | 0.01338% | 0.00951% | 0.01239% | 0.009013% | 0.01156% | 0.009528% | 0.01156% | 0.00951% | 0.01338% | 0.00951% | 0.01547% | 0.007271% | 0.01338% | 0.00951% | 0.01239% | 0.009013% | 0.01156% | 0.009528% | 0.009528% | 0.01156% | 0.00951% | 0.01338% | 0.00951% | 0.01547% | 0.007271% | 0.009003% | 0.009003%
7701 | 0.009185% | 0.009577% | 0.008384% | 0.01244% | 0.009256% | 0.01279% | 0.009061% | 0.0111% | 0.009345% | 0.0111% | 0.009256% | 0.01244% | 0.009256% | 0.01477% | 0.007287% | 0.01244% | 0.009256% | 0.01279% | 0.009061% | 0.0111% | 0.009345% | 0.009345% | 0.0111% | 0.009256% | 0.01244% | 0.009256% | 0.01477% | 0.007287% | 0.009185% | 0.009185%
7702 | 0.006854% | 0.009618% | 0.006619% | 0.01087% | 0.008899% | 0.013% | 0.009105% | 0.01071% | 0.009029% | 0.01071% | 0.008899% | 0.01087% | 0.008899% | 0.01288% | 0.007307% | 0.01087% | 0.008899% | 0.013% | 0.009105% | 0.01071% | 0.009029% | 0.009029% | 0.01071% | 0.008899% | 0.01087% | 0.008899% | 0.01288% | 0.007307% | 0.006854% | 0.006854%
7703 | 0.006841% | 0.009652% | 0.006559% | 0.008585% | 0.008775% | 0.01317% | 0.009212% | 0.01024% | 0.008695% | 0.01024% | 0.008775% | 0.008585% | 0.008775% | 0.009519% | 0.007347% | 0.008585% | 0.008775% | 0.01317% | 0.009212% | 0.01024% | 0.008695% | 0.008695% | 0.01024% | 0.008775% | 0.008585% | 0.008775% | 0.009519% | 0.007347% | 0.006841% | 0.006841%
7704 | 0.00683% | 0.009231% | 0.00654% | 0.007118% | 0.008705% | 0.0129% | 0.009274% | 0.009628% | 0.008587% | 0.009628% | 0.008705% | 0.007118% | 0.008705% | 0.006789% | 0.007489% | 0.007118% | 0.008705% | 0.0129% | 0.009274% | 0.009628% | 0.008587% | 0.008587% | 0.009628% | 0.008705% | 0.007118% | 0.008705% | 0.006789% | 0.007489% | 0.00683% | 0.00683%
7705 | 0.005817% | 0.007616% | 0.005621% | 0.006686% | 0.007731% | 0.01317% | 0.008053% | 0.008928% | 0.00771% | 0.008928% | 0.007731% | 0.006686% | 0.007731% | 0.005768% | 0.007285% | 0.006686% | 0.007731% | 0.01317% | 0.008053% | 0.008928% | 0.00771% | 0.00771% | 0.008928% | 0.007731% | 0.006686% | 0.007731% | 0.005768% | 0.007285% | 0.005817% | 0.005817%
7706 | 0.005821% | 0.007571% | 0.005654% | 0.006316% | 0.007808% | 0.01321% | 0.008222% | 0.008517% | 0.007863% | 0.008517% | 0.007808% | 0.006316% | 0.007808% | 0.005306% | 0.007343% | 0.006316% | 0.007808% | 0.01321% | 0.008222% | 0.008517% | 0.007863% | 0.007863% | 0.008517% | 0.007808% | 0.006316% | 0.007808% | 0.005306% | 0.007343% | 0.005821% | 0.005821%
7707 | 0.005862% | 0.007533% | 0.005748% | 0.00622% | 0.007961% | 0.01321% | 0.008326% | 0.007986% | 0.007964% | 0.007986% | 0.007961% | 0.00622% | 0.007961% | 0.005064% | 0.007371% | 0.00622% | 0.007961% | 0.01321% | 0.008326% | 0.007986% | 0.007964% | 0.007964% | 0.007986% | 0.007961% | 0.00622% | 0.007961% | 0.005064% | 0.007371% | 0.005862% | 0.005862%
7708 | 0.005776% | 0.007537% | 0.005584% | 0.006212% | 0.007901% | 0.01323% | 0.008414% | 0.007663% | 0.007776% | 0.007663% | 0.007901% | 0.006212% | 0.007901% | 0.005096% | 0.007412% | 0.006212% | 0.007901% | 0.01323% | 0.008414% | 0.007663% | 0.007776% | 0.007776% | 0.007663% | 0.007901% | 0.006212% | 0.007901% | 0.005096% | 0.007412% | 0.005776% | 0.005776%
7709 | 0.005867% | 0.00753% | 0.005643% | 0.006286% | 0.008018% | 0.01332% | 0.00855% | 0.007862% | 0.007871% | 0.007862% | 0.008018% | 0.006286% | 0.008018% | 0.005569% | 0.007466% | 0.006286% | 0.008018% | 0.01332% | 0.00855% | 0.007862% | 0.007871% | 0.007871% | 0.007862% | 0.008018% | 0.006286% | 0.008018% | 0.005569% | 0.007466% | 0.005867% | 0.005867%
7710 | 0.005891% | 0.007516% | 0.005727% | 0.007008% | 0.008188% | 0.01344% | 0.008748% | 0.00854% | 0.007987% | 0.00854% | 0.008188% | 0.007008% | 0.008188% | 0.006537% | 0.007496% | 0.007008% | 0.008188% | 0.01344% | 0.008748% | 0.00854% | 0.007987% | 0.007987% | 0.00854% | 0.008188% | 0.007008% | 0.008188% | 0.006537% | 0.007496% | 0.005891% | 0.005891%
7711 | 0.01015% | 0.00761% | 0.009109% | 0.007167% | 0.007986% | 0.01334% | 0.008458% | 0.008983% | 0.007741% | 0.008983% | 0.007986% | 0.007167% | 0.007986% | 0.007823% | 0.00716% | 0.007167% | 0.007986% | 0.01334% | 0.008458% | 0.008983% | 0.007741% | 0.007741% | 0.008983% | 0.007986% | 0.007167% | 0.007986% | 0.007823% | 0.00716% | 0.01015% | 0.01015%
7712 | 0.005873% | 0.008247% | 0.00578% | 0.006847% | 0.00722% | 0.01207% | 0.006811% | 0.009778% | 0.007371% | 0.009778% | 0.00722% | 0.006847% | 0.00722% | 0.008175% | 0.00489% | 0.006847% | 0.00722% | 0.01207% | 0.006811% | 0.009778% | 0.007371% | 0.007371% | 0.009778% | 0.00722% | 0.006847% | 0.00722% | 0.008175% | 0.00489% | 0.005873% | 0.005873%
7713 | 0.006242% | 0.0084% | 0.005745% | 0.007903% | 0.007607% | 0.01168% | 0.007065% | 0.01191% | 0.007881% | 0.01191% | 0.007607% | 0.007903% | 0.007607% | 0.01022% | 0.004652% | 0.007903% | 0.007607% | 0.01168% | 0.007065% | 0.01191% | 0.007881% | 0.007881% | 0.01191% | 0.007607% | 0.007903% | 0.007607% | 0.01022% | 0.004652% | 0.006242% | 0.006242%
7714 | 0.005881% | 0.008943% | 0.005234% | 0.009102% | 0.007473% | 0.01121% | 0.006812% | 0.01283% | 0.007784% | 0.01283% | 0.007473% | 0.009102% | 0.007473% | 0.01176% | 0.004484% | 0.009102% | 0.007473% | 0.01121% | 0.006812% | 0.01283% | 0.007784% | 0.007784% | 0.01283% | 0.007473% | 0.009102% | 0.007473% | 0.01176% | 0.004484% | 0.005881% | 0.005881%
7715 | 0.005708% | 0.009842% | 0.004974% | 0.01037% | 0.007231% | 0.01089% | 0.006438% | 0.01335% | 0.007722% | 0.01335% | 0.007231% | 0.01037% | 0.007231% | 0.01278% | 0.004391% | 0.01037% | 0.007231% | 0.01089% | 0.006438% | 0.01335% | 0.007722% | 0.007722% | 0.01335% | 0.007231% | 0.01037% | 0.007231% | 0.01278% | 0.004391% | 0.005708% | 0.005708%
7716 | 0.005429% | 0.01089% | 0.004916% | 0.01146% | 0.007033% | 0.01033% | 0.006141% | 0.01362% | 0.007621% | 0.01362% | 0.007033% | 0.01146% | 0.007033% | 0.0133% | 0.004355% | 0.01146% | 0.007033% | 0.01033% | 0.006141% | 0.01362% | 0.007621% | 0.007621% | 0.01362% | 0.007033% | 0.01146% | 0.007033% | 0.0133% | 0.004355% | 0.005429% | 0.005429%
7717 | 0.005531% | 0.01142% | 0.00484% | 0.01248% | 0.007071% | 0.009545% | 0.006117% | 0.0138% | 0.00784% | 0.0138% | 0.007071% | 0.01248% | 0.007071% | 0.01351% | 0.004348% | 0.01248% | 0.007071% | 0.009545% | 0.006117% | 0.0138% | 0.00784% | 0.00784% | 0.0138% | 0.007071% | 0.01248% | 0.007071% | 0.01351% | 0.004348% | 0.005531% | 0.005531%
7718 | 0.00553% | 0.01143% | 0.004745% | 0.01302% | 0.007035% | 0.008468% | 0.006105% | 0.01392% | 0.00789% | 0.01392% | 0.007035% | 0.01302% | 0.007035% | 0.01359% | 0.004342% | 0.01302% | 0.007035% | 0.008468% | 0.006105% | 0.01392% | 0.00789% | 0.00789% | 0.01392% | 0.007035% | 0.01302% | 0.007035% | 0.01359% | 0.004342% | 0.00553% | 0.00553%
7719 | 0.005383% | 0.01074% | 0.004685% | 0.01312% | 0.00702% | 0.007568% | 0.006124% | 0.01396% | 0.007818% | 0.01396% | 0.00702% | 0.01312% | 0.00702% | 0.01366% | 0.004338% | 0.01312% | 0.00702% | 0.007568% | 0.006124% | 0.01396% | 0.007818% | 0.007818% | 0.01396% | 0.00702% | 0.01312% | 0.00702% | 0.01366% | 0.004338% | 0.005383% | 0.005383%
7720 | 0.005576% | 0.009626% | 0.004751% | 0.01289% | 0.006913% | 0.007205% | 0.006118% | 0.01399% | 0.007585% | 0.01399% | 0.006913% | 0.01289% | 0.006913% | 0.01368% | 0.004348% | 0.01289% | 0.006913% | 0.007205% | 0.006118% | 0.01399% | 0.007585% | 0.007585% | 0.01399% | 0.006913% | 0.01289% | 0.006913% | 0.01368% | 0.004348% | 0.005576% | 0.005576%
7721 | 0.006645% | 0.00876% | 0.006063% | 0.01309% | 0.007192% | 0.00827% | 0.007234% | 0.01195% | 0.007245% | 0.01195% | 0.007192% | 0.01309% | 0.007192% | 0.0144% | 0.005895% | 0.01309% | 0.007192% | 0.00827% | 0.007234% | 0.01195% | 0.007245% | 0.007245% | 0.01195% | 0.007192% | 0.01309% | 0.007192% | 0.0144% | 0.005895% | 0.006645% | 0.006645%
7722 | 0.007527% | 0.008115% | 0.007027% | 0.01298% | 0.007401% | 0.00955% | 0.007919% | 0.01139% | 0.007236% | 0.01139% | 0.007401% | 0.01298% | 0.007401% | 0.01453% | 0.00705% | 0.01298% | 0.007401% | 0.00955% | 0.007919% | 0.01139% | 0.007236% | 0.007236% | 0.01139% | 0.007401% | 0.01298% | 0.007401% | 0.01453% | 0.00705% | 0.007527% | 0.007527%
7723 | 0.007862% | 0.00777% | 0.007235% | 0.01217% | 0.007245% | 0.0108% | 0.007776% | 0.01123% | 0.00722% | 0.01123% | 0.007245% | 0.01217% | 0.007245% | 0.01378% | 0.007096% | 0.01217% | 0.007245% | 0.0108% | 0.007776% | 0.01123% | 0.00722% | 0.00722% | 0.01123% | 0.007245% | 0.01217% | 0.007245% | 0.01378% | 0.007096% | 0.007862% | 0.007862%
7724 | 0.008022% | 0.007691% | 0.007442% | 0.01111% | 0.007187% | 0.01206% | 0.007724% | 0.01107% | 0.007236% | 0.01107% | 0.007187% | 0.01111% | 0.007187% | 0.01278% | 0.007149% | 0.01111% | 0.007187% | 0.01206% | 0.007724% | 0.01107% | 0.007236% | 0.007236% | 0.01107% | 0.007187% | 0.01111% | 0.007187% | 0.01278% | 0.007149% | 0.008022% | 0.008022%
7725 | 0.008156% | 0.007639% | 0.007633% | 0.01007% | 0.007184% | 0.01249% | 0.007732% | 0.01076% | 0.007258% | 0.01076% | 0.007184% | 0.01007% | 0.007184% | 0.01149% | 0.007197% | 0.01007% | 0.007184% | 0.01249% | 0.007732% | 0.01076% | 0.007258% | 0.007258% | 0.01076% | 0.007184% | 0.01007% | 0.007184% | 0.01149% | 0.007197% | 0.008156% | 0.008156%
7726 | 0.005701% | 0.007591% | 0.005624% | 0.009107% | 0.007267% | 0.01272% | 0.007796% | 0.01047% | 0.00735% | 0.01047% | 0.007267% | 0.009107% | 0.007267% | 0.009987% | 0.007244% | 0.009107% | 0.007267% | 0.01272% | 0.007796% | 0.01047% | 0.00735% | 0.00735% | 0.01047% | 0.007267% | 0.009107% | 0.007267% | 0.009987% | 0.007244% | 0.005701% | 0.005701%
7727 | 0.005848% | 0.007567% | 0.005782% | 0.008205% | 0.007404% | 0.01287% | 0.007926% | 0.01023% | 0.007487% | 0.01023% | 0.007404% | 0.008205% | 0.007404% | 0.008421% | 0.00731% | 0.008205% | 0.007404% | 0.01287% | 0.007926% | 0.01023% | 0.007487% | 0.007487% | 0.01023% | 0.007404% | 0.008205% | 0.007404% | 0.008421% | 0.00731% | 0.005848% | 0.005848%
7728 | 0.006102% | 0.008074% | 0.00594% | 0.007362% | 0.007848% | 0.01294% | 0.008372% | 0.009324% | 0.007841% | 0.009324% | 0.007848% | 0.007362% | 0.007848% | 0.006945% | 0.007379% | 0.007362% | 0.007848% | 0.01294% | 0.008372% | 0.009324% | 0.007841% | 0.007841% | 0.009324% | 0.007848% | 0.007362% | 0.007848% | 0.006945% | 0.007379% | 0.006102% | 0.006102%
7729 | 0.007412% | 0.007873% | 0.007024% | 0.006547% | 0.008674% | 0.01214% | 0.009604% | 0.008896% | 0.008493% | 0.008896% | 0.008674% | 0.006547% | 0.008674% | 0.005349% | 0.007698% | 0.006547% | 0.008674% | 0.01214% | 0.009604% | 0.008896% | 0.008493% | 0.008493% | 0.008896% | 0.008674% | 0.006547% | 0.008674% | 0.005349% | 0.007698% | 0.007412% | 0.007412%
7730 | 0.007478% | 0.007871% | 0.007137% | 0.006102% | 0.008626% | 0.01215% | 0.009422% | 0.007566% | 0.00848% | 0.007566% | 0.008626% | 0.006102% | 0.008626% | 0.005304% | 0.007505% | 0.006102% | 0.008626% | 0.01215% | 0.009422% | 0.007566% | 0.00848% | 0.00848% | 0.007566% | 0.008626% | 0.006102% | 0.008626% | 0.005304% | 0.007505% | 0.007478% | 0.007478%
7731 | 0.007509% | 0.007822% | 0.00711% | 0.005969% | 0.008649% | 0.01216% | 0.009452% | 0.006573% | 0.008654% | 0.006573% | 0.008649% | 0.005969% | 0.008649% | 0.005353% | 0.007575% | 0.005969% | 0.008649% | 0.01216% | 0.009452% | 0.006573% | 0.008654% | 0.008654% | 0.006573% | 0.008649% | 0.005969% | 0.008649% | 0.005353% | 0.007575% | 0.007509% | 0.007509%
7732 | 0.00778% | 0.007778% | 0.007161% | 0.005969% | 0.008724% | 0.01219% | 0.009503% | 0.005851% | 0.009114% | 0.005851% | 0.008724% | 0.005969% | 0.008724% | 0.005647% | 0.007824% | 0.005969% | 0.008724% | 0.01219% | 0.009503% | 0.005851% | 0.009114% | 0.009114% | 0.005851% | 0.008724% | 0.005969% | 0.008724% | 0.005647% | 0.007824% | 0.00778% | 0.00778%
7733 | 0.008759% | 0.007758% | 0.007148% | 0.006146% | 0.009272% | 0.01221% | 0.009882% | 0.005849% | 0.009702% | 0.005849% | 0.009272% | 0.006146% | 0.009272% | 0.006103% | 0.008545% | 0.006146% | 0.009272% | 0.01221% | 0.009882% | 0.005849% | 0.009702% | 0.009702% | 0.005849% | 0.009272% | 0.006146% | 0.009272% | 0.006103% | 0.008545% | 0.008759% | 0.008759%
7734 | 0.0107% | 0.008383% | 0.007293% | 0.007031% | 0.01034% | 0.0121% | 0.01075% | 0.006948% | 0.01048% | 0.006948% | 0.01034% | 0.007031% | 0.01034% | 0.006805% | 0.009968% | 0.007031% | 0.01034% | 0.0121% | 0.01075% | 0.006948% | 0.01048% | 0.01048% | 0.006948% | 0.01034% | 0.007031% | 0.01034% | 0.006805% | 0.009968% | 0.0107% | 0.0107%
7735 | 0.01609% | 0.00835% | 0.0131% | 0.007685% | 0.01171% | 0.01226% | 0.01184% | 0.008683% | 0.01201% | 0.008683% | 0.01171% | 0.007685% | 0.01171% | 0.00817% | 0.01194% | 0.007685% | 0.01171% | 0.01226% | 0.01184% | 0.008683% | 0.01201% | 0.01201% | 0.008683% | 0.01171% | 0.007685% | 0.01171% | 0.00817% | 0.01194% | 0.01609% | 0.01609%
7736 | 0.01598% | 0.009283% | 0.01476% | 0.0084% | 0.01248% | 0.01137% | 0.01178% | 0.01078% | 0.01282% | 0.01078% | 0.01248% | 0.0084% | 0.01248% | 0.009337% | 0.01271% | 0.0084% | 0.01248% | 0.01137% | 0.01178% | 0.01078% | 0.01282% | 0.01282% | 0.01078% | 0.01248% | 0.0084% | 0.01248% | 0.009337% | 0.01271% | 0.01598% | 0.01598%
7737 | 0.01755% | 0.01226% | 0.01655% | 0.01053% | 0.01382% | 0.01109% | 0.01305% | 0.01305% | 0.01371% | 0.01305% | 0.01382% | 0.01053% | 0.01382% | 0.01212% | 0.01527% | 0.01053% | 0.01382% | 0.01109% | 0.01305% | 0.01305% | 0.01371% | 0.01371% | 0.01305% | 0.01382% | 0.01053% | 0.01382% | 0.01212% | 0.01527% | 0.01755% | 0.01755%
7738 | 0.0187% | 0.01538% | 0.01711% | 0.01191% | 0.01483% | 0.01084% | 0.01423% | 0.01328% | 0.01447% | 0.01328% | 0.01483% | 0.01191% | 0.01483% | 0.01335% | 0.01728% | 0.01191% | 0.01483% | 0.01084% | 0.01423% | 0.01328% | 0.01447% | 0.01447% | 0.01328% | 0.01483% | 0.01191% | 0.01483% | 0.01335% | 0.01728% | 0.0187% | 0.0187%
7739 | 0.01929% | 0.01787% | 0.01777% | 0.01272% | 0.01529% | 0.01069% | 0.01512% | 0.01352% | 0.01463% | 0.01352% | 0.01529% | 0.01272% | 0.01529% | 0.01378% | 0.01871% | 0.01272% | 0.01529% | 0.01069% | 0.01512% | 0.01352% | 0.01463% | 0.01463% | 0.01352% | 0.01529% | 0.01272% | 0.01529% | 0.01378% | 0.01871% | 0.01929% | 0.01929%
7740 | 0.01933% | 0.01877% | 0.01789% | 0.01325% | 0.01511% | 0.01035% | 0.01545% | 0.01313% | 0.01442% | 0.01313% | 0.01511% | 0.01325% | 0.01511% | 0.01401% | 0.01963% | 0.01325% | 0.01511% | 0.01035% | 0.01545% | 0.01313% | 0.01442% | 0.01442% | 0.01313% | 0.01511% | 0.01325% | 0.01511% | 0.01401% | 0.01963% | 0.01933% | 0.01933%
7741 | 0.01869% | 0.01859% | 0.01816% | 0.01364% | 0.01459% | 0.009531% | 0.01529% | 0.01228% | 0.01417% | 0.01228% | 0.01459% | 0.01364% | 0.01459% | 0.01415% | 0.01999% | 0.01364% | 0.01459% | 0.009531% | 0.01529% | 0.01228% | 0.01417% | 0.01417% | 0.01228% | 0.01459% | 0.01364% | 0.01459% | 0.01415% | 0.01999% | 0.01869% | 0.01869%
7742 | 0.01732% | 0.01788% | 0.01812% | 0.01387% | 0.0136% | 0.008375% | 0.01477% | 0.01139% | 0.01352% | 0.01139% | 0.0136% | 0.01387% | 0.0136% | 0.01427% | 0.01995% | 0.01387% | 0.0136% | 0.008375% | 0.01477% | 0.01139% | 0.01352% | 0.01352% | 0.01139% | 0.0136% | 0.01387% | 0.0136% | 0.01427% | 0.01995% | 0.01732% | 0.01732%
7743 | 0.01527% | 0.01517% | 0.01714% | 0.01395% | 0.01235% | 0.007394% | 0.01382% | 0.01091% | 0.01249% | 0.01091% | 0.01235% | 0.01395% | 0.01235% | 0.01424% | 0.01958% | 0.01395% | 0.01235% | 0.007394% | 0.01382% | 0.01091% | 0.01249% | 0.01249% | 0.01091% | 0.01235% | 0.01395% | 0.01235% | 0.01424% | 0.01958% | 0.01527% | 0.01527%
7744 | 0.01337% | 0.01251% | 0.01639% | 0.01388% | 0.01124% | 0.006926% | 0.01248% | 0.01114% | 0.01159% | 0.01114% | 0.01124% | 0.01388% | 0.01124% | 0.01395% | 0.01848% | 0.01388% | 0.01124% | 0.006926% | 0.01248% | 0.01114% | 0.01159% | 0.01159% | 0.01114% | 0.01124% | 0.01388% | 0.01124% | 0.01395% | 0.01848% | 0.01337% | 0.01337%
7745 | 0.01265% | 0.01109% | 0.01583% | 0.01446% | 0.01099% | 0.007938% | 0.01245% | 0.009729% | 0.01101% | 0.009729% | 0.01099% | 0.01446% | 0.01099% | 0.0144% | 0.01795% | 0.01446% | 0.01099% | 0.007938% | 0.01245% | 0.009729% | 0.01101% | 0.01101% | 0.009729% | 0.01099% | 0.01446% | 0.01099% | 0.0144% | 0.01795% | 0.01265% | 0.01265%
7746 | 0.01211% | 0.009339% | 0.01616% | 0.01473% | 0.01074% | 0.009037% | 0.0123% | 0.009832% | 0.0107% | 0.009832% | 0.01074% | 0.01473% | 0.01074% | 0.01436% | 0.01633% | 0.01473% | 0.01074% | 0.009037% | 0.0123% | 0.009832% | 0.0107% | 0.0107% | 0.009832% | 0.01074% | 0.01473% | 0.01074% | 0.01436% | 0.01633% | 0.01211% | 0.01211%
7747 | 0.01109% | 0.008666% | 0.01591% | 0.01432% | 0.01015% | 0.01021% | 0.01179% | 0.009845% | 0.01015% | 0.009845% | 0.01015% | 0.01432% | 0.01015% | 0.01377% | 0.0136% | 0.01432% | 0.01015% | 0.01021% | 0.01179% | 0.009845% | 0.01015% | 0.01015% | 0.009845% | 0.01015% | 0.01432% | 0.01015% | 0.01377% | 0.0136% | 0.01109% | 0.01109%
7748 | 0.01039% | 0.008326% | 0.01362% | 0.0136% | 0.00955% | 0.01129% | 0.01136% | 0.009836% | 0.009581% | 0.009836% | 0.00955% | 0.0136% | 0.00955% | 0.01318% | 0.01157% | 0.0136% | 0.00955% | 0.01129% | 0.01136% | 0.009836% | 0.009581% | 0.009581% | 0.009836% | 0.00955% | 0.0136% | 0.00955% | 0.01318% | 0.01157% | 0.01039% | 0.01039%
7749 | 0.009971% | 0.00817% | 0.0102% | 0.01268% | 0.00902% | 0.01164% | 0.01077% | 0.009949% | 0.008996% | 0.009949% | 0.00902% | 0.01268% | 0.00902% | 0.01241% | 0.0102% | 0.01268% | 0.00902% | 0.01164% | 0.01077% | 0.009949% | 0.008996% | 0.008996% | 0.009949% | 0.00902% | 0.01268% | 0.00902% | 0.01241% | 0.0102% | 0.009971% | 0.009971%
7750 | 0.007409% | 0.008063% | 0.007317% | 0.01114% | 0.008738% | 0.01178% | 0.01016% | 0.01027% | 0.008712% | 0.01027% | 0.008738% | 0.01114% | 0.008738% | 0.01064% | 0.009298% | 0.01114% | 0.008738% | 0.01178% | 0.01016% | 0.01027% | 0.008712% | 0.008712% | 0.01027% | 0.008738% | 0.01114% | 0.008738% | 0.01064% | 0.009298% | 0.007409% | 0.007409%
7751 | 0.007217% | 0.008042% | 0.006737% | 0.008885% | 0.008669% | 0.01188% | 0.009559% | 0.01053% | 0.008632% | 0.01053% | 0.008669% | 0.008885% | 0.008669% | 0.007608% | 0.008564% | 0.008885% | 0.008669% | 0.01188% | 0.009559% | 0.01053% | 0.008632% | 0.008632% | 0.01053% | 0.008669% | 0.008885% | 0.008669% | 0.007608% | 0.008564% | 0.007217% | 0.007217%
7752 | 0.006887% | 0.00789% | 0.006504% | 0.007429% | 0.008345% | 0.01216% | 0.008974% | 0.01009% | 0.00836% | 0.01009% | 0.008345% | 0.007429% | 0.008345% | 0.005897% | 0.007901% | 0.007429% | 0.008345% | 0.01216% | 0.008974% | 0.01009% | 0.00836% | 0.00836% | 0.01009% | 0.008345% | 0.007429% | 0.008345% | 0.005897% | 0.007901% | 0.006887% | 0.006887%
7753 | 0.007277% | 0.007927% | 0.006732% | 0.006513% | 0.008584% | 0.01193% | 0.009063% | 0.008997% | 0.008588% | 0.008997% | 0.008584% | 0.006513% | 0.008584% | 0.005163% | 0.007388% | 0.006513% | 0.008584% | 0.01193% | 0.009063% | 0.008997% | 0.008588% | 0.008588% | 0.008997% | 0.008584% | 0.006513% | 0.008584% | 0.005163% | 0.007388% | 0.007277% | 0.007277%
7754 | 0.007363% | 0.007923% | 0.006877% | 0.006064% | 0.008572% | 0.01189% | 0.009019% | 0.007694% | 0.008604% | 0.007694% | 0.008572% | 0.006064% | 0.008572% | 0.005092% | 0.007172% | 0.006064% | 0.008572% | 0.01189% | 0.009019% | 0.007694% | 0.008604% | 0.008604% | 0.007694% | 0.008572% | 0.006064% | 0.008572% | 0.005092% | 0.007172% | 0.007363% | 0.007363%
7755 | 0.007428% | 0.00789% | 0.006852% | 0.005931% | 0.008586% | 0.01196% | 0.009061% | 0.006693% | 0.008801% | 0.006693% | 0.008586% | 0.005931% | 0.008586% | 0.005139% | 0.007215% | 0.005931% | 0.008586% | 0.01196% | 0.009061% | 0.006693% | 0.008801% | 0.008801% | 0.006693% | 0.008586% | 0.005931% | 0.008586% | 0.005139% | 0.007215% | 0.007428% | 0.007428%
7756 | 0.007722% | 0.007826% | 0.00684% | 0.005931% | 0.008682% | 0.01201% | 0.009177% | 0.005961% | 0.009211% | 0.005961% | 0.008682% | 0.005931% | 0.008682% | 0.005421% | 0.007474% | 0.005931% | 0.008682% | 0.01201% | 0.009177% | 0.005961% | 0.009211% | 0.009211% | 0.005961% | 0.008682% | 0.005931% | 0.008682% | 0.005421% | 0.007474% | 0.007722% | 0.007722%
7757 | 0.008657% | 0.007771% | 0.00693% | 0.006107% | 0.009158% | 0.01206% | 0.009525% | 0.00592% | 0.009771% | 0.00592% | 0.009158% | 0.006107% | 0.009158% | 0.005879% | 0.008193% | 0.006107% | 0.009158% | 0.01206% | 0.009525% | 0.00592% | 0.009771% | 0.009771% | 0.00592% | 0.009158% | 0.006107% | 0.009158% | 0.005879% | 0.008193% | 0.008657% | 0.008657%
7758 | 0.01077% | 0.008366% | 0.00707% | 0.006998% | 0.01009% | 0.01183% | 0.01037% | 0.00696% | 0.01054% | 0.00696% | 0.01009% | 0.006998% | 0.01009% | 0.006541% | 0.009644% | 0.006998% | 0.01009% | 0.01183% | 0.01037% | 0.00696% | 0.01054% | 0.01054% | 0.00696% | 0.01009% | 0.006998% | 0.01009% | 0.006541% | 0.009644% | 0.01077% | 0.01077%
7759 | 0.01608% | 0.008314% | 0.01264% | 0.007677% | 0.01162% | 0.01215% | 0.01149% | 0.008676% | 0.01206% | 0.008676% | 0.01162% | 0.007677% | 0.01162% | 0.007979% | 0.01169% | 0.007677% | 0.01162% | 0.01215% | 0.01149% | 0.008676% | 0.01206% | 0.01206% | 0.008676% | 0.01162% | 0.007677% | 0.01162% | 0.007979% | 0.01169% | 0.01608% | 0.01608%
7760 | 0.01621% | 0.009162% | 0.01466% | 0.008419% | 0.01237% | 0.01133% | 0.01151% | 0.01088% | 0.01284% | 0.01088% | 0.01237% | 0.008419% | 0.01237% | 0.009263% | 0.01253% | 0.008419% | 0.01237% | 0.01133% | 0.01151% | 0.01088% | 0.01284% | 0.01284% | 0.01088% | 0.01237% | 0.008419% | 0.01237% | 0.009263% | 0.01253% | 0.01621% | 0.01621%
7761 | 0.01779% | 0.01198% | 0.01659% | 0.0106% | 0.01375% | 0.01122% | 0.01293% | 0.01308% | 0.01377% | 0.01308% | 0.01375% | 0.0106% | 0.01375% | 0.01218% | 0.01521% | 0.0106% | 0.01375% | 0.01122% | 0.01293% | 0.01308% | 0.01377% | 0.01377% | 0.01308% | 0.01375% | 0.0106% | 0.01375% | 0.01218% | 0.01521% | 0.01779% | 0.01779%
7762 | 0.01883% | 0.01516% | 0.01721% | 0.01201% | 0.01485% | 0.01102% | 0.01417% | 0.01335% | 0.01469% | 0.01335% | 0.01485% | 0.01201% | 0.01485% | 0.01345% | 0.01727% | 0.01201% | 0.01485% | 0.01102% | 0.01417% | 0.01335% | 0.01469% | 0.01469% | 0.01335% | 0.01485% | 0.01201% | 0.01485% | 0.01345% | 0.01727% | 0.01883% | 0.01883%
7763 | 0.01941% | 0.01773% | 0.01786% | 0.01283% | 0.01538% | 0.01078% | 0.01509% | 0.01359% | 0.015% | 0.01359% | 0.01538% | 0.01283% | 0.01538% | 0.01389% | 0.0187% | 0.01283% | 0.01538% | 0.01078% | 0.01509% | 0.01359% | 0.015% | 0.015% | 0.01359% | 0.01538% | 0.01283% | 0.01538% | 0.01389% | 0.0187% | 0.01941% | 0.01941%
7764 | 0.01937% | 0.01861% | 0.01794% | 0.01335% | 0.01518% | 0.01034% | 0.01544% | 0.01323% | 0.01472% | 0.01323% | 0.01518% | 0.01335% | 0.01518% | 0.01409% | 0.01962% | 0.01335% | 0.01518% | 0.01034% | 0.01544% | 0.01323% | 0.01472% | 0.01472% | 0.01323% | 0.01518% | 0.01335% | 0.01518% | 0.01409% | 0.01962% | 0.01937% | 0.01937%
7765 | 0.01865% | 0.01837% | 0.0181% | 0.01371% | 0.0146% | 0.009488% | 0.01528% | 0.01235% | 0.01436% | 0.01235% | 0.0146% | 0.01371% | 0.0146% | 0.01421% | 0.01999% | 0.01371% | 0.0146% | 0.009488% | 0.01528% | 0.01235% | 0.01436% | 0.01436% | 0.01235% | 0.0146% | 0.01371% | 0.0146% | 0.01421% | 0.01999% | 0.01865% | 0.01865%
7766 | 0.01721% | 0.01763% | 0.01811% | 0.01391% | 0.01359% | 0.00834% | 0.01478% | 0.0115% | 0.01367% | 0.0115% | 0.01359% | 0.01391% | 0.01359% | 0.01432% | 0.01994% | 0.01391% | 0.01359% | 0.00834% | 0.01478% | 0.0115% | 0.01367% | 0.01367% | 0.0115% | 0.01359% | 0.01391% | 0.01359% | 0.01432% | 0.01994% | 0.01721% | 0.01721%
7767 | 0.01514% | 0.0149% | 0.0172% | 0.01401% | 0.01234% | 0.007498% | 0.01387% | 0.01102% | 0.01255% | 0.01102% | 0.01234% | 0.01401% | 0.01234% | 0.01433% | 0.01958% | 0.01401% | 0.01234% | 0.007498% | 0.01387% | 0.01102% | 0.01255% | 0.01255% | 0.01102% | 0.01234% | 0.01401% | 0.01234% | 0.01433% | 0.01958% | 0.01514% | 0.01514%
7768 | 0.0133% | 0.0123% | 0.01664% | 0.01395% | 0.01124% | 0.007261% | 0.0126% | 0.01126% | 0.01156% | 0.01126% | 0.01124% | 0.01395% | 0.01124% | 0.01408% | 0.01852% | 0.01395% | 0.01124% | 0.007261% | 0.0126% | 0.01126% | 0.01156% | 0.01156% | 0.01126% | 0.01124% | 0.01395% | 0.01124% | 0.01408% | 0.01852% | 0.0133% | 0.0133%
7769 | 0.01286% | 0.01094% | 0.01632% | 0.0146% | 0.01104% | 0.008401% | 0.01266% | 0.009823% | 0.01099% | 0.009823% | 0.01104% | 0.0146% | 0.01104% | 0.01463% | 0.01812% | 0.0146% | 0.01104% | 0.008401% | 0.01266% | 0.009823% | 0.01099% | 0.01099% | 0.009823% | 0.01104% | 0.0146% | 0.01104% | 0.01463% | 0.01812% | 0.01286% | 0.01286%
7770 | 0.01227% | 0.009166% | 0.0166% | 0.01482% | 0.01079% | 0.009463% | 0.01247% | 0.009904% | 0.01069% | 0.009904% | 0.01079% | 0.01482% | 0.01079% | 0.01457% | 0.01642% | 0.01482% | 0.01079% | 0.009463% | 0.01247% | 0.009904% | 0.01069% | 0.01069% | 0.009904% | 0.01079% | 0.01482% | 0.01079% | 0.01457% | 0.01642% | 0.01227% | 0.01227%
7771 | 0.01123% | 0.008472% | 0.01643% | 0.01441% | 0.01021% | 0.01065% | 0.01198% | 0.009943% | 0.01017% | 0.009943% | 0.01021% | 0.01441% | 0.01021% | 0.01399% | 0.01374% | 0.01441% | 0.01021% | 0.01065% | 0.01198% | 0.009943% | 0.01017% | 0.01017% | 0.009943% | 0.01021% | 0.01441% | 0.01021% | 0.01399% | 0.01374% | 0.01123% | 0.01123%
7772 | 0.01053% | 0.008144% | 0.01415% | 0.01369% | 0.009635% | 0.0117% | 0.01159% | 0.009929% | 0.009604% | 0.009929% | 0.009635% | 0.01369% | 0.009635% | 0.01341% | 0.01176% | 0.01369% | 0.009635% | 0.0117% | 0.01159% | 0.009929% | 0.009604% | 0.009604% | 0.009929% | 0.009635% | 0.01369% | 0.009635% | 0.01341% | 0.01176% | 0.01053% | 0.01053%
7773 | 0.0102% | 0.007968% | 0.0108% | 0.01279% | 0.009169% | 0.01206% | 0.01102% | 0.01013% | 0.009113% | 0.01013% | 0.009169% | 0.01279% | 0.009169% | 0.01264% | 0.01044% | 0.01279% | 0.009169% | 0.01206% | 0.01102% | 0.01013% | 0.009113% | 0.009113% | 0.01013% | 0.009169% | 0.01279% | 0.009169% | 0.01264% | 0.01044% | 0.0102% | 0.0102%
7774 | 0.007434% | 0.007856% | 0.007496% | 0.01127% | 0.008933% | 0.01228% | 0.01044% | 0.0105% | 0.008922% | 0.0105% | 0.008933% | 0.01127% | 0.008933% | 0.01089% | 0.009581% | 0.01127% | 0.008933% | 0.01228% | 0.01044% | 0.0105% | 0.008922% | 0.008922% | 0.0105% | 0.008933% | 0.01127% | 0.008933% | 0.01089% | 0.009581% | 0.007434% | 0.007434%
7775 | 0.00736% | 0.007819% | 0.006972% | 0.009026% | 0.008876% | 0.01244% | 0.009864% | 0.01073% | 0.008842% | 0.01073% | 0.008876% | 0.009026% | 0.008876% | 0.00788% | 0.008882% | 0.009026% | 0.008876% | 0.01244% | 0.009864% | 0.01073% | 0.008842% | 0.008842% | 0.01073% | 0.008876% | 0.009026% | 0.008876% | 0.00788% | 0.008882% | 0.00736% | 0.00736%
7776 | 0.007301% | 0.007847% | 0.00698% | 0.007486% | 0.00875% | 0.01237% | 0.00948% | 0.0106% | 0.008723% | 0.0106% | 0.00875% | 0.007486% | 0.00875% | 0.005856% | 0.00825% | 0.007486% | 0.00875% | 0.01237% | 0.00948% | 0.0106% | 0.008723% | 0.008723% | 0.0106% | 0.00875% | 0.007486% | 0.00875% | 0.005856% | 0.00825% | 0.007301% | 0.007301%
7777 | 0.007457% | 0.007745% | 0.007113% | 0.006681% | 0.008753% | 0.01258% | 0.009374% | 0.009046% | 0.00871% | 0.009046% | 0.008753% | 0.006681% | 0.008753% | 0.005506% | 0.007741% | 0.006681% | 0.008753% | 0.01258% | 0.009374% | 0.009046% | 0.00871% | 0.00871% | 0.009046% | 0.008753% | 0.006681% | 0.008753% | 0.005506% | 0.007741% | 0.007457% | 0.007457%
7778 | 0.00754% | 0.007727% | 0.007321% | 0.006221% | 0.008752% | 0.01267% | 0.009364% | 0.007749% | 0.008738% | 0.007749% | 0.008752% | 0.006221% | 0.008752% | 0.005488% | 0.00758% | 0.006221% | 0.008752% | 0.01267% | 0.009364% | 0.007749% | 0.008738% | 0.008738% | 0.007749% | 0.008752% | 0.006221% | 0.008752% | 0.005488% | 0.00758% | 0.00754% | 0.00754%
7779 | 0.007659% | 0.007689% | 0.007306% | 0.00612% | 0.008764% | 0.01269% | 0.009476% | 0.006745% | 0.00893% | 0.006745% | 0.008764% | 0.00612% | 0.008764% | 0.005604% | 0.00772% | 0.00612% | 0.008764% | 0.01269% | 0.009476% | 0.006745% | 0.00893% | 0.00893% | 0.006745% | 0.008764% | 0.00612% | 0.008764% | 0.005604% | 0.00772% | 0.007659% | 0.007659%
7780 | 0.00796% | 0.007644% | 0.007341% | 0.00615% | 0.008875% | 0.01272% | 0.009629% | 0.006055% | 0.00931% | 0.006055% | 0.008875% | 0.00615% | 0.008875% | 0.005967% | 0.008063% | 0.00615% | 0.008875% | 0.01272% | 0.009629% | 0.006055% | 0.00931% | 0.00931% | 0.006055% | 0.008875% | 0.00615% | 0.008875% | 0.005967% | 0.008063% | 0.00796% | 0.00796%
7781 | 0.00888% | 0.007636% | 0.007429% | 0.006358% | 0.009369% | 0.0128% | 0.01003% | 0.006091% | 0.009882% | 0.006091% | 0.009369% | 0.006358% | 0.009369% | 0.006455% | 0.008821% | 0.006358% | 0.009369% | 0.0128% | 0.01003% | 0.006091% | 0.009882% | 0.009882% | 0.006091% | 0.009369% | 0.006358% | 0.009369% | 0.006455% | 0.008821% | 0.00888% | 0.00888%
7782 | 0.01097% | 0.008243% | 0.007559% | 0.007332% | 0.01029% | 0.01277% | 0.01092% | 0.007136% | 0.01061% | 0.007136% | 0.01029% | 0.007332% | 0.01029% | 0.007175% | 0.01024% | 0.007332% | 0.01029% | 0.01277% | 0.01092% | 0.007136% | 0.01061% | 0.01061% | 0.007136% | 0.01029% | 0.007332% | 0.01029% | 0.007175% | 0.01024% | 0.01097% | 0.01097%
7783 | 0.01675% | 0.008271% | 0.0138% | 0.00798% | 0.01183% | 0.0129% | 0.0121% | 0.008911% | 0.01219% | 0.008911% | 0.01183% | 0.00798% | 0.01183% | 0.008608% | 0.01233% | 0.00798% | 0.01183% | 0.0129% | 0.0121% | 0.008911% | 0.01219% | 0.01219% | 0.008911% | 0.01183% | 0.00798% | 0.01183% | 0.008608% | 0.01233% | 0.01675% | 0.01675%
7784 | 0.01671% | 0.009127% | 0.01554% | 0.008705% | 0.01266% | 0.01204% | 0.01214% | 0.01121% | 0.01308% | 0.01121% | 0.01266% | 0.008705% | 0.01266% | 0.009773% | 0.01322% | 0.008705% | 0.01266% | 0.01204% | 0.01214% | 0.01121% | 0.01308% | 0.01308% | 0.01121% | 0.01266% | 0.008705% | 0.01266% | 0.009773% | 0.01322% | 0.01671% | 0.01671%
7785 | 0.01807% | 0.01193% | 0.01724% | 0.01087% | 0.01398% | 0.01171% | 0.01341% | 0.01343% | 0.01397% | 0.01343% | 0.01398% | 0.01087% | 0.01398% | 0.01249% | 0.01567% | 0.01087% | 0.01398% | 0.01171% | 0.01341% | 0.01343% | 0.01397% | 0.01397% | 0.01343% | 0.01398% | 0.01087% | 0.01398% | 0.01249% | 0.01567% | 0.01807% | 0.01807%
7786 | 0.019% | 0.01512% | 0.01773% | 0.01233% | 0.01501% | 0.01131% | 0.01458% | 0.01372% | 0.01469% | 0.01372% | 0.01501% | 0.01233% | 0.01501% | 0.0138% | 0.01763% | 0.01233% | 0.01501% | 0.01131% | 0.01458% | 0.01372% | 0.01469% | 0.01469% | 0.01372% | 0.01501% | 0.01233% | 0.01501% | 0.0138% | 0.01763% | 0.019% | 0.019%
7787 | 0.01944% | 0.01768% | 0.01835% | 0.01318% | 0.0155% | 0.01106% | 0.01549% | 0.01402% | 0.01486% | 0.01402% | 0.0155% | 0.01318% | 0.0155% | 0.01424% | 0.01902% | 0.01318% | 0.0155% | 0.01106% | 0.01549% | 0.01402% | 0.01486% | 0.01486% | 0.01402% | 0.0155% | 0.01318% | 0.0155% | 0.01424% | 0.01902% | 0.01944% | 0.01944%
7788 | 0.01937% | 0.01851% | 0.01844% | 0.01369% | 0.01527% | 0.01066% | 0.01588% | 0.01371% | 0.01448% | 0.01371% | 0.01527% | 0.01369% | 0.01527% | 0.01447% | 0.01995% | 0.01369% | 0.01527% | 0.01066% | 0.01588% | 0.01371% | 0.01448% | 0.01448% | 0.01371% | 0.01527% | 0.01369% | 0.01527% | 0.01447% | 0.01995% | 0.01937% | 0.01937%
7789 | 0.01868% | 0.01824% | 0.01859% | 0.01406% | 0.01462% | 0.009816% | 0.01572% | 0.01285% | 0.01395% | 0.01285% | 0.01462% | 0.01406% | 0.01462% | 0.01459% | 0.0203% | 0.01406% | 0.01462% | 0.009816% | 0.01572% | 0.01285% | 0.01395% | 0.01395% | 0.01285% | 0.01462% | 0.01406% | 0.01462% | 0.01459% | 0.0203% | 0.01868% | 0.01868%
7790 | 0.01726% | 0.01746% | 0.01858% | 0.01425% | 0.01361% | 0.00865% | 0.01521% | 0.01204% | 0.01328% | 0.01204% | 0.01361% | 0.01425% | 0.01361% | 0.01468% | 0.02025% | 0.01425% | 0.01361% | 0.00865% | 0.01521% | 0.01204% | 0.01328% | 0.01328% | 0.01204% | 0.01361% | 0.01425% | 0.01361% | 0.01468% | 0.02025% | 0.01726% | 0.01726%
7791 | 0.01526% | 0.01477% | 0.01764% | 0.01432% | 0.01242% | 0.007735% | 0.01427% | 0.01162% | 0.01231% | 0.01162% | 0.01242% | 0.01432% | 0.01242% | 0.01464% | 0.01989% | 0.01432% | 0.01242% | 0.007735% | 0.01427% | 0.01162% | 0.01231% | 0.01231% | 0.01162% | 0.01242% | 0.01432% | 0.01242% | 0.01464% | 0.01989% | 0.01526% | 0.01526%
7792 | 0.01347% | 0.01222% | 0.01708% | 0.01423% | 0.01142% | 0.007424% | 0.01298% | 0.01184% | 0.01156% | 0.01184% | 0.01142% | 0.01423% | 0.01142% | 0.01436% | 0.01883% | 0.01423% | 0.01142% | 0.007424% | 0.01298% | 0.01184% | 0.01156% | 0.01156% | 0.01184% | 0.01142% | 0.01423% | 0.01142% | 0.01436% | 0.01883% | 0.01347% | 0.01347%
7793 | 0.01306% | 0.01088% | 0.01686% | 0.01491% | 0.0114% | 0.008626% | 0.0131% | 0.01044% | 0.01135% | 0.01044% | 0.0114% | 0.01491% | 0.0114% | 0.01489% | 0.01853% | 0.01491% | 0.0114% | 0.008626% | 0.0131% | 0.01044% | 0.01135% | 0.01135% | 0.01044% | 0.0114% | 0.01491% | 0.0114% | 0.01489% | 0.01853% | 0.01306% | 0.01306%
7794 | 0.0124% | 0.009194% | 0.01707% | 0.01505% | 0.01112% | 0.009718% | 0.01287% | 0.01044% | 0.01115% | 0.01044% | 0.01112% | 0.01505% | 0.01112% | 0.01479% | 0.01678% | 0.01505% | 0.01112% | 0.009718% | 0.01287% | 0.01044% | 0.01115% | 0.01115% | 0.01044% | 0.01112% | 0.01505% | 0.01112% | 0.01479% | 0.01678% | 0.0124% | 0.0124%
7795 | 0.01135% | 0.008513% | 0.01686% | 0.01464% | 0.01048% | 0.01088% | 0.01234% | 0.0104% | 0.01062% | 0.0104% | 0.01048% | 0.01464% | 0.01048% | 0.0142% | 0.01412% | 0.01464% | 0.01048% | 0.01088% | 0.01234% | 0.0104% | 0.01062% | 0.01062% | 0.0104% | 0.01048% | 0.01464% | 0.01048% | 0.0142% | 0.01412% | 0.01135% | 0.01135%
7796 | 0.01068% | 0.008197% | 0.01457% | 0.01391% | 0.009861% | 0.01198% | 0.0119% | 0.01038% | 0.01002% | 0.01038% | 0.009861% | 0.01391% | 0.009861% | 0.01358% | 0.01212% | 0.01391% | 0.009861% | 0.01198% | 0.0119% | 0.01038% | 0.01002% | 0.01002% | 0.01038% | 0.009861% | 0.01391% | 0.009861% | 0.01358% | 0.01212% | 0.01068% | 0.01068%
7797 | 0.01037% | 0.008035% | 0.01109% | 0.013% | 0.009363% | 0.01239% | 0.01127% | 0.01046% | 0.009453% | 0.01046% | 0.009363% | 0.013% | 0.009363% | 0.01284% | 0.0108% | 0.013% | 0.009363% | 0.01239% | 0.01127% | 0.01046% | 0.009453% | 0.009453% | 0.01046% | 0.009363% | 0.013% | 0.009363% | 0.01284% | 0.0108% | 0.01037% | 0.01037%
7798 | 0.007582% | 0.00794% | 0.007611% | 0.01152% | 0.009064% | 0.01259% | 0.01062% | 0.01072% | 0.009193% | 0.01072% | 0.009064% | 0.01152% | 0.009064% | 0.0112% | 0.009946% | 0.01152% | 0.009064% | 0.01259% | 0.01062% | 0.01072% | 0.009193% | 0.009193% | 0.01072% | 0.009064% | 0.01152% | 0.009064% | 0.0112% | 0.009946% | 0.007582% | 0.007582%
7799 | 0.007482% | 0.00792% | 0.007147% | 0.009294% | 0.008989% | 0.01273% | 0.009991% | 0.01095% | 0.009121% | 0.01095% | 0.008989% | 0.009294% | 0.008989% | 0.008194% | 0.009237% | 0.009294% | 0.008989% | 0.01273% | 0.009991% | 0.01095% | 0.009121% | 0.009121% | 0.01095% | 0.008989% | 0.009294% | 0.008989% | 0.008194% | 0.009237% | 0.007482% | 0.007482%
7800 | 0.007457% | 0.007888% | 0.007169% | 0.007703% | 0.008948% | 0.01271% | 0.009646% | 0.01082% | 0.009% | 0.01082% | 0.008948% | 0.007703% | 0.008948% | 0.006096% | 0.008633% | 0.007703% | 0.008948% | 0.01271% | 0.009646% | 0.01082% | 0.009% | 0.009% | 0.01082% | 0.008948% | 0.007703% | 0.008948% | 0.006096% | 0.008633% | 0.007457% | 0.007457%
7801 | 0.007612% | 0.007858% | 0.007237% | 0.006772% | 0.008972% | 0.01276% | 0.009514% | 0.009232% | 0.009083% | 0.009232% | 0.008972% | 0.006772% | 0.008972% | 0.005507% | 0.008197% | 0.006772% | 0.008972% | 0.01276% | 0.009514% | 0.009232% | 0.009083% | 0.009083% | 0.009232% | 0.008972% | 0.006772% | 0.008972% | 0.005507% | 0.008197% | 0.007612% | 0.007612%
7802 | 0.007671% | 0.007828% | 0.007406% | 0.00629% | 0.008926% | 0.01275% | 0.009489% | 0.007927% | 0.009118% | 0.007927% | 0.008926% | 0.00629% | 0.008926% | 0.005509% | 0.008025% | 0.00629% | 0.008926% | 0.01275% | 0.009489% | 0.007927% | 0.009118% | 0.009118% | 0.007927% | 0.008926% | 0.00629% | 0.008926% | 0.005509% | 0.008025% | 0.007671% | 0.007671%
7803 | 0.007711% | 0.007799% | 0.007361% | 0.006174% | 0.008955% | 0.01278% | 0.009561% | 0.00698% | 0.009326% | 0.00698% | 0.008955% | 0.006174% | 0.008955% | 0.005571% | 0.008096% | 0.006174% | 0.008955% | 0.01278% | 0.009561% | 0.00698% | 0.009326% | 0.009326% | 0.00698% | 0.008955% | 0.006174% | 0.008955% | 0.005571% | 0.008096% | 0.007711% | 0.007711%
7804 | 0.008013% | 0.007701% | 0.007369% | 0.006186% | 0.009095% | 0.0129% | 0.0097% | 0.006331% | 0.009691% | 0.006331% | 0.009095% | 0.006186% | 0.009095% | 0.005907% | 0.008375% | 0.006186% | 0.009095% | 0.0129% | 0.0097% | 0.006331% | 0.009691% | 0.009691% | 0.006331% | 0.009095% | 0.006186% | 0.009095% | 0.005907% | 0.008375% | 0.008013% | 0.008013%
7805 | 0.009012% | 0.007732% | 0.007478% | 0.006401% | 0.009668% | 0.01292% | 0.01012% | 0.006339% | 0.01023% | 0.006339% | 0.009668% | 0.006401% | 0.009668% | 0.006399% | 0.009113% | 0.006401% | 0.009668% | 0.01292% | 0.01012% | 0.006339% | 0.01023% | 0.01023% | 0.006339% | 0.009668% | 0.006401% | 0.009668% | 0.006399% | 0.009113% | 0.009012% | 0.009012%
7806 | 0.01108% | 0.008302% | 0.007718% | 0.007444% | 0.01071% | 0.01297% | 0.01101% | 0.0073% | 0.01118% | 0.0073% | 0.01071% | 0.007444% | 0.01071% | 0.00723% | 0.01057% | 0.007444% | 0.01071% | 0.01297% | 0.01101% | 0.0073% | 0.01118% | 0.01118% | 0.0073% | 0.01071% | 0.007444% | 0.01071% | 0.00723% | 0.01057% | 0.01108% | 0.01108%
7807 | 0.01721% | 0.00836% | 0.01397% | 0.008107% | 0.01218% | 0.01306% | 0.01222% | 0.009075% | 0.01241% | 0.009075% | 0.01218% | 0.008107% | 0.01218% | 0.008681% | 0.01263% | 0.008107% | 0.01218% | 0.01306% | 0.01222% | 0.009075% | 0.01241% | 0.01241% | 0.009075% | 0.01218% | 0.008107% | 0.01218% | 0.008681% | 0.01263% | 0.01721% | 0.01721%
7808 | 0.01688% | 0.009228% | 0.01557% | 0.008867% | 0.01295% | 0.01208% | 0.01219% | 0.01137% | 0.01321% | 0.01137% | 0.01295% | 0.008867% | 0.01295% | 0.009844% | 0.01336% | 0.008867% | 0.01295% | 0.01208% | 0.01219% | 0.01137% | 0.01321% | 0.01321% | 0.01137% | 0.01295% | 0.008867% | 0.01295% | 0.009844% | 0.01336% | 0.01688% | 0.01688%
7809 | 0.0183% | 0.01211% | 0.01718% | 0.01096% | 0.01412% | 0.01159% | 0.01334% | 0.01349% | 0.01399% | 0.01349% | 0.01412% | 0.01096% | 0.01412% | 0.01244% | 0.0156% | 0.01096% | 0.01412% | 0.01159% | 0.01334% | 0.01349% | 0.01399% | 0.01399% | 0.01349% | 0.01412% | 0.01096% | 0.01412% | 0.01244% | 0.0156% | 0.0183% | 0.0183%
7810 | 0.01909% | 0.01515% | 0.01758% | 0.01226% | 0.01503% | 0.01093% | 0.01441% | 0.01374% | 0.01466% | 0.01374% | 0.01503% | 0.01226% | 0.01503% | 0.01341% | 0.01744% | 0.01226% | 0.01503% | 0.01093% | 0.01441% | 0.01374% | 0.01466% | 0.01466% | 0.01374% | 0.01503% | 0.01226% | 0.01503% | 0.01341% | 0.01744% | 0.01909% | 0.01909%
7811 | 0.01954% | 0.01768% | 0.01824% | 0.01302% | 0.01548% | 0.01069% | 0.0153% | 0.01397% | 0.01479% | 0.01397% | 0.01548% | 0.01302% | 0.01548% | 0.01363% | 0.0188% | 0.01302% | 0.01548% | 0.01069% | 0.0153% | 0.01397% | 0.01479% | 0.01479% | 0.01397% | 0.01548% | 0.01302% | 0.01548% | 0.01363% | 0.0188% | 0.01954% | 0.01954%
7812 | 0.01944% | 0.01853% | 0.01827% | 0.01346% | 0.01521% | 0.01032% | 0.01563% | 0.01362% | 0.01438% | 0.01362% | 0.01521% | 0.01346% | 0.01521% | 0.01364% | 0.01969% | 0.01346% | 0.01521% | 0.01032% | 0.01563% | 0.01362% | 0.01438% | 0.01438% | 0.01362% | 0.01521% | 0.01346% | 0.01521% | 0.01364% | 0.01969% | 0.01944% | 0.01944%
7813 | 0.01869% | 0.0183% | 0.01842% | 0.01377% | 0.0146% | 0.009475% | 0.01547% | 0.01282% | 0.01394% | 0.01282% | 0.0146% | 0.01377% | 0.0146% | 0.01366% | 0.02005% | 0.01377% | 0.0146% | 0.009475% | 0.01547% | 0.01282% | 0.01394% | 0.01394% | 0.01282% | 0.0146% | 0.01377% | 0.0146% | 0.01366% | 0.02005% | 0.01869% | 0.01869%
7814 | 0.01723% | 0.01756% | 0.01838% | 0.01395% | 0.01359% | 0.008266% | 0.01497% | 0.01198% | 0.01328% | 0.01198% | 0.01359% | 0.01395% | 0.01359% | 0.01376% | 0.02% | 0.01395% | 0.01359% | 0.008266% | 0.01497% | 0.01198% | 0.01328% | 0.01328% | 0.01198% | 0.01359% | 0.01395% | 0.01359% | 0.01376% | 0.02% | 0.01723% | 0.01723%
7815 | 0.01515% | 0.01486% | 0.0174% | 0.01403% | 0.01235% | 0.00733% | 0.01405% | 0.01156% | 0.0123% | 0.01156% | 0.01235% | 0.01403% | 0.01235% | 0.01385% | 0.01964% | 0.01403% | 0.01235% | 0.00733% | 0.01405% | 0.01156% | 0.0123% | 0.0123% | 0.01156% | 0.01235% | 0.01403% | 0.01235% | 0.01385% | 0.01964% | 0.01515% | 0.01515%
7816 | 0.01326% | 0.01226% | 0.01681% | 0.01402% | 0.01134% | 0.007019% | 0.01273% | 0.01179% | 0.01157% | 0.01179% | 0.01134% | 0.01402% | 0.01134% | 0.01377% | 0.01857% | 0.01402% | 0.01134% | 0.007019% | 0.01273% | 0.01179% | 0.01157% | 0.01157% | 0.01179% | 0.01134% | 0.01402% | 0.01134% | 0.01377% | 0.01857% | 0.01326% | 0.01326%
7817 | 0.01291% | 0.01087% | 0.01663% | 0.0148% | 0.0113% | 0.008336% | 0.01288% | 0.01039% | 0.01131% | 0.01039% | 0.0113% | 0.0148% | 0.0113% | 0.01453% | 0.01827% | 0.0148% | 0.0113% | 0.008336% | 0.01288% | 0.01039% | 0.01131% | 0.01131% | 0.01039% | 0.0113% | 0.0148% | 0.0113% | 0.01453% | 0.01827% | 0.01291% | 0.01291%
7818 | 0.01227% | 0.009079% | 0.01688% | 0.01499% | 0.01099% | 0.009568% | 0.01263% | 0.01036% | 0.01106% | 0.01036% | 0.01099% | 0.01499% | 0.01099% | 0.01462% | 0.01648% | 0.01499% | 0.01099% | 0.009568% | 0.01263% | 0.01036% | 0.01106% | 0.01106% | 0.01036% | 0.01099% | 0.01499% | 0.01099% | 0.01462% | 0.01648% | 0.01227% | 0.01227%
7819 | 0.0114% | 0.008455% | 0.01685% | 0.01464% | 0.01047% | 0.01079% | 0.01216% | 0.0104% | 0.01062% | 0.0104% | 0.01047% | 0.01464% | 0.01047% | 0.01421% | 0.01383% | 0.01464% | 0.01047% | 0.01079% | 0.01216% | 0.0104% | 0.01062% | 0.01062% | 0.0104% | 0.01047% | 0.01464% | 0.01047% | 0.01421% | 0.01383% | 0.0114% | 0.0114%
7820 | 0.01079% | 0.008122% | 0.01458% | 0.01399% | 0.009898% | 0.01196% | 0.01179% | 0.01043% | 0.01008% | 0.01043% | 0.009898% | 0.01399% | 0.009898% | 0.01373% | 0.01191% | 0.01399% | 0.009898% | 0.01196% | 0.01179% | 0.01043% | 0.01008% | 0.01008% | 0.01043% | 0.009898% | 0.01399% | 0.009898% | 0.01373% | 0.01191% | 0.01079% | 0.01079%
7821 | 0.01058% | 0.00798% | 0.01122% | 0.0131% | 0.009414% | 0.01246% | 0.01124% | 0.01055% | 0.009584% | 0.01055% | 0.009414% | 0.0131% | 0.009414% | 0.01301% | 0.01065% | 0.0131% | 0.009414% | 0.01246% | 0.01124% | 0.01055% | 0.009584% | 0.009584% | 0.01055% | 0.009414% | 0.0131% | 0.009414% | 0.01301% | 0.01065% | 0.01058% | 0.01058%
7822 | 0.007758% | 0.007891% | 0.007557% | 0.01153% | 0.009093% | 0.01275% | 0.01061% | 0.01079% | 0.009297% | 0.01079% | 0.009093% | 0.01153% | 0.009093% | 0.01122% | 0.009818% | 0.01153% | 0.009093% | 0.01275% | 0.01061% | 0.01079% | 0.009297% | 0.009297% | 0.01079% | 0.009093% | 0.01153% | 0.009093% | 0.01122% | 0.009818% | 0.007758% | 0.007758%
7823 | 0.007791% | 0.007859% | 0.007115% | 0.009255% | 0.009061% | 0.01293% | 0.01002% | 0.011% | 0.009176% | 0.011% | 0.009061% | 0.009255% | 0.009061% | 0.008128% | 0.009195% | 0.009255% | 0.009061% | 0.01293% | 0.01002% | 0.011% | 0.009176% | 0.009176% | 0.011% | 0.009061% | 0.009255% | 0.009061% | 0.008128% | 0.009195% | 0.007791% | 0.007791%
7824 | 0.00777% | 0.00787% | 0.007228% | 0.007727% | 0.009037% | 0.01294% | 0.009722% | 0.01089% | 0.00912% | 0.01089% | 0.009037% | 0.007727% | 0.009037% | 0.006065% | 0.008749% | 0.007727% | 0.009037% | 0.01294% | 0.009722% | 0.01089% | 0.00912% | 0.00912% | 0.01089% | 0.009037% | 0.007727% | 0.009037% | 0.006065% | 0.008749% | 0.00777% | 0.00777%
7825 | 0.008021% | 0.007805% | 0.007327% | 0.006873% | 0.009026% | 0.01303% | 0.009573% | 0.009229% | 0.009085% | 0.009229% | 0.009026% | 0.006873% | 0.009026% | 0.00568% | 0.008226% | 0.006873% | 0.009026% | 0.01303% | 0.009573% | 0.009229% | 0.009085% | 0.009085% | 0.009229% | 0.009026% | 0.006873% | 0.009026% | 0.00568% | 0.008226% | 0.008021% | 0.008021%
7826 | 0.008212% | 0.007797% | 0.007579% | 0.006388% | 0.009007% | 0.01309% | 0.009555% | 0.007928% | 0.009124% | 0.007928% | 0.009007% | 0.006388% | 0.009007% | 0.005696% | 0.008113% | 0.006388% | 0.009007% | 0.01309% | 0.009555% | 0.007928% | 0.009124% | 0.009124% | 0.007928% | 0.009007% | 0.006388% | 0.009007% | 0.005696% | 0.008113% | 0.008212% | 0.008212%
7827 | 0.008317% | 0.00778% | 0.007565% | 0.006288% | 0.00904% | 0.01312% | 0.009667% | 0.00694% | 0.009283% | 0.00694% | 0.00904% | 0.006288% | 0.00904% | 0.005818% | 0.008239% | 0.006288% | 0.00904% | 0.01312% | 0.009667% | 0.00694% | 0.009283% | 0.009283% | 0.00694% | 0.00904% | 0.006288% | 0.00904% | 0.005818% | 0.008239% | 0.008317% | 0.008317%
7828 | 0.008599% | 0.007724% | 0.007562% | 0.006307% | 0.009154% | 0.01312% | 0.009791% | 0.006289% | 0.009605% | 0.006289% | 0.009154% | 0.006307% | 0.009154% | 0.006194% | 0.008523% | 0.006307% | 0.009154% | 0.01312% | 0.009791% | 0.006289% | 0.009605% | 0.009605% | 0.006289% | 0.009154% | 0.006307% | 0.009154% | 0.006194% | 0.008523% | 0.008599% | 0.008599%
7829 | 0.009559% | 0.007711% | 0.007628% | 0.006538% | 0.009647% | 0.01313% | 0.0102% | 0.00632% | 0.01016% | 0.00632% | 0.009647% | 0.006538% | 0.009647% | 0.006689% | 0.00929% | 0.006538% | 0.009647% | 0.01313% | 0.0102% | 0.00632% | 0.01016% | 0.01016% | 0.00632% | 0.009647% | 0.006538% | 0.009647% | 0.006689% | 0.00929% | 0.009559% | 0.009559%
7830 | 0.01162% | 0.008299% | 0.008049% | 0.007614% | 0.01068% | 0.01313% | 0.01113% | 0.007409% | 0.01083% | 0.007409% | 0.01068% | 0.007614% | 0.01068% | 0.007524% | 0.01075% | 0.007614% | 0.01068% | 0.01313% | 0.01113% | 0.007409% | 0.01083% | 0.01083% | 0.007409% | 0.01068% | 0.007614% | 0.01068% | 0.007524% | 0.01075% | 0.01162% | 0.01162%
7831 | 0.0175% | 0.008433% | 0.01441% | 0.008278% | 0.01216% | 0.01322% | 0.01236% | 0.009214% | 0.01242% | 0.009214% | 0.01216% | 0.008278% | 0.01216% | 0.009037% | 0.01278% | 0.008278% | 0.01216% | 0.01322% | 0.01236% | 0.009214% | 0.01242% | 0.01242% | 0.009214% | 0.01216% | 0.008278% | 0.01216% | 0.009037% | 0.01278% | 0.0175% | 0.0175%
7832 | 0.01714% | 0.009216% | 0.01611% | 0.009031% | 0.01288% | 0.0123% | 0.01232% | 0.01146% | 0.0132% | 0.01146% | 0.01288% | 0.009031% | 0.01288% | 0.01022% | 0.0134% | 0.009031% | 0.01288% | 0.0123% | 0.01232% | 0.01146% | 0.0132% | 0.0132% | 0.01146% | 0.01288% | 0.009031% | 0.01288% | 0.01022% | 0.0134% | 0.01714% | 0.01714%
7833 | 0.0185% | 0.01202% | 0.01771% | 0.01115% | 0.01408% | 0.01188% | 0.01352% | 0.01356% | 0.01398% | 0.01356% | 0.01408% | 0.01115% | 0.01408% | 0.01292% | 0.01564% | 0.01115% | 0.01408% | 0.01188% | 0.01352% | 0.01356% | 0.01398% | 0.01398% | 0.01356% | 0.01408% | 0.01115% | 0.01408% | 0.01292% | 0.01564% | 0.0185% | 0.0185%
7834 | 0.01925% | 0.01519% | 0.018% | 0.01245% | 0.01503% | 0.01111% | 0.01456% | 0.01378% | 0.01464% | 0.01378% | 0.01503% | 0.01245% | 0.01503% | 0.01393% | 0.01747% | 0.01245% | 0.01503% | 0.01111% | 0.01456% | 0.01378% | 0.01464% | 0.01464% | 0.01378% | 0.01503% | 0.01245% | 0.01503% | 0.01393% | 0.01747% | 0.01925% | 0.01925%
7835 | 0.01954% | 0.01771% | 0.01842% | 0.01319% | 0.01549% | 0.01068% | 0.01538% | 0.01408% | 0.01484% | 0.01408% | 0.01549% | 0.01319% | 0.01549% | 0.01416% | 0.01883% | 0.01319% | 0.01549% | 0.01068% | 0.01538% | 0.01408% | 0.01484% | 0.01484% | 0.01408% | 0.01549% | 0.01319% | 0.01549% | 0.01416% | 0.01883% | 0.01954% | 0.01954%
7836 | 0.01938% | 0.0186% | 0.01835% | 0.01365% | 0.01528% | 0.01028% | 0.01568% | 0.01381% | 0.01452% | 0.01381% | 0.01528% | 0.01365% | 0.01528% | 0.01425% | 0.01973% | 0.01365% | 0.01528% | 0.01028% | 0.01568% | 0.01381% | 0.01452% | 0.01452% | 0.01381% | 0.01528% | 0.01365% | 0.01528% | 0.01425% | 0.01973% | 0.01938% | 0.01938%
7837 | 0.01856% | 0.01839% | 0.01839% | 0.01393% | 0.01463% | 0.00952% | 0.0155% | 0.01289% | 0.014% | 0.01289% | 0.01463% | 0.01393% | 0.01463% | 0.01434% | 0.02007% | 0.01393% | 0.01463% | 0.00952% | 0.0155% | 0.01289% | 0.014% | 0.014% | 0.01289% | 0.01463% | 0.01393% | 0.01463% | 0.01434% | 0.02007% | 0.01856% | 0.01856%
7838 | 0.01711% | 0.01764% | 0.01826% | 0.01412% | 0.01358% | 0.008385% | 0.01499% | 0.01201% | 0.0133% | 0.01201% | 0.01358% | 0.01412% | 0.01358% | 0.01443% | 0.02001% | 0.01412% | 0.01358% | 0.008385% | 0.01499% | 0.01201% | 0.0133% | 0.0133% | 0.01201% | 0.01358% | 0.01412% | 0.01358% | 0.01443% | 0.02001% | 0.01711% | 0.01711%
7839 | 0.0151% | 0.0149% | 0.01727% | 0.01414% | 0.0123% | 0.007438% | 0.01404% | 0.01157% | 0.01229% | 0.01157% | 0.0123% | 0.01414% | 0.0123% | 0.01438% | 0.01964% | 0.01414% | 0.0123% | 0.007438% | 0.01404% | 0.01157% | 0.01229% | 0.01229% | 0.01157% | 0.0123% | 0.01414% | 0.0123% | 0.01438% | 0.01964% | 0.0151% | 0.0151%
7840 | 0.0133% | 0.01232% | 0.0167% | 0.01406% | 0.01124% | 0.007064% | 0.0127% | 0.01173% | 0.01155% | 0.01173% | 0.01124% | 0.01406% | 0.01124% | 0.01408% | 0.01855% | 0.01406% | 0.01124% | 0.007064% | 0.0127% | 0.01173% | 0.01155% | 0.01155% | 0.01173% | 0.01124% | 0.01406% | 0.01124% | 0.01408% | 0.01855% | 0.0133% | 0.0133%
7841 | 0.0131% | 0.01098% | 0.01665% | 0.01482% | 0.01125% | 0.008248% | 0.01288% | 0.01033% | 0.01141% | 0.01033% | 0.01125% | 0.01482% | 0.01125% | 0.01469% | 0.01827% | 0.01482% | 0.01125% | 0.008248% | 0.01288% | 0.01033% | 0.01141% | 0.01141% | 0.01033% | 0.01125% | 0.01482% | 0.01125% | 0.01469% | 0.01827% | 0.0131% | 0.0131%
7842 | 0.01249% | 0.009236% | 0.01691% | 0.01498% | 0.01095% | 0.00938% | 0.01266% | 0.01026% | 0.01112% | 0.01026% | 0.01095% | 0.01498% | 0.01095% | 0.01462% | 0.01649% | 0.01498% | 0.01095% | 0.00938% | 0.01266% | 0.01026% | 0.01112% | 0.01112% | 0.01026% | 0.01095% | 0.01498% | 0.01095% | 0.01462% | 0.01649% | 0.01249% | 0.01249%
7843 | 0.01153% | 0.008555% | 0.01676% | 0.01458% | 0.0104% | 0.01048% | 0.01216% | 0.01026% | 0.01057% | 0.01026% | 0.0104% | 0.01458% | 0.0104% | 0.01404% | 0.01384% | 0.01458% | 0.0104% | 0.01048% | 0.01216% | 0.01026% | 0.01057% | 0.01057% | 0.01026% | 0.0104% | 0.01458% | 0.0104% | 0.01404% | 0.01384% | 0.01153% | 0.01153%
7844 | 0.01087% | 0.008294% | 0.01447% | 0.01386% | 0.009808% | 0.01157% | 0.01173% | 0.01019% | 0.009951% | 0.01019% | 0.009808% | 0.01386% | 0.009808% | 0.01347% | 0.01191% | 0.01386% | 0.009808% | 0.01157% | 0.01173% | 0.01019% | 0.009951% | 0.009951% | 0.01019% | 0.009808% | 0.01386% | 0.009808% | 0.01347% | 0.01191% | 0.01087% | 0.01087%
7845 | 0.01054% | 0.008146% | 0.01104% | 0.01294% | 0.009275% | 0.01197% | 0.01113% | 0.01024% | 0.009349% | 0.01024% | 0.009275% | 0.01294% | 0.009275% | 0.01269% | 0.01066% | 0.01294% | 0.009275% | 0.01197% | 0.01113% | 0.01024% | 0.009349% | 0.009349% | 0.01024% | 0.009275% | 0.01294% | 0.009275% | 0.01269% | 0.01066% | 0.01054% | 0.01054%
7846 | 0.007829% | 0.008068% | 0.007471% | 0.01143% | 0.009005% | 0.01225% | 0.01054% | 0.01059% | 0.009121% | 0.01059% | 0.009005% | 0.01143% | 0.009005% | 0.01094% | 0.009968% | 0.01143% | 0.009005% | 0.01225% | 0.01054% | 0.01059% | 0.009121% | 0.009121% | 0.01059% | 0.009005% | 0.01143% | 0.009005% | 0.01094% | 0.009968% | 0.007829% | 0.007829%
7847 | 0.007831% | 0.008071% | 0.007136% | 0.009198% | 0.008954% | 0.01241% | 0.009954% | 0.01085% | 0.009036% | 0.01085% | 0.008954% | 0.009198% | 0.008954% | 0.007934% | 0.009406% | 0.009198% | 0.008954% | 0.01241% | 0.009954% | 0.01085% | 0.009036% | 0.009036% | 0.01085% | 0.008954% | 0.009198% | 0.008954% | 0.007934% | 0.009406% | 0.007831% | 0.007831%
7848 | 0.007862% | 0.007996% | 0.007248% | 0.007685% | 0.008898% | 0.0126% | 0.00964% | 0.01078% | 0.008961% | 0.01078% | 0.008898% | 0.007685% | 0.008898% | 0.005985% | 0.008849% | 0.007685% | 0.008898% | 0.0126% | 0.00964% | 0.01078% | 0.008961% | 0.008961% | 0.01078% | 0.008898% | 0.007685% | 0.008898% | 0.005985% | 0.008849% | 0.007862% | 0.007862%
7849 | 0.006919% | 0.009592% | 0.006522% | 0.006597% | 0.009133% | 0.01316% | 0.009476% | 0.00831% | 0.008872% | 0.00831% | 0.009133% | 0.006597% | 0.009133% | 0.006484% | 0.008226% | 0.006597% | 0.009133% | 0.01316% | 0.009476% | 0.00831% | 0.008872% | 0.008872% | 0.00831% | 0.009133% | 0.006597% | 0.009133% | 0.006484% | 0.008226% | 0.006919% | 0.006919%
7850 | 0.006795% | 0.009773% | 0.006558% | 0.006174% | 0.008984% | 0.01306% | 0.009532% | 0.007705% | 0.008695% | 0.007705% | 0.008984% | 0.006174% | 0.008984% | 0.005746% | 0.008244% | 0.006174% | 0.008984% | 0.01306% | 0.009532% | 0.007705% | 0.008695% | 0.008695% | 0.007705% | 0.008984% | 0.006174% | 0.008984% | 0.005746% | 0.008244% | 0.006795% | 0.006795%
7851 | 0.006709% | 0.00983% | 0.006343% | 0.006102% | 0.008939% | 0.01299% | 0.009503% | 0.007075% | 0.008818% | 0.007075% | 0.008939% | 0.006102% | 0.008939% | 0.005302% | 0.008186% | 0.006102% | 0.008939% | 0.01299% | 0.009503% | 0.007075% | 0.008818% | 0.008818% | 0.007075% | 0.008939% | 0.006102% | 0.008939% | 0.005302% | 0.008186% | 0.006709% | 0.006709%
7852 | 0.006647% | 0.00986% | 0.00628% | 0.006126% | 0.009151% | 0.01298% | 0.009485% | 0.006876% | 0.009136% | 0.006876% | 0.009151% | 0.006126% | 0.009151% | 0.005365% | 0.008253% | 0.006126% | 0.009151% | 0.01298% | 0.009485% | 0.006876% | 0.009136% | 0.009136% | 0.006876% | 0.009151% | 0.006126% | 0.009151% | 0.005365% | 0.008253% | 0.006647% | 0.006647%
7853 | 0.006576% | 0.009931% | 0.006282% | 0.006286% | 0.009343% | 0.01297% | 0.009472% | 0.007008% | 0.009289% | 0.007008% | 0.009343% | 0.006286% | 0.009343% | 0.005775% | 0.008335% | 0.006286% | 0.009343% | 0.01297% | 0.009472% | 0.007008% | 0.009289% | 0.009289% | 0.007008% | 0.009343% | 0.006286% | 0.009343% | 0.005775% | 0.008335% | 0.006576% | 0.006576%
7854 | 0.00665% | 0.01029% | 0.006173% | 0.006882% | 0.009286% | 0.01291% | 0.009423% | 0.007727% | 0.00919% | 0.007727% | 0.009286% | 0.006882% | 0.009286% | 0.00641% | 0.008294% | 0.006882% | 0.009286% | 0.01291% | 0.009423% | 0.007727% | 0.00919% | 0.00919% | 0.007727% | 0.009286% | 0.006882% | 0.009286% | 0.00641% | 0.008294% | 0.00665% | 0.00665%
7855 | 0.01005% | 0.01018% | 0.009648% | 0.007431% | 0.009392% | 0.01303% | 0.009272% | 0.009045% | 0.00957% | 0.009045% | 0.009392% | 0.007431% | 0.009392% | 0.007662% | 0.007978% | 0.007431% | 0.009392% | 0.01303% | 0.009272% | 0.009045% | 0.00957% | 0.00957% | 0.009045% | 0.009392% | 0.007431% | 0.009392% | 0.007662% | 0.007978% | 0.01005% | 0.01005%
7856 | 0.007289% | 0.0102% | 0.006721% | 0.008084% | 0.008851% | 0.01194% | 0.007658% | 0.01045% | 0.009453% | 0.01045% | 0.008851% | 0.008084% | 0.008851% | 0.008851% | 0.005665% | 0.008084% | 0.008851% | 0.01194% | 0.007658% | 0.01045% | 0.009453% | 0.009453% | 0.01045% | 0.008851% | 0.008084% | 0.008851% | 0.008851% | 0.005665% | 0.007289% | 0.007289%
7857 | 0.00667% | 0.01092% | 0.006168% | 0.01021% | 0.008943% | 0.01177% | 0.007704% | 0.01258% | 0.009356% | 0.01258% | 0.008943% | 0.01021% | 0.008943% | 0.01164% | 0.005261% | 0.01021% | 0.008943% | 0.01177% | 0.007704% | 0.01258% | 0.009356% | 0.009356% | 0.01258% | 0.008943% | 0.01021% | 0.008943% | 0.01164% | 0.005261% | 0.00667% | 0.00667%
7858 | 0.006304% | 0.01207% | 0.005845% | 0.01159% | 0.00923% | 0.01149% | 0.007873% | 0.01305% | 0.009411% | 0.01305% | 0.00923% | 0.01159% | 0.00923% | 0.01301% | 0.004898% | 0.01159% | 0.00923% | 0.01149% | 0.007873% | 0.01305% | 0.009411% | 0.009411% | 0.01305% | 0.00923% | 0.01159% | 0.00923% | 0.01301% | 0.004898% | 0.006304% | 0.006304%
7859 | 0.006126% | 0.01345% | 0.005657% | 0.01242% | 0.009422% | 0.01111% | 0.008142% | 0.01392% | 0.009529% | 0.01392% | 0.009422% | 0.01242% | 0.009422% | 0.01339% | 0.00464% | 0.01242% | 0.009422% | 0.01111% | 0.008142% | 0.01392% | 0.009529% | 0.009529% | 0.01392% | 0.009422% | 0.01242% | 0.009422% | 0.01339% | 0.00464% | 0.006126% | 0.006126%
7860 | 0.006024% | 0.01433% | 0.005814% | 0.01298% | 0.009289% | 0.01051% | 0.008445% | 0.01418% | 0.009498% | 0.01418% | 0.009289% | 0.01298% | 0.009289% | 0.01344% | 0.004561% | 0.01298% | 0.009289% | 0.01051% | 0.008445% | 0.01418% | 0.009498% | 0.009498% | 0.01418% | 0.009289% | 0.01298% | 0.009289% | 0.01344% | 0.004561% | 0.006024% | 0.006024%
7861 | 0.005926% | 0.01415% | 0.005445% | 0.01341% | 0.009121% | 0.009656% | 0.008518% | 0.01403% | 0.009468% | 0.01403% | 0.009121% | 0.01341% | 0.009121% | 0.01347% | 0.004503% | 0.01341% | 0.009121% | 0.009656% | 0.008518% | 0.01403% | 0.009468% | 0.009468% | 0.01403% | 0.009121% | 0.01341% | 0.009121% | 0.01347% | 0.004503% | 0.005926% | 0.005926%
7862 | 0.005849% | 0.01348% | 0.005393% | 0.01367% | 0.009133% | 0.008552% | 0.008362% | 0.01388% | 0.009535% | 0.01388% | 0.009133% | 0.01367% | 0.009133% | 0.01359% | 0.004457% | 0.01367% | 0.009133% | 0.008552% | 0.008362% | 0.01388% | 0.009535% | 0.009535% | 0.01388% | 0.009133% | 0.01367% | 0.009133% | 0.01359% | 0.004457% | 0.005849% | 0.005849%
7863 | 0.00576% | 0.01231% | 0.005376% | 0.01371% | 0.009111% | 0.007667% | 0.008061% | 0.01389% | 0.009538% | 0.01389% | 0.009111% | 0.01371% | 0.009111% | 0.01378% | 0.004453% | 0.01371% | 0.009111% | 0.007667% | 0.008061% | 0.01389% | 0.009538% | 0.009538% | 0.01389% | 0.009111% | 0.01371% | 0.009111% | 0.01378% | 0.004453% | 0.00576% | 0.00576%
7864 | 0.005864% | 0.01122% | 0.005351% | 0.01367% | 0.00917% | 0.007341% | 0.007733% | 0.01417% | 0.009627% | 0.01417% | 0.00917% | 0.01367% | 0.00917% | 0.01401% | 0.004519% | 0.01367% | 0.00917% | 0.007341% | 0.007733% | 0.01417% | 0.009627% | 0.009627% | 0.01417% | 0.00917% | 0.01367% | 0.00917% | 0.01401% | 0.004519% | 0.005864% | 0.005864%
7865 | 0.007437% | 0.01067% | 0.007049% | 0.01449% | 0.009892% | 0.008504% | 0.008978% | 0.01268% | 0.009933% | 0.01268% | 0.009892% | 0.01449% | 0.009892% | 0.01524% | 0.006472% | 0.01449% | 0.009892% | 0.008504% | 0.008978% | 0.01268% | 0.009933% | 0.009933% | 0.01268% | 0.009892% | 0.01449% | 0.009892% | 0.01524% | 0.006472% | 0.007437% | 0.007437%
7866 | 0.008278% | 0.009993% | 0.007652% | 0.01463% | 0.01008% | 0.009631% | 0.009416% | 0.01234% | 0.009915% | 0.01234% | 0.01008% | 0.01463% | 0.01008% | 0.0158% | 0.007381% | 0.01463% | 0.01008% | 0.009631% | 0.009416% | 0.01234% | 0.009915% | 0.009915% | 0.01234% | 0.01008% | 0.01463% | 0.01008% | 0.0158% | 0.007381% | 0.008278% | 0.008278%
7867 | 0.008703% | 0.009697% | 0.007964% | 0.01419% | 0.009856% | 0.01083% | 0.009215% | 0.01198% | 0.00972% | 0.01198% | 0.009856% | 0.01419% | 0.009856% | 0.01578% | 0.007458% | 0.01419% | 0.009856% | 0.01083% | 0.009215% | 0.01198% | 0.00972% | 0.00972% | 0.01198% | 0.009856% | 0.01419% | 0.009856% | 0.01578% | 0.007458% | 0.008703% | 0.008703%
7868 | 0.008982% | 0.009637% | 0.008302% | 0.01347% | 0.009588% | 0.01206% | 0.009212% | 0.01165% | 0.009629% | 0.01165% | 0.009588% | 0.01347% | 0.009588% | 0.01552% | 0.007605% | 0.01347% | 0.009588% | 0.01206% | 0.009212% | 0.01165% | 0.009629% | 0.009629% | 0.01165% | 0.009588% | 0.01347% | 0.009588% | 0.01552% | 0.007605% | 0.008982% | 0.008982%
7869 | 0.009224% | 0.009677% | 0.008514% | 0.01252% | 0.009381% | 0.01241% | 0.009285% | 0.01121% | 0.009481% | 0.01121% | 0.009381% | 0.01252% | 0.009381% | 0.01485% | 0.007726% | 0.01252% | 0.009381% | 0.01241% | 0.009285% | 0.01121% | 0.009481% | 0.009481% | 0.01121% | 0.009381% | 0.01252% | 0.009381% | 0.01485% | 0.007726% | 0.009224% | 0.009224%
7870 | 0.007001% | 0.009682% | 0.006529% | 0.01097% | 0.009057% | 0.01255% | 0.009297% | 0.01084% | 0.009189% | 0.01084% | 0.009057% | 0.01097% | 0.009057% | 0.01298% | 0.007793% | 0.01097% | 0.009057% | 0.01255% | 0.009297% | 0.01084% | 0.009189% | 0.009189% | 0.01084% | 0.009057% | 0.01097% | 0.009057% | 0.01298% | 0.007793% | 0.007001% | 0.007001%
7871 | 0.007046% | 0.009687% | 0.00656% | 0.008681% | 0.008927% | 0.01264% | 0.009386% | 0.01039% | 0.008922% | 0.01039% | 0.008927% | 0.008681% | 0.008927% | 0.009623% | 0.007857% | 0.008681% | 0.008927% | 0.01264% | 0.009386% | 0.01039% | 0.008922% | 0.008922% | 0.01039% | 0.008927% | 0.008681% | 0.008927% | 0.009623% | 0.007857% | 0.007046% | 0.007046%
7872 | 0.007171% | 0.009332% | 0.006701% | 0.007264% | 0.0089% | 0.01257% | 0.00948% | 0.009874% | 0.008843% | 0.009874% | 0.0089% | 0.007264% | 0.0089% | 0.006941% | 0.008082% | 0.007264% | 0.0089% | 0.01257% | 0.00948% | 0.009874% | 0.008843% | 0.008843% | 0.009874% | 0.0089% | 0.007264% | 0.0089% | 0.006941% | 0.008082% | 0.007171% | 0.007171%
7873 | 0.006073% | 0.00771% | 0.005665% | 0.006824% | 0.007882% | 0.01252% | 0.008205% | 0.009137% | 0.008054% | 0.009137% | 0.007882% | 0.006824% | 0.007882% | 0.005832% | 0.007796% | 0.006824% | 0.007882% | 0.01252% | 0.008205% | 0.009137% | 0.008054% | 0.008054% | 0.009137% | 0.007882% | 0.006824% | 0.007882% | 0.005832% | 0.007796% | 0.006073% | 0.006073%
7874 | 0.006054% | 0.007663% | 0.005833% | 0.006449% | 0.007979% | 0.01251% | 0.008377% | 0.008728% | 0.008222% | 0.008728% | 0.007979% | 0.006449% | 0.007979% | 0.005388% | 0.007879% | 0.006449% | 0.007979% | 0.01251% | 0.008377% | 0.008728% | 0.008222% | 0.008222% | 0.008728% | 0.007979% | 0.006449% | 0.007979% | 0.005388% | 0.007879% | 0.006054% | 0.006054%
7875 | 0.006091% | 0.007583% | 0.005979% | 0.006348% | 0.008116% | 0.0125% | 0.008457% | 0.008176% | 0.008327% | 0.008176% | 0.008116% | 0.006348% | 0.008116% | 0.005134% | 0.00788% | 0.006348% | 0.008116% | 0.0125% | 0.008457% | 0.008176% | 0.008327% | 0.008327% | 0.008176% | 0.008116% | 0.006348% | 0.008116% | 0.005134% | 0.00788% | 0.006091% | 0.006091%
7876 | 0.006033% | 0.007586% | 0.005805% | 0.006347% | 0.008053% | 0.01252% | 0.008538% | 0.007885% | 0.008173% | 0.007885% | 0.008053% | 0.006347% | 0.008053% | 0.005162% | 0.007913% | 0.006347% | 0.008053% | 0.01252% | 0.008538% | 0.007885% | 0.008173% | 0.008173% | 0.007885% | 0.008053% | 0.006347% | 0.008053% | 0.005162% | 0.007913% | 0.006033% | 0.006033%
7877 | 0.006103% | 0.007557% | 0.005985% | 0.006441% | 0.008203% | 0.01255% | 0.008683% | 0.008061% | 0.008325% | 0.008061% | 0.008203% | 0.006441% | 0.008203% | 0.005601% | 0.00795% | 0.006441% | 0.008203% | 0.01255% | 0.008683% | 0.008061% | 0.008325% | 0.008325% | 0.008061% | 0.008203% | 0.006441% | 0.008203% | 0.005601% | 0.00795% | 0.006103% | 0.006103%
7878 | 0.0061% | 0.007512% | 0.006039% | 0.007197% | 0.008389% | 0.01261% | 0.008878% | 0.00874% | 0.008479% | 0.00874% | 0.008389% | 0.007197% | 0.008389% | 0.006576% | 0.007964% | 0.007197% | 0.008389% | 0.01261% | 0.008878% | 0.00874% | 0.008479% | 0.008479% | 0.00874% | 0.008389% | 0.007197% | 0.008389% | 0.006576% | 0.007964% | 0.0061% | 0.0061%
7879 | 0.01016% | 0.007618% | 0.009481% | 0.007424% | 0.008212% | 0.01264% | 0.008662% | 0.009182% | 0.008231% | 0.009182% | 0.008212% | 0.007424% | 0.008212% | 0.007917% | 0.007686% | 0.007424% | 0.008212% | 0.01264% | 0.008662% | 0.009182% | 0.008231% | 0.008231% | 0.009182% | 0.008212% | 0.007424% | 0.008212% | 0.007917% | 0.007686% | 0.01016% | 0.01016%
7880 | 0.006412% | 0.00818% | 0.00596% | 0.007164% | 0.007452% | 0.01148% | 0.007033% | 0.009878% | 0.007868% | 0.009878% | 0.007452% | 0.007164% | 0.007452% | 0.008356% | 0.005426% | 0.007164% | 0.007452% | 0.01148% | 0.007033% | 0.009878% | 0.007868% | 0.007868% | 0.009878% | 0.007452% | 0.007164% | 0.007452% | 0.008356% | 0.005426% | 0.006412% | 0.006412%
7881 | 0.006371% | 0.008309% | 0.006037% | 0.008157% | 0.00767% | 0.01136% | 0.007141% | 0.01218% | 0.008188% | 0.01218% | 0.00767% | 0.008157% | 0.00767% | 0.0102% | 0.004903% | 0.008157% | 0.00767% | 0.01136% | 0.007141% | 0.01218% | 0.008188% | 0.008188% | 0.01218% | 0.00767% | 0.008157% | 0.00767% | 0.0102% | 0.004903% | 0.006371% | 0.006371%
7882 | 0.005852% | 0.008842% | 0.005654% | 0.00934% | 0.007515% | 0.01113% | 0.006881% | 0.013% | 0.007983% | 0.013% | 0.007515% | 0.00934% | 0.007515% | 0.01175% | 0.004637% | 0.00934% | 0.007515% | 0.01113% | 0.006881% | 0.013% | 0.007983% | 0.007983% | 0.013% | 0.007515% | 0.00934% | 0.007515% | 0.01175% | 0.004637% | 0.005852% | 0.005852%
7883 | 0.00551% | 0.009635% | 0.005139% | 0.01056% | 0.007206% | 0.0109% | 0.006524% | 0.01343% | 0.007749% | 0.01343% | 0.007206% | 0.01056% | 0.007206% | 0.0127% | 0.004502% | 0.01056% | 0.007206% | 0.0109% | 0.006524% | 0.01343% | 0.007749% | 0.007749% | 0.01343% | 0.007206% | 0.01056% | 0.007206% | 0.0127% | 0.004502% | 0.00551% | 0.00551%
7884 | 0.005291% | 0.01067% | 0.004952% | 0.01167% | 0.006973% | 0.01038% | 0.006229% | 0.01374% | 0.007585% | 0.01374% | 0.006973% | 0.01167% | 0.006973% | 0.01324% | 0.004428% | 0.01167% | 0.006973% | 0.01038% | 0.006229% | 0.01374% | 0.007585% | 0.007585% | 0.01374% | 0.006973% | 0.01167% | 0.006973% | 0.01324% | 0.004428% | 0.005291% | 0.005291%
7885 | 0.00525% | 0.01109% | 0.004916% | 0.01262% | 0.006958% | 0.009623% | 0.006197% | 0.01384% | 0.00762% | 0.01384% | 0.006958% | 0.01262% | 0.006958% | 0.01347% | 0.004395% | 0.01262% | 0.006958% | 0.009623% | 0.006197% | 0.01384% | 0.00762% | 0.00762% | 0.01384% | 0.006958% | 0.01262% | 0.006958% | 0.01347% | 0.004395% | 0.00525% | 0.00525%
7886 | 0.005336% | 0.01108% | 0.004831% | 0.01316% | 0.006926% | 0.008525% | 0.006194% | 0.01406% | 0.007637% | 0.01406% | 0.006926% | 0.01316% | 0.006926% | 0.01358% | 0.004393% | 0.01316% | 0.006926% | 0.008525% | 0.006194% | 0.01406% | 0.007637% | 0.007637% | 0.01406% | 0.006926% | 0.01316% | 0.006926% | 0.01358% | 0.004393% | 0.005336% | 0.005336%
7887 | 0.005237% | 0.01044% | 0.004976% | 0.01326% | 0.006991% | 0.007685% | 0.006229% | 0.01425% | 0.007616% | 0.01425% | 0.006991% | 0.01326% | 0.006991% | 0.01369% | 0.004416% | 0.01326% | 0.006991% | 0.007685% | 0.006229% | 0.01425% | 0.007616% | 0.007616% | 0.01425% | 0.006991% | 0.01326% | 0.006991% | 0.01369% | 0.004416% | 0.005237% | 0.005237%
7888 | 0.005365% | 0.009414% | 0.005028% | 0.01305% | 0.006982% | 0.007357% | 0.00626% | 0.01432% | 0.007612% | 0.01432% | 0.006982% | 0.01305% | 0.006982% | 0.01372% | 0.004455% | 0.01305% | 0.006982% | 0.007357% | 0.00626% | 0.01432% | 0.007612% | 0.007612% | 0.01432% | 0.006982% | 0.01305% | 0.006982% | 0.01372% | 0.004455% | 0.005365% | 0.005365%
7889 | 0.007006% | 0.008722% | 0.006536% | 0.01351% | 0.007649% | 0.008473% | 0.007677% | 0.01255% | 0.007903% | 0.01255% | 0.007649% | 0.01351% | 0.007649% | 0.01468% | 0.006378% | 0.01351% | 0.007649% | 0.008473% | 0.007677% | 0.01255% | 0.007903% | 0.007903% | 0.01255% | 0.007649% | 0.01351% | 0.007649% | 0.01468% | 0.006378% | 0.007006% | 0.007006%
7890 | 0.007848% | 0.00806% | 0.007402% | 0.01327% | 0.007847% | 0.009561% | 0.008201% | 0.01206% | 0.008106% | 0.01206% | 0.007847% | 0.01327% | 0.007847% | 0.01471% | 0.007327% | 0.01327% | 0.007847% | 0.009561% | 0.008201% | 0.01206% | 0.008106% | 0.008106% | 0.01206% | 0.007847% | 0.01327% | 0.007847% | 0.01471% | 0.007327% | 0.007848% | 0.007848%
7891 | 0.008211% | 0.007743% | 0.007594% | 0.01247% | 0.007737% | 0.01076% | 0.00807% | 0.01192% | 0.00811% | 0.01192% | 0.007737% | 0.01247% | 0.007737% | 0.01398% | 0.007497% | 0.01247% | 0.007737% | 0.01076% | 0.00807% | 0.01192% | 0.00811% | 0.00811% | 0.01192% | 0.007737% | 0.01247% | 0.007737% | 0.01398% | 0.007497% | 0.008211% | 0.008211%
7892 | 0.008403% | 0.007698% | 0.007905% | 0.0114% | 0.007746% | 0.01205% | 0.008021% | 0.01173% | 0.00814% | 0.01173% | 0.007746% | 0.0114% | 0.007746% | 0.01298% | 0.007654% | 0.0114% | 0.007746% | 0.01205% | 0.008021% | 0.01173% | 0.00814% | 0.00814% | 0.01173% | 0.007746% | 0.0114% | 0.007746% | 0.01298% | 0.007654% | 0.008403% | 0.008403%
7893 | 0.008529% | 0.007634% | 0.007996% | 0.01036% | 0.007733% | 0.01246% | 0.008057% | 0.0114% | 0.00816% | 0.0114% | 0.007733% | 0.01036% | 0.007733% | 0.01168% | 0.007805% | 0.01036% | 0.007733% | 0.01246% | 0.008057% | 0.0114% | 0.00816% | 0.00816% | 0.0114% | 0.007733% | 0.01036% | 0.007733% | 0.01168% | 0.007805% | 0.008529% | 0.008529%
7894 | 0.005937% | 0.007635% | 0.005819% | 0.009418% | 0.007868% | 0.01265% | 0.00813% | 0.01119% | 0.008291% | 0.01119% | 0.007868% | 0.009418% | 0.007868% | 0.01015% | 0.007948% | 0.009418% | 0.007868% | 0.01265% | 0.00813% | 0.01119% | 0.008291% | 0.008291% | 0.01119% | 0.007868% | 0.009418% | 0.007868% | 0.01015% | 0.007948% | 0.005937% | 0.005937%
7895 | 0.006127% | 0.007587% | 0.006041% | 0.008519% | 0.007952% | 0.01279% | 0.008236% | 0.01085% | 0.008425% | 0.01085% | 0.007952% | 0.008519% | 0.007952% | 0.008578% | 0.008012% | 0.008519% | 0.007952% | 0.01279% | 0.008236% | 0.01085% | 0.008425% | 0.008425% | 0.01085% | 0.007952% | 0.008519% | 0.007952% | 0.008578% | 0.008012% | 0.006127% | 0.006127%
7896 | 0.006454% | 0.008116% | 0.006205% | 0.00764% | 0.008339% | 0.01274% | 0.008642% | 0.009954% | 0.008603% | 0.009954% | 0.008339% | 0.00764% | 0.008339% | 0.007077% | 0.008071% | 0.00764% | 0.008339% | 0.01274% | 0.008642% | 0.009954% | 0.008603% | 0.008603% | 0.009954% | 0.008339% | 0.00764% | 0.008339% | 0.007077% | 0.008071% | 0.006454% | 0.006454%
7897 | 0.007826% | 0.007929% | 0.007364% | 0.006868% | 0.009331% | 0.01208% | 0.00994% | 0.009367% | 0.009455% | 0.009367% | 0.009331% | 0.006868% | 0.009331% | 0.005465% | 0.00843% | 0.006868% | 0.009331% | 0.01208% | 0.00994% | 0.009367% | 0.009455% | 0.009455% | 0.009367% | 0.009331% | 0.006868% | 0.009331% | 0.005465% | 0.00843% | 0.007826% | 0.007826%
7898 | 0.007882% | 0.007908% | 0.007464% | 0.006391% | 0.009138% | 0.01213% | 0.009698% | 0.008032% | 0.009408% | 0.008032% | 0.009138% | 0.006391% | 0.009138% | 0.005419% | 0.008227% | 0.006391% | 0.009138% | 0.01213% | 0.009698% | 0.008032% | 0.009408% | 0.009408% | 0.008032% | 0.009138% | 0.006391% | 0.009138% | 0.005419% | 0.008227% | 0.007882% | 0.007882%
7899 | 0.007952% | 0.00787% | 0.007514% | 0.006284% | 0.009207% | 0.01216% | 0.009755% | 0.007059% | 0.009561% | 0.007059% | 0.009207% | 0.006284% | 0.009207% | 0.005507% | 0.008348% | 0.006284% | 0.009207% | 0.01216% | 0.009755% | 0.007059% | 0.009561% | 0.009561% | 0.007059% | 0.009207% | 0.006284% | 0.009207% | 0.005507% | 0.008348% | 0.007952% | 0.007952%
7900 | 0.008312% | 0.007833% | 0.007544% | 0.006316% | 0.009296% | 0.01219% | 0.009826% | 0.006461% | 0.01001% | 0.006461% | 0.009296% | 0.006316% | 0.009296% | 0.005841% | 0.008653% | 0.006316% | 0.009296% | 0.01219% | 0.009826% | 0.006461% | 0.01001% | 0.01001% | 0.006461% | 0.009296% | 0.006316% | 0.009296% | 0.005841% | 0.008653% | 0.008312% | 0.008312%
7901 | 0.009265% | 0.007848% | 0.007526% | 0.006545% | 0.009865% | 0.01221% | 0.01021% | 0.006538% | 0.01062% | 0.006538% | 0.009865% | 0.006545% | 0.009865% | 0.0063% | 0.009495% | 0.006545% | 0.009865% | 0.01221% | 0.01021% | 0.006538% | 0.01062% | 0.01062% | 0.006538% | 0.009865% | 0.006545% | 0.009865% | 0.0063% | 0.009495% | 0.009265% | 0.009265%
7902 | 0.01132% | 0.008223% | 0.007799% | 0.007558% | 0.0109% | 0.01208% | 0.01106% | 0.007559% | 0.0116% | 0.007559% | 0.0109% | 0.007558% | 0.0109% | 0.007072% | 0.01094% | 0.007558% | 0.0109% | 0.01208% | 0.01106% | 0.007559% | 0.0116% | 0.0116% | 0.007559% | 0.0109% | 0.007558% | 0.0109% | 0.007072% | 0.01094% | 0.01132% | 0.01132%
7903 | 0.01732% | 0.008387% | 0.0139% | 0.008297% | 0.01236% | 0.01239% | 0.01229% | 0.009413% | 0.01281% | 0.009413% | 0.01236% | 0.008297% | 0.01236% | 0.008507% | 0.0131% | 0.008297% | 0.01236% | 0.01239% | 0.01229% | 0.009413% | 0.01281% | 0.01281% | 0.009413% | 0.01236% | 0.008297% | 0.01236% | 0.008507% | 0.0131% | 0.01732% | 0.01732%
7904 | 0.01707% | 0.009385% | 0.01557% | 0.009041% | 0.01312% | 0.01145% | 0.01222% | 0.01173% | 0.01353% | 0.01173% | 0.01312% | 0.009041% | 0.01312% | 0.009703% | 0.01372% | 0.009041% | 0.01312% | 0.01145% | 0.01222% | 0.01173% | 0.01353% | 0.01353% | 0.01173% | 0.01312% | 0.009041% | 0.01312% | 0.009703% | 0.01372% | 0.01707% | 0.01707%
7905 | 0.01857% | 0.01225% | 0.01735% | 0.01112% | 0.01413% | 0.01122% | 0.01342% | 0.01377% | 0.01413% | 0.01377% | 0.01413% | 0.01112% | 0.01413% | 0.01249% | 0.0158% | 0.01112% | 0.01413% | 0.01122% | 0.01342% | 0.01377% | 0.01413% | 0.01413% | 0.01377% | 0.01413% | 0.01112% | 0.01413% | 0.01249% | 0.0158% | 0.01857% | 0.01857%
7906 | 0.01948% | 0.01525% | 0.01789% | 0.01251% | 0.01515% | 0.01092% | 0.01461% | 0.01408% | 0.0148% | 0.01408% | 0.01515% | 0.01251% | 0.01515% | 0.01371% | 0.01766% | 0.01251% | 0.01515% | 0.01092% | 0.01461% | 0.01408% | 0.0148% | 0.0148% | 0.01408% | 0.01515% | 0.01251% | 0.01515% | 0.01371% | 0.01766% | 0.01948% | 0.01948%
7907 | 0.0198% | 0.01762% | 0.0184% | 0.01329% | 0.01553% | 0.01069% | 0.01545% | 0.01423% | 0.01486% | 0.01423% | 0.01553% | 0.01329% | 0.01553% | 0.0141% | 0.01893% | 0.01329% | 0.01553% | 0.01069% | 0.01545% | 0.01423% | 0.01486% | 0.01486% | 0.01423% | 0.01553% | 0.01329% | 0.01553% | 0.0141% | 0.01893% | 0.0198% | 0.0198%
7908 | 0.01963% | 0.01843% | 0.01841% | 0.01376% | 0.01526% | 0.01037% | 0.01575% | 0.01379% | 0.01446% | 0.01379% | 0.01526% | 0.01376% | 0.01526% | 0.0143% | 0.01974% | 0.01376% | 0.01526% | 0.01037% | 0.01575% | 0.01379% | 0.01446% | 0.01446% | 0.01379% | 0.01526% | 0.01376% | 0.01526% | 0.0143% | 0.01974% | 0.01963% | 0.01963%
7909 | 0.01884% | 0.01824% | 0.01857% | 0.01412% | 0.0147% | 0.009559% | 0.01557% | 0.01299% | 0.01405% | 0.01299% | 0.0147% | 0.01412% | 0.0147% | 0.01443% | 0.02008% | 0.01412% | 0.0147% | 0.009559% | 0.01557% | 0.01299% | 0.01405% | 0.01405% | 0.01299% | 0.0147% | 0.01412% | 0.0147% | 0.01443% | 0.02008% | 0.01884% | 0.01884%
7910 | 0.01734% | 0.01753% | 0.01858% | 0.01432% | 0.01376% | 0.008419% | 0.01508% | 0.01234% | 0.01347% | 0.01234% | 0.01376% | 0.01432% | 0.01376% | 0.01454% | 0.02005% | 0.01432% | 0.01376% | 0.008419% | 0.01508% | 0.01234% | 0.01347% | 0.01347% | 0.01234% | 0.01376% | 0.01432% | 0.01376% | 0.01454% | 0.02005% | 0.01734% | 0.01734%
7911 | 0.01527% | 0.01482% | 0.01756% | 0.01434% | 0.01246% | 0.0075% | 0.0141% | 0.0119% | 0.01244% | 0.0119% | 0.01246% | 0.01434% | 0.01246% | 0.01447% | 0.01968% | 0.01434% | 0.01246% | 0.0075% | 0.0141% | 0.0119% | 0.01244% | 0.01244% | 0.0119% | 0.01246% | 0.01434% | 0.01246% | 0.01447% | 0.01968% | 0.01527% | 0.01527%
7912 | 0.01341% | 0.0122% | 0.01697% | 0.01421% | 0.01135% | 0.007081% | 0.01274% | 0.01205% | 0.01161% | 0.01205% | 0.01135% | 0.01421% | 0.01135% | 0.01414% | 0.01859% | 0.01421% | 0.01135% | 0.007081% | 0.01274% | 0.01205% | 0.01161% | 0.01161% | 0.01205% | 0.01135% | 0.01421% | 0.01135% | 0.01414% | 0.01859% | 0.01341% | 0.01341%
7913 | 0.01327% | 0.01093% | 0.01686% | 0.01497% | 0.01141% | 0.008218% | 0.01297% | 0.01065% | 0.01148% | 0.01065% | 0.01141% | 0.01497% | 0.01141% | 0.01476% | 0.01841% | 0.01497% | 0.01141% | 0.008218% | 0.01297% | 0.01065% | 0.01148% | 0.01148% | 0.01065% | 0.01141% | 0.01497% | 0.01141% | 0.01476% | 0.01841% | 0.01327% | 0.01327%
7914 | 0.01256% | 0.00919% | 0.01702% | 0.01506% | 0.0111% | 0.009185% | 0.01266% | 0.01056% | 0.01124% | 0.01056% | 0.0111% | 0.01506% | 0.0111% | 0.01461% | 0.01661% | 0.01506% | 0.0111% | 0.009185% | 0.01266% | 0.01056% | 0.01124% | 0.01124% | 0.01056% | 0.0111% | 0.01506% | 0.0111% | 0.01461% | 0.01661% | 0.01256% | 0.01256%
7915 | 0.01157% | 0.008513% | 0.01685% | 0.01462% | 0.01048% | 0.01025% | 0.01212% | 0.0105% | 0.01072% | 0.0105% | 0.01048% | 0.01462% | 0.01048% | 0.01399% | 0.01398% | 0.01462% | 0.01048% | 0.01025% | 0.01212% | 0.0105% | 0.01072% | 0.01072% | 0.0105% | 0.01048% | 0.01462% | 0.01048% | 0.01399% | 0.01398% | 0.01157% | 0.01157%
7916 | 0.01091% | 0.008214% | 0.01458% | 0.01389% | 0.009855% | 0.0113% | 0.01169% | 0.01051% | 0.01017% | 0.01051% | 0.009855% | 0.01389% | 0.009855% | 0.01341% | 0.0121% | 0.01389% | 0.009855% | 0.0113% | 0.01169% | 0.01051% | 0.01017% | 0.01017% | 0.01051% | 0.009855% | 0.01389% | 0.009855% | 0.01341% | 0.0121% | 0.01091% | 0.01091%
7917 | 0.01058% | 0.008064% | 0.01126% | 0.01299% | 0.009364% | 0.01163% | 0.01108% | 0.01059% | 0.009685% | 0.01059% | 0.009364% | 0.01299% | 0.009364% | 0.01262% | 0.01083% | 0.01299% | 0.009364% | 0.01163% | 0.01108% | 0.01059% | 0.009685% | 0.009685% | 0.01059% | 0.009364% | 0.01299% | 0.009364% | 0.01262% | 0.01083% | 0.01058% | 0.01058%
7918 | 0.007684% | 0.007983% | 0.007628% | 0.01146% | 0.009063% | 0.01181% | 0.01048% | 0.01091% | 0.009473% | 0.01091% | 0.009063% | 0.01146% | 0.009063% | 0.01087% | 0.01003% | 0.01146% | 0.009063% | 0.01181% | 0.01048% | 0.01091% | 0.009473% | 0.009473% | 0.01091% | 0.009063% | 0.01146% | 0.009063% | 0.01087% | 0.01003% | 0.007684% | 0.007684%
7919 | 0.007647% | 0.007974% | 0.007188% | 0.009223% | 0.009013% | 0.01193% | 0.009882% | 0.01113% | 0.009425% | 0.01113% | 0.009013% | 0.009223% | 0.009013% | 0.007826% | 0.009387% | 0.009223% | 0.009013% | 0.01193% | 0.009882% | 0.01113% | 0.009425% | 0.009425% | 0.01113% | 0.009013% | 0.009223% | 0.009013% | 0.007826% | 0.009387% | 0.007647% | 0.007647%
7920 | 0.007315% | 0.00787% | 0.007011% | 0.007796% | 0.008768% | 0.01216% | 0.009303% | 0.01068% | 0.009237% | 0.01068% | 0.008768% | 0.007796% | 0.008768% | 0.006104% | 0.008827% | 0.007796% | 0.008768% | 0.01216% | 0.009303% | 0.01068% | 0.009237% | 0.009237% | 0.01068% | 0.008768% | 0.007796% | 0.008768% | 0.006104% | 0.008827% | 0.007315% | 0.007315%
7921 | 0.00782% | 0.007952% | 0.007307% | 0.006884% | 0.008958% | 0.01203% | 0.009419% | 0.009402% | 0.009359% | 0.009402% | 0.008958% | 0.006884% | 0.008958% | 0.00544% | 0.008491% | 0.006884% | 0.008958% | 0.01203% | 0.009419% | 0.009402% | 0.009359% | 0.009359% | 0.009402% | 0.008958% | 0.006884% | 0.008958% | 0.00544% | 0.008491% | 0.00782% | 0.00782%
7922 | 0.00793% | 0.007942% | 0.00758% | 0.006408% | 0.008938% | 0.01209% | 0.00937% | 0.008081% | 0.00936% | 0.008081% | 0.008938% | 0.006408% | 0.008938% | 0.005426% | 0.008418% | 0.006408% | 0.008938% | 0.01209% | 0.00937% | 0.008081% | 0.00936% | 0.00936% | 0.008081% | 0.008938% | 0.006408% | 0.008938% | 0.005426% | 0.008418% | 0.00793% | 0.00793%
7923 | 0.008045% | 0.007948% | 0.007708% | 0.006312% | 0.008985% | 0.01215% | 0.009448% | 0.007101% | 0.009562% | 0.007101% | 0.008985% | 0.006312% | 0.008985% | 0.005519% | 0.00861% | 0.006312% | 0.008985% | 0.01215% | 0.009448% | 0.007101% | 0.009562% | 0.009562% | 0.007101% | 0.008985% | 0.006312% | 0.008985% | 0.005519% | 0.00861% | 0.008045% | 0.008045%
7924 | 0.008384% | 0.007896% | 0.007812% | 0.006333% | 0.009109% | 0.01226% | 0.009559% | 0.006431% | 0.009891% | 0.006431% | 0.009109% | 0.006333% | 0.009109% | 0.005854% | 0.008931% | 0.006333% | 0.009109% | 0.01226% | 0.009559% | 0.006431% | 0.009891% | 0.009891% | 0.006431% | 0.009109% | 0.006333% | 0.009109% | 0.005854% | 0.008931% | 0.008384% | 0.008384%
7925 | 0.009287% | 0.007883% | 0.007785% | 0.006538% | 0.009593% | 0.01237% | 0.009915% | 0.006389% | 0.01036% | 0.006389% | 0.009593% | 0.006538% | 0.009593% | 0.006341% | 0.009679% | 0.006538% | 0.009593% | 0.01237% | 0.009915% | 0.006389% | 0.01036% | 0.01036% | 0.006389% | 0.009593% | 0.006538% | 0.009593% | 0.006341% | 0.009679% | 0.009287% | 0.009287%
7926 | 0.01143% | 0.007978% | 0.008031% | 0.007601% | 0.01064% | 0.01241% | 0.01078% | 0.00745% | 0.01135% | 0.00745% | 0.01064% | 0.007601% | 0.01064% | 0.007176% | 0.01118% | 0.007601% | 0.01064% | 0.01241% | 0.01078% | 0.00745% | 0.01135% | 0.01135% | 0.00745% | 0.01064% | 0.007601% | 0.01064% | 0.007176% | 0.01118% | 0.01143% | 0.01143%
7927 | 0.01763% | 0.008442% | 0.01448% | 0.008433% | 0.01226% | 0.01258% | 0.0122% | 0.00948% | 0.01271% | 0.00948% | 0.01226% | 0.008433% | 0.01226% | 0.008706% | 0.01357% | 0.008433% | 0.01226% | 0.01258% | 0.0122% | 0.00948% | 0.01271% | 0.01271% | 0.00948% | 0.01226% | 0.008433% | 0.01226% | 0.008706% | 0.01357% | 0.01763% | 0.01763%
7928 | 0.01727% | 0.009502% | 0.01582% | 0.009097% | 0.01304% | 0.01167% | 0.01208% | 0.01182% | 0.01351% | 0.01182% | 0.01304% | 0.009097% | 0.01304% | 0.009863% | 0.01413% | 0.009097% | 0.01304% | 0.01167% | 0.01208% | 0.01182% | 0.01351% | 0.01351% | 0.01182% | 0.01304% | 0.009097% | 0.01304% | 0.009863% | 0.01413% | 0.01727% | 0.01727%
7929 | 0.01879% | 0.01244% | 0.01754% | 0.01124% | 0.01435% | 0.0114% | 0.01334% | 0.01407% | 0.0144% | 0.01407% | 0.01435% | 0.01124% | 0.01435% | 0.01261% | 0.01641% | 0.01124% | 0.01435% | 0.0114% | 0.01334% | 0.01407% | 0.0144% | 0.0144% | 0.01407% | 0.01435% | 0.01124% | 0.01435% | 0.01261% | 0.01641% | 0.01879% | 0.01879%
7930 | 0.01974% | 0.0156% | 0.01798% | 0.01263% | 0.01534% | 0.01108% | 0.01453% | 0.01431% | 0.01502% | 0.01431% | 0.01534% | 0.01263% | 0.01534% | 0.01375% | 0.01815% | 0.01263% | 0.01534% | 0.01108% | 0.01453% | 0.01431% | 0.01502% | 0.01502% | 0.01431% | 0.01534% | 0.01263% | 0.01534% | 0.01375% | 0.01815% | 0.01974% | 0.01974%
7931 | 0.02008% | 0.01803% | 0.01849% | 0.0134% | 0.01579% | 0.01087% | 0.0154% | 0.01456% | 0.01514% | 0.01456% | 0.01579% | 0.0134% | 0.01579% | 0.01413% | 0.01939% | 0.0134% | 0.01579% | 0.01087% | 0.0154% | 0.01456% | 0.01514% | 0.01514% | 0.01456% | 0.01579% | 0.0134% | 0.01579% | 0.01413% | 0.01939% | 0.02008% | 0.02008%
7932 | 0.01983% | 0.01878% | 0.01851% | 0.01388% | 0.01556% | 0.0105% | 0.01576% | 0.01434% | 0.0148% | 0.01434% | 0.01556% | 0.01388% | 0.01556% | 0.01429% | 0.02023% | 0.01388% | 0.01556% | 0.0105% | 0.01576% | 0.01434% | 0.0148% | 0.0148% | 0.01434% | 0.01556% | 0.01388% | 0.01556% | 0.01429% | 0.02023% | 0.01983% | 0.01983%
7933 | 0.01903% | 0.0185% | 0.0186% | 0.01417% | 0.01487% | 0.009598% | 0.01557% | 0.01348% | 0.0143% | 0.01348% | 0.01487% | 0.01417% | 0.01487% | 0.01438% | 0.02047% | 0.01417% | 0.01487% | 0.009598% | 0.01557% | 0.01348% | 0.0143% | 0.0143% | 0.01348% | 0.01487% | 0.01417% | 0.01487% | 0.01438% | 0.02047% | 0.01903% | 0.01903%
7934 | 0.01756% | 0.01767% | 0.01851% | 0.01432% | 0.01379% | 0.00835% | 0.01501% | 0.01262% | 0.0136% | 0.01262% | 0.01379% | 0.01432% | 0.01379% | 0.01444% | 0.02033% | 0.01432% | 0.01379% | 0.00835% | 0.01501% | 0.01262% | 0.0136% | 0.0136% | 0.01262% | 0.01379% | 0.01432% | 0.01379% | 0.01444% | 0.02033% | 0.01756% | 0.01756%
7935 | 0.01538% | 0.01487% | 0.0175% | 0.01433% | 0.01251% | 0.007391% | 0.01404% | 0.01212% | 0.01261% | 0.01212% | 0.01251% | 0.01433% | 0.01251% | 0.01437% | 0.01993% | 0.01433% | 0.01251% | 0.007391% | 0.01404% | 0.01212% | 0.01261% | 0.01261% | 0.01212% | 0.01251% | 0.01433% | 0.01251% | 0.01437% | 0.01993% | 0.01538% | 0.01538%
7936 | 0.01339% | 0.01231% | 0.01695% | 0.01424% | 0.01151% | 0.007055% | 0.01274% | 0.01228% | 0.01186% | 0.01228% | 0.01151% | 0.01424% | 0.01151% | 0.01411% | 0.01883% | 0.01424% | 0.01151% | 0.007055% | 0.01274% | 0.01228% | 0.01186% | 0.01186% | 0.01228% | 0.01151% | 0.01424% | 0.01151% | 0.01411% | 0.01883% | 0.01339% | 0.01339%
7937 | 0.0132% | 0.01105% | 0.01678% | 0.01496% | 0.01156% | 0.008222% | 0.01297% | 0.01084% | 0.01166% | 0.01084% | 0.01156% | 0.01496% | 0.01156% | 0.01473% | 0.01863% | 0.01496% | 0.01156% | 0.008222% | 0.01297% | 0.01084% | 0.01166% | 0.01166% | 0.01084% | 0.01156% | 0.01496% | 0.01156% | 0.01473% | 0.01863% | 0.0132% | 0.0132%
7938 | 0.01242% | 0.00926% | 0.0169% | 0.01503% | 0.01119% | 0.009161% | 0.01266% | 0.01072% | 0.0114% | 0.01072% | 0.01119% | 0.01503% | 0.01119% | 0.0146% | 0.01674% | 0.01503% | 0.01119% | 0.009161% | 0.01266% | 0.01072% | 0.0114% | 0.0114% | 0.01072% | 0.01119% | 0.01503% | 0.01119% | 0.0146% | 0.01674% | 0.01242% | 0.01242%
7939 | 0.01142% | 0.008591% | 0.01665% | 0.01458% | 0.01057% | 0.01019% | 0.01213% | 0.01064% | 0.01087% | 0.01064% | 0.01057% | 0.01458% | 0.01057% | 0.014% | 0.01402% | 0.01458% | 0.01057% | 0.01019% | 0.01213% | 0.01064% | 0.01087% | 0.01087% | 0.01064% | 0.01057% | 0.01458% | 0.01057% | 0.014% | 0.01402% | 0.01142% | 0.01142%
7940 | 0.01069% | 0.008273% | 0.01431% | 0.01385% | 0.009929% | 0.01121% | 0.01168% | 0.01062% | 0.01028% | 0.01062% | 0.009929% | 0.01385% | 0.009929% | 0.01339% | 0.01202% | 0.01385% | 0.009929% | 0.01121% | 0.01168% | 0.01062% | 0.01028% | 0.01028% | 0.01062% | 0.009929% | 0.01385% | 0.009929% | 0.01339% | 0.01202% | 0.01069% | 0.01069%
7941 | 0.0103% | 0.008115% | 0.01092% | 0.01292% | 0.009412% | 0.01156% | 0.01103% | 0.01068% | 0.009791% | 0.01068% | 0.009412% | 0.01292% | 0.009412% | 0.01258% | 0.01066% | 0.01292% | 0.009412% | 0.01156% | 0.01103% | 0.01068% | 0.009791% | 0.009791% | 0.01068% | 0.009412% | 0.01292% | 0.009412% | 0.01258% | 0.01066% | 0.0103% | 0.0103%
7942 | 0.0076% | 0.008039% | 0.007464% | 0.01137% | 0.009098% | 0.01173% | 0.01041% | 0.01098% | 0.00954% | 0.01098% | 0.009098% | 0.01137% | 0.009098% | 0.01081% | 0.009714% | 0.01137% | 0.009098% | 0.01173% | 0.01041% | 0.01098% | 0.00954% | 0.00954% | 0.01098% | 0.009098% | 0.01137% | 0.009098% | 0.01081% | 0.009714% | 0.0076% | 0.0076%
7943 | 0.007534% | 0.007993% | 0.006948% | 0.009113% | 0.009021% | 0.01182% | 0.009803% | 0.01118% | 0.00944% | 0.01118% | 0.009021% | 0.009113% | 0.009021% | 0.00776% | 0.008993% | 0.009113% | 0.009021% | 0.01182% | 0.009803% | 0.01118% | 0.00944% | 0.00944% | 0.01118% | 0.009021% | 0.009113% | 0.009021% | 0.00776% | 0.008993% | 0.007534% | 0.007534%
7944 | 0.007547% | 0.007985% | 0.007045% | 0.007651% | 0.008945% | 0.01186% | 0.009497% | 0.01107% | 0.009357% | 0.01107% | 0.008945% | 0.007651% | 0.008945% | 0.005804% | 0.008578% | 0.007651% | 0.008945% | 0.01186% | 0.009497% | 0.01107% | 0.009357% | 0.009357% | 0.01107% | 0.008945% | 0.007651% | 0.008945% | 0.005804% | 0.008578% | 0.007547% | 0.007547%
7945 | 0.00761% | 0.007893% | 0.006966% | 0.00672% | 0.008829% | 0.0118% | 0.009275% | 0.009372% | 0.009219% | 0.009372% | 0.008829% | 0.00672% | 0.008829% | 0.005332% | 0.007776% | 0.00672% | 0.008829% | 0.0118% | 0.009275% | 0.009372% | 0.009219% | 0.009219% | 0.009372% | 0.008829% | 0.00672% | 0.008829% | 0.005332% | 0.007776% | 0.00761% | 0.00761%
7946 | 0.007699% | 0.007936% | 0.007142% | 0.006249% | 0.008848% | 0.01183% | 0.009226% | 0.008017% | 0.009195% | 0.008017% | 0.008848% | 0.006249% | 0.008848% | 0.005305% | 0.007589% | 0.006249% | 0.008848% | 0.01183% | 0.009226% | 0.008017% | 0.009195% | 0.009195% | 0.008017% | 0.008848% | 0.006249% | 0.008848% | 0.005305% | 0.007589% | 0.007699% | 0.007699%
7947 | 0.007771% | 0.007907% | 0.007087% | 0.006129% | 0.00887% | 0.01189% | 0.009284% | 0.006995% | 0.009344% | 0.006995% | 0.00887% | 0.006129% | 0.00887% | 0.005363% | 0.007628% | 0.006129% | 0.00887% | 0.01189% | 0.009284% | 0.006995% | 0.009344% | 0.009344% | 0.006995% | 0.00887% | 0.006129% | 0.00887% | 0.005363% | 0.007628% | 0.007771% | 0.007771%
7948 | 0.007978% | 0.007754% | 0.007032% | 0.006078% | 0.008841% | 0.01202% | 0.00932% | 0.006173% | 0.009511% | 0.006173% | 0.008841% | 0.006078% | 0.008841% | 0.005603% | 0.007747% | 0.006078% | 0.008841% | 0.01202% | 0.00932% | 0.006173% | 0.009511% | 0.009511% | 0.006173% | 0.008841% | 0.006078% | 0.008841% | 0.005603% | 0.007747% | 0.007978% | 0.007978%
7949 | 0.008838% | 0.007725% | 0.007082% | 0.00622% | 0.009259% | 0.01211% | 0.009636% | 0.006094% | 0.009932% | 0.006094% | 0.009259% | 0.00622% | 0.009259% | 0.006031% | 0.008389% | 0.00622% | 0.009259% | 0.01211% | 0.009636% | 0.006094% | 0.009932% | 0.009932% | 0.006094% | 0.009259% | 0.00622% | 0.009259% | 0.006031% | 0.008389% | 0.008838% | 0.008838%
7950 | 0.01094% | 0.008349% | 0.007184% | 0.007099% | 0.0102% | 0.01204% | 0.01049% | 0.007158% | 0.01061% | 0.007158% | 0.0102% | 0.007099% | 0.0102% | 0.006652% | 0.00982% | 0.007099% | 0.0102% | 0.01204% | 0.01049% | 0.007158% | 0.01061% | 0.01061% | 0.007158% | 0.0102% | 0.007099% | 0.0102% | 0.006652% | 0.00982% | 0.01094% | 0.01094%
7951 | 0.01645% | 0.008464% | 0.0132% | 0.007872% | 0.01184% | 0.01232% | 0.01184% | 0.008992% | 0.01219% | 0.008992% | 0.01184% | 0.007872% | 0.01184% | 0.008154% | 0.01213% | 0.007872% | 0.01184% | 0.01232% | 0.01184% | 0.008992% | 0.01219% | 0.01219% | 0.008992% | 0.01184% | 0.007872% | 0.01184% | 0.008154% | 0.01213% | 0.01645% | 0.01645%
7952 | 0.01632% | 0.009275% | 0.01484% | 0.00846% | 0.01252% | 0.01147% | 0.01172% | 0.01126% | 0.01303% | 0.01126% | 0.01252% | 0.00846% | 0.01252% | 0.00923% | 0.01281% | 0.00846% | 0.01252% | 0.01147% | 0.01172% | 0.01126% | 0.01303% | 0.01303% | 0.01126% | 0.01252% | 0.00846% | 0.01252% | 0.00923% | 0.01281% | 0.01632% | 0.01632%
7953 | 0.01792% | 0.01213% | 0.01672% | 0.01061% | 0.01384% | 0.0113% | 0.01303% | 0.01354% | 0.01391% | 0.01354% | 0.01384% | 0.01061% | 0.01384% | 0.01203% | 0.0153% | 0.01061% | 0.01384% | 0.0113% | 0.01303% | 0.01354% | 0.01391% | 0.01391% | 0.01354% | 0.01384% | 0.01061% | 0.01384% | 0.01203% | 0.0153% | 0.01792% | 0.01792%
7954 | 0.01898% | 0.01524% | 0.01738% | 0.0121% | 0.01491% | 0.01106% | 0.01426% | 0.01386% | 0.01464% | 0.01386% | 0.01491% | 0.0121% | 0.01491% | 0.0134% | 0.01733% | 0.0121% | 0.01491% | 0.01106% | 0.01426% | 0.01386% | 0.01464% | 0.01464% | 0.01386% | 0.01491% | 0.0121% | 0.01491% | 0.0134% | 0.01733% | 0.01898% | 0.01898%
7955 | 0.01961% | 0.01773% | 0.01813% | 0.01299% | 0.01544% | 0.01097% | 0.01525% | 0.01415% | 0.01478% | 0.01415% | 0.01544% | 0.01299% | 0.01544% | 0.01393% | 0.01877% | 0.01299% | 0.01544% | 0.01097% | 0.01525% | 0.01415% | 0.01478% | 0.01478% | 0.01415% | 0.01544% | 0.01299% | 0.01544% | 0.01393% | 0.01877% | 0.01961% | 0.01961%
7956 | 0.01962% | 0.01856% | 0.01828% | 0.01354% | 0.01521% | 0.01066% | 0.01563% | 0.01389% | 0.01441% | 0.01389% | 0.01521% | 0.01354% | 0.01521% | 0.01417% | 0.01968% | 0.01354% | 0.01521% | 0.01066% | 0.01563% | 0.01389% | 0.01441% | 0.01441% | 0.01389% | 0.01521% | 0.01354% | 0.01521% | 0.01417% | 0.01968% | 0.01962% | 0.01962%
7957 | 0.01896% | 0.01833% | 0.01848% | 0.01394% | 0.01465% | 0.009837% | 0.01549% | 0.01317% | 0.01405% | 0.01317% | 0.01465% | 0.01394% | 0.01465% | 0.01433% | 0.02005% | 0.01394% | 0.01465% | 0.009837% | 0.01549% | 0.01317% | 0.01405% | 0.01405% | 0.01317% | 0.01465% | 0.01394% | 0.01465% | 0.01433% | 0.02005% | 0.01896% | 0.01896%
7958 | 0.01759% | 0.01763% | 0.01848% | 0.01415% | 0.01359% | 0.008672% | 0.01496% | 0.01233% | 0.01335% | 0.01233% | 0.01359% | 0.01415% | 0.01359% | 0.01446% | 0.01999% | 0.01415% | 0.01359% | 0.008672% | 0.01496% | 0.01233% | 0.01335% | 0.01335% | 0.01233% | 0.01359% | 0.01415% | 0.01359% | 0.01446% | 0.01999% | 0.01759% | 0.01759%
7959 | 0.01551% | 0.01503% | 0.0175% | 0.0142% | 0.01235% | 0.007725% | 0.01401% | 0.01188% | 0.01239% | 0.01188% | 0.01235% | 0.0142% | 0.01235% | 0.01443% | 0.01962% | 0.0142% | 0.01235% | 0.007725% | 0.01401% | 0.01188% | 0.01239% | 0.01239% | 0.01188% | 0.01235% | 0.0142% | 0.01235% | 0.01443% | 0.01962% | 0.01551% | 0.01551%
7960 | 0.01359% | 0.01251% | 0.01687% | 0.01412% | 0.01136% | 0.007325% | 0.0127% | 0.01214% | 0.01172% | 0.01214% | 0.01136% | 0.01412% | 0.01136% | 0.01413% | 0.01855% | 0.01412% | 0.01136% | 0.007325% | 0.0127% | 0.01214% | 0.01172% | 0.01172% | 0.01214% | 0.01136% | 0.01412% | 0.01136% | 0.01413% | 0.01855% | 0.01359% | 0.01359%
7961 | 0.01326% | 0.01122% | 0.01659% | 0.01485% | 0.01134% | 0.008353% | 0.01286% | 0.01067% | 0.01148% | 0.01067% | 0.01134% | 0.01485% | 0.01134% | 0.0147% | 0.01832% | 0.01485% | 0.01134% | 0.008353% | 0.01286% | 0.01067% | 0.01148% | 0.01148% | 0.01067% | 0.01134% | 0.01485% | 0.01134% | 0.0147% | 0.01832% | 0.01326% | 0.01326%
7962 | 0.01242% | 0.009444% | 0.0167% | 0.01497% | 0.01107% | 0.009308% | 0.01256% | 0.01063% | 0.01123% | 0.01063% | 0.01107% | 0.01497% | 0.01107% | 0.01454% | 0.01645% | 0.01497% | 0.01107% | 0.009308% | 0.01256% | 0.01063% | 0.01123% | 0.01123% | 0.01063% | 0.01107% | 0.01497% | 0.01107% | 0.01454% | 0.01645% | 0.01242% | 0.01242%
7963 | 0.01136% | 0.008722% | 0.01642% | 0.01453% | 0.01048% | 0.01039% | 0.01204% | 0.01062% | 0.01072% | 0.01062% | 0.01048% | 0.01453% | 0.01048% | 0.01392% | 0.01374% | 0.01453% | 0.01048% | 0.01039% | 0.01204% | 0.01062% | 0.01072% | 0.01072% | 0.01062% | 0.01048% | 0.01453% | 0.01048% | 0.01392% | 0.01374% | 0.01136% | 0.01136%
7964 | 0.01062% | 0.00836% | 0.01411% | 0.0138% | 0.009862% | 0.01145% | 0.0116% | 0.01061% | 0.01015% | 0.01061% | 0.009862% | 0.0138% | 0.009862% | 0.01331% | 0.01175% | 0.0138% | 0.009862% | 0.01145% | 0.0116% | 0.01061% | 0.01015% | 0.01015% | 0.01061% | 0.009862% | 0.0138% | 0.009862% | 0.01331% | 0.01175% | 0.01062% | 0.01062%
7965 | 0.0102% | 0.008174% | 0.01069% | 0.0129% | 0.00937% | 0.01189% | 0.01102% | 0.01065% | 0.009622% | 0.01065% | 0.00937% | 0.0129% | 0.00937% | 0.01258% | 0.01041% | 0.0129% | 0.00937% | 0.01189% | 0.01102% | 0.01065% | 0.009622% | 0.009622% | 0.01065% | 0.00937% | 0.0129% | 0.00937% | 0.01258% | 0.01041% | 0.0102% | 0.0102%
7966 | 0.007575% | 0.008097% | 0.007519% | 0.01143% | 0.009095% | 0.01211% | 0.01043% | 0.01093% | 0.009342% | 0.01093% | 0.009095% | 0.01143% | 0.009095% | 0.01095% | 0.009552% | 0.01143% | 0.009095% | 0.01211% | 0.01043% | 0.01093% | 0.009342% | 0.009342% | 0.01093% | 0.009095% | 0.01143% | 0.009095% | 0.01095% | 0.009552% | 0.007575% | 0.007575%
7967 | 0.007391% | 0.008008% | 0.006985% | 0.00919% | 0.008999% | 0.01224% | 0.009804% | 0.01109% | 0.009222% | 0.01109% | 0.008999% | 0.00919% | 0.008999% | 0.007948% | 0.008844% | 0.00919% | 0.008999% | 0.01224% | 0.009804% | 0.01109% | 0.009222% | 0.009222% | 0.01109% | 0.008999% | 0.00919% | 0.008999% | 0.007948% | 0.008844% | 0.007391% | 0.007391%
7968 | 0.007386% | 0.007971% | 0.006995% | 0.007622% | 0.008921% | 0.01218% | 0.009483% | 0.01099% | 0.009203% | 0.01099% | 0.008921% | 0.007622% | 0.008921% | 0.005877% | 0.008333% | 0.007622% | 0.008921% | 0.01218% | 0.009483% | 0.01099% | 0.009203% | 0.009203% | 0.01099% | 0.008921% | 0.007622% | 0.008921% | 0.005877% | 0.008333% | 0.007386% | 0.007386%
7969 | 0.007448% | 0.007887% | 0.007028% | 0.006649% | 0.0089% | 0.01234% | 0.009333% | 0.009331% | 0.009152% | 0.009331% | 0.0089% | 0.006649% | 0.0089% | 0.00526% | 0.007754% | 0.006649% | 0.0089% | 0.01234% | 0.009333% | 0.009331% | 0.009152% | 0.009152% | 0.009331% | 0.0089% | 0.006649% | 0.0089% | 0.00526% | 0.007754% | 0.007448% | 0.007448%
7970 | 0.007461% | 0.007823% | 0.00721% | 0.006179% | 0.008856% | 0.01237% | 0.009279% | 0.008006% | 0.009153% | 0.008006% | 0.008856% | 0.006179% | 0.008856% | 0.005244% | 0.007572% | 0.006179% | 0.008856% | 0.01237% | 0.009279% | 0.008006% | 0.009153% | 0.009153% | 0.008006% | 0.008856% | 0.006179% | 0.008856% | 0.005244% | 0.007572% | 0.007461% | 0.007461%
7971 | 0.00754% | 0.007791% | 0.007154% | 0.006053% | 0.00886% | 0.01238% | 0.009357% | 0.006994% | 0.009293% | 0.006994% | 0.00886% | 0.006053% | 0.00886% | 0.005314% | 0.007662% | 0.006053% | 0.00886% | 0.01238% | 0.009357% | 0.006994% | 0.009293% | 0.009293% | 0.006994% | 0.00886% | 0.006053% | 0.00886% | 0.005314% | 0.007662% | 0.00754% | 0.00754%
7972 | 0.007889% | 0.007739% | 0.00718% | 0.006078% | 0.009031% | 0.01242% | 0.009494% | 0.006376% | 0.009693% | 0.006376% | 0.009031% | 0.006078% | 0.009031% | 0.005643% | 0.008024% | 0.006078% | 0.009031% | 0.01242% | 0.009494% | 0.006376% | 0.009693% | 0.009693% | 0.006376% | 0.009031% | 0.006078% | 0.009031% | 0.005643% | 0.008024% | 0.007889% | 0.007889%
7973 | 0.008856% | 0.007714% | 0.007293% | 0.006282% | 0.009511% | 0.0125% | 0.009869% | 0.006364% | 0.0102% | 0.006364% | 0.009511% | 0.006282% | 0.009511% | 0.006144% | 0.008768% | 0.006282% | 0.009511% | 0.0125% | 0.009869% | 0.006364% | 0.0102% | 0.0102% | 0.006364% | 0.009511% | 0.006282% | 0.009511% | 0.006144% | 0.008768% | 0.008856% | 0.008856%
7974 | 0.01099% | 0.008302% | 0.007469% | 0.007238% | 0.01046% | 0.01231% | 0.01073% | 0.007412% | 0.01115% | 0.007412% | 0.01046% | 0.007238% | 0.01046% | 0.006856% | 0.01024% | 0.007238% | 0.01046% | 0.01231% | 0.01073% | 0.007412% | 0.01115% | 0.01115% | 0.007412% | 0.01046% | 0.007238% | 0.01046% | 0.006856% | 0.01024% | 0.01099% | 0.01099%
7975 | 0.01702% | 0.00836% | 0.01366% | 0.008139% | 0.01212% | 0.01269% | 0.01219% | 0.009214% | 0.01241% | 0.009214% | 0.01212% | 0.008139% | 0.01212% | 0.008458% | 0.01268% | 0.008139% | 0.01212% | 0.01269% | 0.01219% | 0.009214% | 0.01241% | 0.01241% | 0.009214% | 0.01212% | 0.008139% | 0.01212% | 0.008458% | 0.01268% | 0.01702% | 0.01702%
7976 | 0.0167% | 0.00924% | 0.01527% | 0.00874% | 0.01268% | 0.01181% | 0.01203% | 0.01137% | 0.01303% | 0.01137% | 0.01268% | 0.00874% | 0.01268% | 0.009605% | 0.01319% | 0.00874% | 0.01268% | 0.01181% | 0.01203% | 0.01137% | 0.01303% | 0.01303% | 0.01137% | 0.01268% | 0.00874% | 0.01268% | 0.009605% | 0.01319% | 0.0167% | 0.0167%
7977 | 0.01821% | 0.01201% | 0.01709% | 0.01085% | 0.01386% | 0.0116% | 0.01327% | 0.01348% | 0.0138% | 0.01348% | 0.01386% | 0.01085% | 0.01386% | 0.01234% | 0.01549% | 0.01085% | 0.01386% | 0.0116% | 0.01327% | 0.01348% | 0.0138% | 0.0138% | 0.01348% | 0.01386% | 0.01085% | 0.01386% | 0.01234% | 0.01549% | 0.01821% | 0.01821%
7978 | 0.01922% | 0.01509% | 0.01763% | 0.01218% | 0.01481% | 0.0114% | 0.01446% | 0.01364% | 0.01436% | 0.01364% | 0.01481% | 0.01218% | 0.01481% | 0.01348% | 0.01745% | 0.01218% | 0.01481% | 0.0114% | 0.01446% | 0.01364% | 0.01436% | 0.01436% | 0.01364% | 0.01481% | 0.01218% | 0.01481% | 0.01348% | 0.01745% | 0.01922% | 0.01922%
7979 | 0.01975% | 0.01761% | 0.01828% | 0.01297% | 0.01527% | 0.0112% | 0.01538% | 0.0139% | 0.01452% | 0.0139% | 0.01527% | 0.01297% | 0.01527% | 0.01375% | 0.01885% | 0.01297% | 0.01527% | 0.0112% | 0.01538% | 0.0139% | 0.01452% | 0.01452% | 0.0139% | 0.01527% | 0.01297% | 0.01527% | 0.01375% | 0.01885% | 0.01975% | 0.01975%
7980 | 0.01976% | 0.01851% | 0.01835% | 0.01342% | 0.01504% | 0.01076% | 0.01572% | 0.01365% | 0.01417% | 0.01365% | 0.01504% | 0.01342% | 0.01504% | 0.0138% | 0.01973% | 0.01342% | 0.01504% | 0.01076% | 0.01572% | 0.01365% | 0.01417% | 0.01417% | 0.01365% | 0.01504% | 0.01342% | 0.01504% | 0.0138% | 0.01973% | 0.01976% | 0.01976%
7981 | 0.01905% | 0.01827% | 0.01851% | 0.01374% | 0.01446% | 0.009891% | 0.01557% | 0.01289% | 0.01377% | 0.01289% | 0.01446% | 0.01374% | 0.01446% | 0.01387% | 0.02011% | 0.01374% | 0.01446% | 0.009891% | 0.01557% | 0.01289% | 0.01377% | 0.01377% | 0.01289% | 0.01446% | 0.01374% | 0.01446% | 0.01387% | 0.02011% | 0.01905% | 0.01905%
7982 | 0.01762% | 0.01755% | 0.0185% | 0.01392% | 0.01346% | 0.008752% | 0.01507% | 0.01209% | 0.0131% | 0.01209% | 0.01346% | 0.01392% | 0.01346% | 0.01399% | 0.02007% | 0.01392% | 0.01346% | 0.008752% | 0.01507% | 0.01209% | 0.0131% | 0.0131% | 0.01209% | 0.01346% | 0.01392% | 0.01346% | 0.01399% | 0.02007% | 0.01762% | 0.01762%
7983 | 0.01547% | 0.01482% | 0.0175% | 0.01399% | 0.0122% | 0.007887% | 0.01411% | 0.01156% | 0.01207% | 0.01156% | 0.0122% | 0.01399% | 0.0122% | 0.01404% | 0.01968% | 0.01399% | 0.0122% | 0.007887% | 0.01411% | 0.01156% | 0.01207% | 0.01207% | 0.01156% | 0.0122% | 0.01399% | 0.0122% | 0.01404% | 0.01968% | 0.01547% | 0.01547%
7984 | 0.01358% | 0.01227% | 0.017% | 0.01398% | 0.0112% | 0.007573% | 0.0128% | 0.01181% | 0.01137% | 0.01181% | 0.0112% | 0.01398% | 0.0112% | 0.01389% | 0.01859% | 0.01398% | 0.0112% | 0.007573% | 0.0128% | 0.01181% | 0.01137% | 0.01137% | 0.01181% | 0.0112% | 0.01398% | 0.0112% | 0.01389% | 0.01859% | 0.01358% | 0.01358%
7985 | 0.01327% | 0.01096% | 0.01682% | 0.0148% | 0.01123% | 0.008778% | 0.01301% | 0.0104% | 0.0112% | 0.0104% | 0.01123% | 0.0148% | 0.01123% | 0.01469% | 0.01838% | 0.0148% | 0.01123% | 0.008778% | 0.01301% | 0.0104% | 0.0112% | 0.0112% | 0.0104% | 0.01123% | 0.0148% | 0.01123% | 0.01469% | 0.01838% | 0.01327% | 0.01327%
7986 | 0.0125% | 0.009216% | 0.01694% | 0.01496% | 0.01091% | 0.00976% | 0.01271% | 0.01029% | 0.01091% | 0.01029% | 0.01091% | 0.01496% | 0.01091% | 0.01472% | 0.01653% | 0.01496% | 0.01091% | 0.00976% | 0.01271% | 0.01029% | 0.01091% | 0.01091% | 0.01029% | 0.01091% | 0.01496% | 0.01091% | 0.01472% | 0.01653% | 0.0125% | 0.0125%
7987 | 0.01143% | 0.008552% | 0.01672% | 0.01455% | 0.01024% | 0.01081% | 0.01215% | 0.01018% | 0.01032% | 0.01018% | 0.01024% | 0.01455% | 0.01024% | 0.01423% | 0.0138% | 0.01455% | 0.01024% | 0.01081% | 0.01215% | 0.01018% | 0.01032% | 0.01032% | 0.01018% | 0.01024% | 0.01455% | 0.01024% | 0.01423% | 0.0138% | 0.01143% | 0.01143%
7988 | 0.01073% | 0.008201% | 0.01428% | 0.01384% | 0.009601% | 0.0118% | 0.01167% | 0.01008% | 0.009626% | 0.01008% | 0.009601% | 0.01384% | 0.009601% | 0.01369% | 0.01179% | 0.01384% | 0.009601% | 0.0118% | 0.01167% | 0.01008% | 0.009626% | 0.009626% | 0.01008% | 0.009601% | 0.01384% | 0.009601% | 0.01369% | 0.01179% | 0.01073% | 0.01073%
7989 | 0.01037% | 0.008042% | 0.01081% | 0.01294% | 0.009104% | 0.01214% | 0.01109% | 0.01018% | 0.009117% | 0.01018% | 0.009104% | 0.01294% | 0.009104% | 0.01294% | 0.01046% | 0.01294% | 0.009104% | 0.01214% | 0.01109% | 0.01018% | 0.009117% | 0.009117% | 0.01018% | 0.009104% | 0.01294% | 0.009104% | 0.01294% | 0.01046% | 0.01037% | 0.01037%
7990 | 0.007506% | 0.007964% | 0.007512% | 0.01139% | 0.008845% | 0.0123% | 0.01047% | 0.01055% | 0.008954% | 0.01055% | 0.008845% | 0.01139% | 0.008845% | 0.01111% | 0.009564% | 0.01139% | 0.008845% | 0.0123% | 0.01047% | 0.01055% | 0.008954% | 0.008954% | 0.01055% | 0.008845% | 0.01139% | 0.008845% | 0.01111% | 0.009564% | 0.007506% | 0.007506%
7991 | 0.007435% | 0.007917% | 0.007024% | 0.009095% | 0.008824% | 0.01234% | 0.009867% | 0.01085% | 0.00901% | 0.01085% | 0.008824% | 0.009095% | 0.008824% | 0.007951% | 0.00884% | 0.009095% | 0.008824% | 0.01234% | 0.009867% | 0.01085% | 0.00901% | 0.00901% | 0.01085% | 0.008824% | 0.009095% | 0.008824% | 0.007951% | 0.00884% | 0.007435% | 0.007435%
7992 | 0.007413% | 0.007906% | 0.007045% | 0.00756% | 0.008834% | 0.01231% | 0.009529% | 0.01086% | 0.009068% | 0.01086% | 0.008834% | 0.00756% | 0.008834% | 0.005845% | 0.008304% | 0.00756% | 0.008834% | 0.01231% | 0.009529% | 0.01086% | 0.009068% | 0.009068% | 0.01086% | 0.008834% | 0.00756% | 0.008834% | 0.005845% | 0.008304% | 0.007413% | 0.007413%
7993 | 0.007534% | 0.007848% | 0.007083% | 0.006685% | 0.008751% | 0.01226% | 0.009361% | 0.009174% | 0.008943% | 0.009174% | 0.008751% | 0.006685% | 0.008751% | 0.005415% | 0.00769% | 0.006685% | 0.008751% | 0.01226% | 0.009361% | 0.009174% | 0.008943% | 0.008943% | 0.009174% | 0.008751% | 0.006685% | 0.008751% | 0.005415% | 0.00769% | 0.007534% | 0.007534%
7994 | 0.007572% | 0.007846% | 0.007237% | 0.006184% | 0.008681% | 0.01224% | 0.009272% | 0.007816% | 0.008846% | 0.007816% | 0.008681% | 0.006184% | 0.008681% | 0.005338% | 0.007457% | 0.006184% | 0.008681% | 0.01224% | 0.009272% | 0.007816% | 0.008846% | 0.008846% | 0.007816% | 0.008681% | 0.006184% | 0.008681% | 0.005338% | 0.007457% | 0.007572% | 0.007572%
7995 | 0.007618% | 0.007799% | 0.007193% | 0.00605% | 0.008703% | 0.01223% | 0.009307% | 0.006839% | 0.009036% | 0.006839% | 0.008703% | 0.00605% | 0.008703% | 0.005391% | 0.007498% | 0.00605% | 0.008703% | 0.01223% | 0.009307% | 0.006839% | 0.009036% | 0.009036% | 0.006839% | 0.008703% | 0.00605% | 0.008703% | 0.005391% | 0.007498% | 0.007618% | 0.007618%
7996 | 0.007863% | 0.007789% | 0.007183% | 0.006057% | 0.008827% | 0.01219% | 0.009413% | 0.006192% | 0.009434% | 0.006192% | 0.008827% | 0.006057% | 0.008827% | 0.005711% | 0.007755% | 0.006057% | 0.008827% | 0.01219% | 0.009413% | 0.006192% | 0.009434% | 0.009434% | 0.006192% | 0.008827% | 0.006057% | 0.008827% | 0.005711% | 0.007755% | 0.007863% | 0.007863%
7997 | 0.0088% | 0.007751% | 0.007248% | 0.006242% | 0.009304% | 0.01218% | 0.009741% | 0.006151% | 0.00997% | 0.006151% | 0.009304% | 0.006242% | 0.009304% | 0.006148% | 0.008453% | 0.006242% | 0.009304% | 0.01218% | 0.009741% | 0.006151% | 0.00997% | 0.00997% | 0.006151% | 0.009304% | 0.006242% | 0.009304% | 0.006148% | 0.008453% | 0.0088% | 0.0088%
7998 | 0.0109% | 0.008412% | 0.007367% | 0.007152% | 0.01024% | 0.01201% | 0.01058% | 0.007153% | 0.01064% | 0.007153% | 0.01024% | 0.007152% | 0.01024% | 0.006823% | 0.009879% | 0.007152% | 0.01024% | 0.01201% | 0.01058% | 0.007153% | 0.01064% | 0.01064% | 0.007153% | 0.01024% | 0.007152% | 0.01024% | 0.006823% | 0.009879% | 0.0109% | 0.0109%
7999 | 0.01673% | 0.008492% | 0.0134% | 0.008022% | 0.01192% | 0.01234% | 0.01205% | 0.008965% | 0.01229% | 0.008965% | 0.01192% | 0.008022% | 0.01192% | 0.008413% | 0.01236% | 0.008022% | 0.01192% | 0.01234% | 0.01205% | 0.008965% | 0.01229% | 0.01229% | 0.008965% | 0.01192% | 0.008022% | 0.01192% | 0.008413% | 0.01236% | 0.01673% | 0.01673%
8000 | 0.0166% | 0.009349% | 0.01509% | 0.008624% | 0.01255% | 0.0115% | 0.01182% | 0.01116% | 0.01304% | 0.01116% | 0.01255% | 0.008624% | 0.01255% | 0.00953% | 0.01291% | 0.008624% | 0.01255% | 0.0115% | 0.01182% | 0.01116% | 0.01304% | 0.01304% | 0.01116% | 0.01255% | 0.008624% | 0.01255% | 0.00953% | 0.01291% | 0.0166% | 0.0166%
8001 | 0.01802% | 0.0121% | 0.01695% | 0.01075% | 0.01381% | 0.01136% | 0.0131% | 0.01336% | 0.01382% | 0.01336% | 0.01381% | 0.01075% | 0.01381% | 0.01232% | 0.01534% | 0.01075% | 0.01381% | 0.01136% | 0.0131% | 0.01336% | 0.01382% | 0.01382% | 0.01336% | 0.01381% | 0.01075% | 0.01381% | 0.01232% | 0.01534% | 0.01802% | 0.01802%
8002 | 0.01908% | 0.01516% | 0.0175% | 0.01214% | 0.01478% | 0.01106% | 0.01428% | 0.01358% | 0.01445% | 0.01358% | 0.01478% | 0.01214% | 0.01478% | 0.01355% | 0.01733% | 0.01214% | 0.01478% | 0.01106% | 0.01428% | 0.01358% | 0.01445% | 0.01445% | 0.01358% | 0.01478% | 0.01214% | 0.01478% | 0.01355% | 0.01733% | 0.01908% | 0.01908%
8003 | 0.01958% | 0.01765% | 0.01812% | 0.01296% | 0.01525% | 0.01078% | 0.01518% | 0.01379% | 0.01457% | 0.01379% | 0.01525% | 0.01296% | 0.01525% | 0.01397% | 0.01874% | 0.01296% | 0.01525% | 0.01078% | 0.01518% | 0.01379% | 0.01457% | 0.01457% | 0.01379% | 0.01525% | 0.01296% | 0.01525% | 0.01397% | 0.01874% | 0.01958% | 0.01958%
8004 | 0.01956% | 0.01854% | 0.01815% | 0.0135% | 0.01504% | 0.01034% | 0.01554% | 0.01356% | 0.01426% | 0.01356% | 0.01504% | 0.0135% | 0.01504% | 0.01417% | 0.01964% | 0.0135% | 0.01504% | 0.01034% | 0.01554% | 0.01356% | 0.01426% | 0.01426% | 0.01356% | 0.01504% | 0.0135% | 0.01504% | 0.01417% | 0.01964% | 0.01956% | 0.01956%
8005 | 0.01882% | 0.01832% | 0.01826% | 0.01386% | 0.01444% | 0.009501% | 0.01537% | 0.01276% | 0.01383% | 0.01276% | 0.01444% | 0.01386% | 0.01444% | 0.01427% | 0.02% | 0.01386% | 0.01444% | 0.009501% | 0.01537% | 0.01276% | 0.01383% | 0.01383% | 0.01276% | 0.01444% | 0.01386% | 0.01444% | 0.01427% | 0.02% | 0.01882% | 0.01882%
8006 | 0.01736% | 0.01762% | 0.01823% | 0.01408% | 0.01344% | 0.008382% | 0.01487% | 0.01189% | 0.01315% | 0.01189% | 0.01344% | 0.01408% | 0.01344% | 0.01436% | 0.01995% | 0.01408% | 0.01344% | 0.008382% | 0.01487% | 0.01189% | 0.01315% | 0.01315% | 0.01189% | 0.01344% | 0.01408% | 0.01344% | 0.01436% | 0.01995% | 0.01736% | 0.01736%
8007 | 0.01525% | 0.01489% | 0.01725% | 0.01413% | 0.01222% | 0.007529% | 0.01393% | 0.01147% | 0.01217% | 0.01147% | 0.01222% | 0.01413% | 0.01222% | 0.01433% | 0.01958% | 0.01413% | 0.01222% | 0.007529% | 0.01393% | 0.01147% | 0.01217% | 0.01217% | 0.01147% | 0.01222% | 0.01413% | 0.01222% | 0.01433% | 0.01958% | 0.01525% | 0.01525%
8008 | 0.01341% | 0.01231% | 0.01673% | 0.01408% | 0.01123% | 0.007169% | 0.01265% | 0.01172% | 0.01148% | 0.01172% | 0.01123% | 0.01408% | 0.01123% | 0.01407% | 0.01852% | 0.01408% | 0.01123% | 0.007169% | 0.01265% | 0.01172% | 0.01148% | 0.01148% | 0.01172% | 0.01123% | 0.01408% | 0.01123% | 0.01407% | 0.01852% | 0.01341% | 0.01341%
8009 | 0.01319% | 0.011% | 0.01661% | 0.01484% | 0.01123% | 0.008309% | 0.01286% | 0.01027% | 0.01125% | 0.01027% | 0.01123% | 0.01484% | 0.01123% | 0.0147% | 0.01829% | 0.01484% | 0.01123% | 0.008309% | 0.01286% | 0.01027% | 0.01125% | 0.01125% | 0.01027% | 0.01123% | 0.01484% | 0.01123% | 0.0147% | 0.01829% | 0.01319% | 0.01319%
8010 | 0.01244% | 0.009281% | 0.01675% | 0.01496% | 0.0109% | 0.009228% | 0.01254% | 0.01023% | 0.011% | 0.01023% | 0.0109% | 0.01496% | 0.0109% | 0.01455% | 0.01643% | 0.01496% | 0.0109% | 0.009228% | 0.01254% | 0.01023% | 0.011% | 0.011% | 0.01023% | 0.0109% | 0.01496% | 0.0109% | 0.01455% | 0.01643% | 0.01244% | 0.01244%
8011 | 0.01139% | 0.008651% | 0.01657% | 0.01454% | 0.01033% | 0.01026% | 0.01202% | 0.01024% | 0.01052% | 0.01024% | 0.01033% | 0.01454% | 0.01033% | 0.01393% | 0.01372% | 0.01454% | 0.01033% | 0.01026% | 0.01202% | 0.01024% | 0.01052% | 0.01052% | 0.01024% | 0.01033% | 0.01454% | 0.01033% | 0.01393% | 0.01372% | 0.01139% | 0.01139%
8012 | 0.01069% | 0.008315% | 0.01421% | 0.01381% | 0.009734% | 0.01129% | 0.01159% | 0.01021% | 0.009922% | 0.01021% | 0.009734% | 0.01381% | 0.009734% | 0.01334% | 0.01171% | 0.01381% | 0.009734% | 0.01129% | 0.01159% | 0.01021% | 0.009922% | 0.009922% | 0.01021% | 0.009734% | 0.01381% | 0.009734% | 0.01334% | 0.01171% | 0.01069% | 0.01069%
8013 | 0.01032% | 0.00816% | 0.01077% | 0.01288% | 0.009198% | 0.01162% | 0.01097% | 0.01024% | 0.009289% | 0.01024% | 0.009198% | 0.01288% | 0.009198% | 0.01254% | 0.01035% | 0.01288% | 0.009198% | 0.01162% | 0.01097% | 0.01024% | 0.009289% | 0.009289% | 0.01024% | 0.009198% | 0.01288% | 0.009198% | 0.01254% | 0.01035% | 0.01032% | 0.01032%
8014 | 0.007535% | 0.008056% | 0.007451% | 0.01132% | 0.008884% | 0.0118% | 0.01036% | 0.01051% | 0.009006% | 0.01051% | 0.008884% | 0.01132% | 0.008884% | 0.01077% | 0.009452% | 0.01132% | 0.008884% | 0.0118% | 0.01036% | 0.01051% | 0.009006% | 0.009006% | 0.01051% | 0.008884% | 0.01132% | 0.008884% | 0.01077% | 0.009452% | 0.007535% | 0.007535%
8015 | 0.007454% | 0.007999% | 0.006889% | 0.009041% | 0.008824% | 0.0119% | 0.009775% | 0.01078% | 0.008941% | 0.01078% | 0.008824% | 0.009041% | 0.008824% | 0.007739% | 0.008718% | 0.009041% | 0.008824% | 0.0119% | 0.009775% | 0.01078% | 0.008941% | 0.008941% | 0.01078% | 0.008824% | 0.009041% | 0.008824% | 0.007739% | 0.008718% | 0.007454% | 0.007454%
8016 | 0.007443% | 0.007936% | 0.006935% | 0.007534% | 0.008774% | 0.01205% | 0.009477% | 0.01078% | 0.008942% | 0.01078% | 0.008774% | 0.007534% | 0.008774% | 0.005785% | 0.008187% | 0.007534% | 0.008774% | 0.01205% | 0.009477% | 0.01078% | 0.008942% | 0.008942% | 0.01078% | 0.008774% | 0.007534% | 0.008774% | 0.005785% | 0.008187% | 0.007443% | 0.007443%
8017 | 0.006535% | 0.009382% | 0.006118% | 0.006458% | 0.009112% | 0.01279% | 0.009396% | 0.00849% | 0.009005% | 0.00849% | 0.009112% | 0.006458% | 0.009112% | 0.006274% | 0.007416% | 0.006458% | 0.009112% | 0.01279% | 0.009396% | 0.00849% | 0.009005% | 0.009005% | 0.00849% | 0.009112% | 0.006458% | 0.009112% | 0.006274% | 0.007416% | 0.006535% | 0.006535%
8018 | 0.006487% | 0.00953% | 0.006082% | 0.006074% | 0.009007% | 0.01289% | 0.009485% | 0.007927% | 0.008916% | 0.007927% | 0.009007% | 0.006074% | 0.009007% | 0.0056% | 0.007405% | 0.006074% | 0.009007% | 0.01289% | 0.009485% | 0.007927% | 0.008916% | 0.008916% | 0.007927% | 0.009007% | 0.006074% | 0.009007% | 0.0056% | 0.007405% | 0.006487% | 0.006487%
8019 | 0.006468% | 0.009609% | 0.00601% | 0.006018% | 0.009006% | 0.01304% | 0.00949% | 0.007305% | 0.009063% | 0.007305% | 0.009006% | 0.006018% | 0.009006% | 0.005245% | 0.007434% | 0.006018% | 0.009006% | 0.01304% | 0.00949% | 0.007305% | 0.009063% | 0.009063% | 0.007305% | 0.009006% | 0.006018% | 0.009006% | 0.005245% | 0.007434% | 0.006468% | 0.006468%
8020 | 0.006379% | 0.009661% | 0.005957% | 0.00606% | 0.009232% | 0.01323% | 0.009492% | 0.007138% | 0.009385% | 0.007138% | 0.009232% | 0.00606% | 0.009232% | 0.005382% | 0.007469% | 0.00606% | 0.009232% | 0.01323% | 0.009492% | 0.007138% | 0.009385% | 0.009385% | 0.007138% | 0.009232% | 0.00606% | 0.009232% | 0.005382% | 0.007469% | 0.006379% | 0.006379%
8021 | 0.006413% | 0.009716% | 0.005958% | 0.006222% | 0.009457% | 0.01336% | 0.009487% | 0.007283% | 0.009531% | 0.007283% | 0.009457% | 0.006222% | 0.009457% | 0.005813% | 0.007509% | 0.006222% | 0.009457% | 0.01336% | 0.009487% | 0.007283% | 0.009531% | 0.009531% | 0.007283% | 0.009457% | 0.006222% | 0.009457% | 0.005813% | 0.007509% | 0.006413% | 0.006413%
8022 | 0.006466% | 0.01032% | 0.005804% | 0.00682% | 0.009363% | 0.01336% | 0.009449% | 0.007975% | 0.009351% | 0.007975% | 0.009363% | 0.00682% | 0.009363% | 0.00654% | 0.007531% | 0.00682% | 0.009363% | 0.01336% | 0.009449% | 0.007975% | 0.009351% | 0.009351% | 0.007975% | 0.009363% | 0.00682% | 0.009363% | 0.00654% | 0.007531% | 0.006466% | 0.006466%
8023 | 0.0105% | 0.01006% | 0.009238% | 0.007567% | 0.009578% | 0.01351% | 0.009585% | 0.009359% | 0.009803% | 0.009359% | 0.009578% | 0.007567% | 0.009578% | 0.00805% | 0.007598% | 0.007567% | 0.009578% | 0.01351% | 0.009585% | 0.009359% | 0.009803% | 0.009803% | 0.009359% | 0.009578% | 0.007567% | 0.009578% | 0.00805% | 0.007598% | 0.0105% | 0.0105%
8024 | 0.007504% | 0.009999% | 0.006527% | 0.008101% | 0.008947% | 0.01243% | 0.007839% | 0.01087% | 0.009617% | 0.01087% | 0.008947% | 0.008101% | 0.008947% | 0.009169% | 0.00521% | 0.008101% | 0.008947% | 0.01243% | 0.007839% | 0.01087% | 0.009617% | 0.009617% | 0.01087% | 0.008947% | 0.008101% | 0.008947% | 0.009169% | 0.00521% | 0.007504% | 0.007504%
8025 | 0.0067% | 0.01061% | 0.005945% | 0.01017% | 0.008967% | 0.01201% | 0.007783% | 0.01298% | 0.009534% | 0.01298% | 0.008967% | 0.01017% | 0.008967% | 0.01188% | 0.004782% | 0.01017% | 0.008967% | 0.01201% | 0.007783% | 0.01298% | 0.009534% | 0.009534% | 0.01298% | 0.008967% | 0.01017% | 0.008967% | 0.01188% | 0.004782% | 0.0067% | 0.0067%
8026 | 0.006365% | 0.01169% | 0.005591% | 0.01157% | 0.009195% | 0.0117% | 0.007942% | 0.01335% | 0.009554% | 0.01335% | 0.009195% | 0.01157% | 0.009195% | 0.01319% | 0.00463% | 0.01157% | 0.009195% | 0.0117% | 0.007942% | 0.01335% | 0.009554% | 0.009554% | 0.01335% | 0.009195% | 0.01157% | 0.009195% | 0.01319% | 0.00463% | 0.006365% | 0.006365%
8027 | 0.006258% | 0.01295% | 0.005499% | 0.01243% | 0.00936% | 0.01129% | 0.008222% | 0.01413% | 0.009643% | 0.01413% | 0.00936% | 0.01243% | 0.00936% | 0.01355% | 0.004532% | 0.01243% | 0.00936% | 0.01129% | 0.008222% | 0.01413% | 0.009643% | 0.009643% | 0.01413% | 0.00936% | 0.01243% | 0.00936% | 0.01355% | 0.004532% | 0.006258% | 0.006258%
8028 | 0.006173% | 0.01383% | 0.005655% | 0.01301% | 0.009176% | 0.01055% | 0.008527% | 0.01435% | 0.009562% | 0.01435% | 0.009176% | 0.01301% | 0.009176% | 0.01357% | 0.00449% | 0.01301% | 0.009176% | 0.01055% | 0.008527% | 0.01435% | 0.009562% | 0.009562% | 0.01435% | 0.009176% | 0.01301% | 0.009176% | 0.01357% | 0.00449% | 0.006173% | 0.006173%
8029 | 0.006079% | 0.01367% | 0.005262% | 0.0134% | 0.009007% | 0.009667% | 0.008572% | 0.01422% | 0.009501% | 0.01422% | 0.009007% | 0.0134% | 0.009007% | 0.01355% | 0.004438% | 0.0134% | 0.009007% | 0.009667% | 0.008572% | 0.01422% | 0.009501% | 0.009501% | 0.01422% | 0.009007% | 0.0134% | 0.009007% | 0.01355% | 0.004438% | 0.006079% | 0.006079%
8030 | 0.006% | 0.01304% | 0.005189% | 0.01365% | 0.008991% | 0.008563% | 0.008424% | 0.014% | 0.00951% | 0.014% | 0.008991% | 0.01365% | 0.008991% | 0.01365% | 0.004423% | 0.01365% | 0.008991% | 0.008563% | 0.008424% | 0.014% | 0.00951% | 0.00951% | 0.014% | 0.008991% | 0.01365% | 0.008991% | 0.01365% | 0.004423% | 0.006% | 0.006%
8031 | 0.006054% | 0.01189% | 0.005286% | 0.01372% | 0.009077% | 0.007767% | 0.008194% | 0.01393% | 0.009561% | 0.01393% | 0.009077% | 0.01372% | 0.009077% | 0.01388% | 0.004467% | 0.01372% | 0.009077% | 0.007767% | 0.008194% | 0.01393% | 0.009561% | 0.009561% | 0.01393% | 0.009077% | 0.01372% | 0.009077% | 0.01388% | 0.004467% | 0.006054% | 0.006054%
8032 | 0.006219% | 0.01084% | 0.005427% | 0.01375% | 0.009253% | 0.007596% | 0.007961% | 0.01416% | 0.009668% | 0.01416% | 0.009253% | 0.01375% | 0.009253% | 0.01419% | 0.004558% | 0.01375% | 0.009253% | 0.007596% | 0.007961% | 0.01416% | 0.009668% | 0.009668% | 0.01416% | 0.009253% | 0.01375% | 0.009253% | 0.01419% | 0.004558% | 0.006219% | 0.006219%
8033 | 0.007805% | 0.01034% | 0.007172% | 0.01458% | 0.01002% | 0.008883% | 0.009292% | 0.01272% | 0.009977% | 0.01272% | 0.01002% | 0.01458% | 0.01002% | 0.01552% | 0.006552% | 0.01458% | 0.01002% | 0.008883% | 0.009292% | 0.01272% | 0.009977% | 0.009977% | 0.01272% | 0.01002% | 0.01458% | 0.01002% | 0.01552% | 0.006552% | 0.007805% | 0.007805%
8034 | 0.008636% | 0.009715% | 0.007782% | 0.01472% | 0.01018% | 0.009996% | 0.009718% | 0.01236% | 0.009936% | 0.01236% | 0.01018% | 0.01472% | 0.01018% | 0.0161% | 0.007451% | 0.01472% | 0.01018% | 0.009996% | 0.009718% | 0.01236% | 0.009936% | 0.009936% | 0.01236% | 0.01018% | 0.01472% | 0.01018% | 0.0161% | 0.007451% | 0.008636% | 0.008636%
8035 | 0.00895% | 0.009458% | 0.008086% | 0.0143% | 0.009974% | 0.01122% | 0.009526% | 0.01202% | 0.009744% | 0.01202% | 0.009974% | 0.0143% | 0.009974% | 0.01609% | 0.007543% | 0.0143% | 0.009974% | 0.01122% | 0.009526% | 0.01202% | 0.009744% | 0.009744% | 0.01202% | 0.009974% | 0.0143% | 0.009974% | 0.01609% | 0.007543% | 0.00895% | 0.00895%
8036 | 0.009298% | 0.009412% | 0.008453% | 0.01356% | 0.00974% | 0.0125% | 0.009473% | 0.01173% | 0.009719% | 0.01173% | 0.00974% | 0.01356% | 0.00974% | 0.01583% | 0.007628% | 0.01356% | 0.00974% | 0.0125% | 0.009473% | 0.01173% | 0.009719% | 0.009719% | 0.01173% | 0.00974% | 0.01356% | 0.00974% | 0.01583% | 0.007628% | 0.009298% | 0.009298%
8037 | 0.009561% | 0.00943% | 0.008729% | 0.01262% | 0.009486% | 0.01289% | 0.009505% | 0.01128% | 0.009555% | 0.01128% | 0.009486% | 0.01262% | 0.009486% | 0.01516% | 0.007719% | 0.01262% | 0.009486% | 0.01289% | 0.009505% | 0.01128% | 0.009555% | 0.009555% | 0.01128% | 0.009486% | 0.01262% | 0.009486% | 0.01516% | 0.007719% | 0.009561% | 0.009561%
8038 | 0.007032% | 0.009465% | 0.006714% | 0.01103% | 0.009181% | 0.01312% | 0.009528% | 0.01091% | 0.009264% | 0.01091% | 0.009181% | 0.01103% | 0.009181% | 0.01329% | 0.007816% | 0.01103% | 0.009181% | 0.01312% | 0.009528% | 0.01091% | 0.009264% | 0.009264% | 0.01091% | 0.009181% | 0.01103% | 0.009181% | 0.01329% | 0.007816% | 0.007032% | 0.007032%
8039 | 0.007282% | 0.009501% | 0.006756% | 0.008782% | 0.009135% | 0.01326% | 0.009679% | 0.01053% | 0.009054% | 0.01053% | 0.009135% | 0.008782% | 0.009135% | 0.009985% | 0.007957% | 0.008782% | 0.009135% | 0.01326% | 0.009679% | 0.01053% | 0.009054% | 0.009054% | 0.01053% | 0.009135% | 0.008782% | 0.009135% | 0.009985% | 0.007957% | 0.007282% | 0.007282%
8040 | 0.007324% | 0.009165% | 0.006737% | 0.007317% | 0.009048% | 0.01295% | 0.009705% | 0.009959% | 0.008948% | 0.009959% | 0.009048% | 0.007317% | 0.009048% | 0.007184% | 0.008034% | 0.007317% | 0.009048% | 0.01295% | 0.009705% | 0.009959% | 0.008948% | 0.008948% | 0.009959% | 0.009048% | 0.007317% | 0.009048% | 0.007184% | 0.008034% | 0.007324% | 0.007324%
8041 | 0.006403% | 0.007529% | 0.00589% | 0.006925% | 0.008019% | 0.01322% | 0.008512% | 0.009157% | 0.008124% | 0.009157% | 0.008019% | 0.006925% | 0.008019% | 0.00609% | 0.007977% | 0.006925% | 0.008019% | 0.01322% | 0.008512% | 0.009157% | 0.008124% | 0.008124% | 0.009157% | 0.008019% | 0.006925% | 0.008019% | 0.00609% | 0.007977% | 0.006403% | 0.006403%
8042 | 0.006415% | 0.007495% | 0.006222% | 0.006543% | 0.00814% | 0.01322% | 0.00869% | 0.00876% | 0.008292% | 0.00876% | 0.00814% | 0.006543% | 0.00814% | 0.005652% | 0.008051% | 0.006543% | 0.00814% | 0.01322% | 0.00869% | 0.00876% | 0.008292% | 0.008292% | 0.00876% | 0.00814% | 0.006543% | 0.00814% | 0.005652% | 0.008051% | 0.006415% | 0.006415%
8043 | 0.006472% | 0.007459% | 0.006281% | 0.006487% | 0.008311% | 0.01318% | 0.008821% | 0.008232% | 0.008441% | 0.008232% | 0.008311% | 0.006487% | 0.008311% | 0.005445% | 0.008136% | 0.006487% | 0.008311% | 0.01318% | 0.008821% | 0.008232% | 0.008441% | 0.008441% | 0.008232% | 0.008311% | 0.006487% | 0.008311% | 0.005445% | 0.008136% | 0.006472% | 0.006472%
8044 | 0.00637% | 0.007452% | 0.006152% | 0.006476% | 0.008243% | 0.01317% | 0.008906% | 0.007868% | 0.008198% | 0.007868% | 0.008243% | 0.006476% | 0.008243% | 0.005509% | 0.008149% | 0.006476% | 0.008243% | 0.01317% | 0.008906% | 0.007868% | 0.008198% | 0.008198% | 0.007868% | 0.008243% | 0.006476% | 0.008243% | 0.005509% | 0.008149% | 0.00637% | 0.00637%
8045 | 0.006436% | 0.007418% | 0.006265% | 0.006558% | 0.008346% | 0.01322% | 0.009056% | 0.008029% | 0.008262% | 0.008029% | 0.008346% | 0.006558% | 0.008346% | 0.005996% | 0.008212% | 0.006558% | 0.008346% | 0.01322% | 0.009056% | 0.008029% | 0.008262% | 0.008262% | 0.008029% | 0.008346% | 0.006558% | 0.008346% | 0.005996% | 0.008212% | 0.006436% | 0.006436%
8046 | 0.006449% | 0.007411% | 0.006381% | 0.007367% | 0.008559% | 0.01327% | 0.00928% | 0.008736% | 0.008432% | 0.008736% | 0.008559% | 0.007367% | 0.008559% | 0.006955% | 0.008298% | 0.007367% | 0.008559% | 0.01327% | 0.00928% | 0.008736% | 0.008432% | 0.008432% | 0.008736% | 0.008559% | 0.007367% | 0.008559% | 0.006955% | 0.008298% | 0.006449% | 0.006449%
8047 | 0.01121% | 0.007542% | 0.01058% | 0.007806% | 0.008571% | 0.0133% | 0.009349% | 0.00929% | 0.008323% | 0.00929% | 0.008571% | 0.007806% | 0.008571% | 0.00853% | 0.008393% | 0.007806% | 0.008571% | 0.0133% | 0.009349% | 0.00929% | 0.008323% | 0.008323% | 0.00929% | 0.008571% | 0.007806% | 0.008571% | 0.00853% | 0.008393% | 0.01121% | 0.01121%
8048 | 0.00727% | 0.007729% | 0.006768% | 0.007449% | 0.007723% | 0.0121% | 0.007588% | 0.01002% | 0.00794% | 0.01002% | 0.007723% | 0.007449% | 0.007723% | 0.008958% | 0.005991% | 0.007449% | 0.007723% | 0.0121% | 0.007588% | 0.01002% | 0.00794% | 0.00794% | 0.01002% | 0.007723% | 0.007449% | 0.007723% | 0.008958% | 0.005991% | 0.00727% | 0.00727%
8049 | 0.007146% | 0.008038% | 0.006615% | 0.008429% | 0.007926% | 0.01194% | 0.007626% | 0.0123% | 0.008271% | 0.0123% | 0.007926% | 0.008429% | 0.007926% | 0.01079% | 0.005349% | 0.008429% | 0.007926% | 0.01194% | 0.007626% | 0.0123% | 0.008271% | 0.008271% | 0.0123% | 0.007926% | 0.008429% | 0.007926% | 0.01079% | 0.005349% | 0.007146% | 0.007146%
8050 | 0.006559% | 0.008666% | 0.006167% | 0.009682% | 0.007772% | 0.0117% | 0.00742% | 0.01311% | 0.008101% | 0.01311% | 0.007772% | 0.009682% | 0.007772% | 0.01237% | 0.005139% | 0.009682% | 0.007772% | 0.0117% | 0.00742% | 0.01311% | 0.008101% | 0.008101% | 0.01311% | 0.007772% | 0.009682% | 0.007772% | 0.01237% | 0.005139% | 0.006559% | 0.006559%
8051 | 0.006321% | 0.009422% | 0.005873% | 0.01099% | 0.007465% | 0.0113% | 0.007092% | 0.01348% | 0.007848% | 0.01348% | 0.007465% | 0.01099% | 0.007465% | 0.01339% | 0.005037% | 0.01099% | 0.007465% | 0.0113% | 0.007092% | 0.01348% | 0.007848% | 0.007848% | 0.01348% | 0.007465% | 0.01099% | 0.007465% | 0.01339% | 0.005037% | 0.006321% | 0.006321%
8052 | 0.006252% | 0.01039% | 0.005885% | 0.01211% | 0.007237% | 0.01077% | 0.006839% | 0.01373% | 0.007579% | 0.01373% | 0.007237% | 0.01211% | 0.007237% | 0.01395% | 0.004974% | 0.01211% | 0.007237% | 0.01077% | 0.006839% | 0.01373% | 0.007579% | 0.007579% | 0.01373% | 0.007237% | 0.01211% | 0.007237% | 0.01395% | 0.004974% | 0.006252% | 0.006252%
8053 | 0.006064% | 0.0108% | 0.005632% | 0.01305% | 0.007186% | 0.01001% | 0.006798% | 0.01383% | 0.007536% | 0.01383% | 0.007186% | 0.01305% | 0.007186% | 0.01413% | 0.004877% | 0.01305% | 0.007186% | 0.01001% | 0.006798% | 0.01383% | 0.007536% | 0.007536% | 0.01383% | 0.007186% | 0.01305% | 0.007186% | 0.01413% | 0.004877% | 0.006064% | 0.006064%
8054 | 0.006122% | 0.01083% | 0.005541% | 0.01356% | 0.007186% | 0.008986% | 0.006804% | 0.01393% | 0.007537% | 0.01393% | 0.007186% | 0.01356% | 0.007186% | 0.01421% | 0.004911% | 0.01356% | 0.007186% | 0.008986% | 0.006804% | 0.01393% | 0.007537% | 0.007537% | 0.01393% | 0.007186% | 0.01356% | 0.007186% | 0.01421% | 0.004911% | 0.006122% | 0.006122%
8055 | 0.006098% | 0.01025% | 0.005559% | 0.01363% | 0.007245% | 0.008262% | 0.006847% | 0.01411% | 0.007544% | 0.01411% | 0.007245% | 0.01363% | 0.007245% | 0.0143% | 0.004947% | 0.01363% | 0.007245% | 0.008262% | 0.006847% | 0.01411% | 0.007544% | 0.007544% | 0.01411% | 0.007245% | 0.01363% | 0.007245% | 0.0143% | 0.004947% | 0.006098% | 0.006098%
8056 | 0.006273% | 0.009344% | 0.005731% | 0.01346% | 0.007275% | 0.0081% | 0.006934% | 0.01417% | 0.007571% | 0.01417% | 0.007275% | 0.01346% | 0.007275% | 0.01438% | 0.005187% | 0.01346% | 0.007275% | 0.0081% | 0.006934% | 0.01417% | 0.007571% | 0.007571% | 0.01417% | 0.007275% | 0.01346% | 0.007275% | 0.01438% | 0.005187% | 0.006273% | 0.006273%
8057 | 0.007976% | 0.008743% | 0.007509% | 0.01392% | 0.007924% | 0.009412% | 0.00839% | 0.01236% | 0.007824% | 0.01236% | 0.007924% | 0.01392% | 0.007924% | 0.01536% | 0.007318% | 0.01392% | 0.007924% | 0.009412% | 0.00839% | 0.01236% | 0.007824% | 0.007824% | 0.01236% | 0.007924% | 0.01392% | 0.007924% | 0.01536% | 0.007318% | 0.007976% | 0.007976%
8058 | 0.008784% | 0.008139% | 0.008139% | 0.01365% | 0.008051% | 0.01054% | 0.008854% | 0.01179% | 0.007874% | 0.01179% | 0.008051% | 0.01365% | 0.008051% | 0.01537% | 0.008368% | 0.01365% | 0.008051% | 0.01054% | 0.008854% | 0.01179% | 0.007874% | 0.007874% | 0.01179% | 0.008051% | 0.01365% | 0.008051% | 0.01537% | 0.008368% | 0.008784% | 0.008784%
8059 | 0.009105% | 0.007846% | 0.008409% | 0.01282% | 0.007919% | 0.01184% | 0.008751% | 0.01161% | 0.007833% | 0.01161% | 0.007919% | 0.01282% | 0.007919% | 0.01465% | 0.008671% | 0.01282% | 0.007919% | 0.01184% | 0.008751% | 0.01161% | 0.007833% | 0.007833% | 0.01161% | 0.007919% | 0.01282% | 0.007919% | 0.01465% | 0.008671% | 0.009105% | 0.009105%
8060 | 0.009289% | 0.007798% | 0.008608% | 0.01171% | 0.007863% | 0.01312% | 0.008662% | 0.0114% | 0.007832% | 0.0114% | 0.007863% | 0.01171% | 0.007863% | 0.01361% | 0.008859% | 0.01171% | 0.007863% | 0.01312% | 0.008662% | 0.0114% | 0.007832% | 0.007832% | 0.0114% | 0.007863% | 0.01171% | 0.007863% | 0.01361% | 0.008859% | 0.009289% | 0.009289%
8061 | 0.009481% | 0.007726% | 0.00879% | 0.01065% | 0.007874% | 0.01349% | 0.008678% | 0.01111% | 0.007841% | 0.01111% | 0.007874% | 0.01065% | 0.007874% | 0.01232% | 0.009004% | 0.01065% | 0.007874% | 0.01349% | 0.008678% | 0.01111% | 0.007841% | 0.007841% | 0.01111% | 0.007874% | 0.01065% | 0.007874% | 0.01232% | 0.009004% | 0.009481% | 0.009481%
8062 | 0.006353% | 0.00773% | 0.006027% | 0.009712% | 0.007962% | 0.01365% | 0.008775% | 0.01075% | 0.007902% | 0.01075% | 0.007962% | 0.009712% | 0.007962% | 0.01079% | 0.009264% | 0.009712% | 0.007962% | 0.01365% | 0.008775% | 0.01075% | 0.007902% | 0.007902% | 0.01075% | 0.007962% | 0.009712% | 0.007962% | 0.01079% | 0.009264% | 0.006353% | 0.006353%
8063 | 0.006874% | 0.007711% | 0.006589% | 0.008829% | 0.00813% | 0.01379% | 0.008933% | 0.01054% | 0.008091% | 0.01054% | 0.00813% | 0.008829% | 0.00813% | 0.009184% | 0.009364% | 0.008829% | 0.00813% | 0.01379% | 0.008933% | 0.01054% | 0.008091% | 0.008091% | 0.01054% | 0.00813% | 0.008829% | 0.00813% | 0.009184% | 0.009364% | 0.006874% | 0.006874%
8064 | 0.007103% | 0.008143% | 0.006782% | 0.007889% | 0.008521% | 0.01372% | 0.009253% | 0.009712% | 0.008401% | 0.009712% | 0.008521% | 0.007889% | 0.008521% | 0.00762% | 0.009044% | 0.007889% | 0.008521% | 0.01372% | 0.009253% | 0.009712% | 0.008401% | 0.008401% | 0.009712% | 0.008521% | 0.007889% | 0.008521% | 0.00762% | 0.009044% | 0.007103% | 0.007103%
8065 | 0.008654% | 0.008024% | 0.008019% | 0.007167% | 0.009461% | 0.01334% | 0.01073% | 0.009227% | 0.00905% | 0.009227% | 0.009461% | 0.007167% | 0.009461% | 0.00613% | 0.009841% | 0.007167% | 0.009461% | 0.01334% | 0.01073% | 0.009227% | 0.00905% | 0.00905% | 0.009227% | 0.009461% | 0.007167% | 0.009461% | 0.00613% | 0.009841% | 0.008654% | 0.008654%
8066 | 0.008801% | 0.008021% | 0.008231% | 0.006666% | 0.009356% | 0.0134% | 0.01044% | 0.007828% | 0.008986% | 0.007828% | 0.009356% | 0.006666% | 0.009356% | 0.006133% | 0.009657% | 0.006666% | 0.009356% | 0.0134% | 0.01044% | 0.007828% | 0.008986% | 0.008986% | 0.007828% | 0.009356% | 0.006666% | 0.009356% | 0.006133% | 0.009657% | 0.008801% | 0.008801%
8067 | 0.008902% | 0.008% | 0.008321% | 0.006583% | 0.009455% | 0.01343% | 0.01051% | 0.006913% | 0.00924% | 0.006913% | 0.009455% | 0.006583% | 0.009455% | 0.006253% | 0.00974% | 0.006583% | 0.009455% | 0.01343% | 0.01051% | 0.006913% | 0.00924% | 0.00924% | 0.006913% | 0.009455% | 0.006583% | 0.009455% | 0.006253% | 0.00974% | 0.008902% | 0.008902%
8068 | 0.009275% | 0.007995% | 0.008455% | 0.006665% | 0.009564% | 0.01351% | 0.01062% | 0.006293% | 0.009648% | 0.006293% | 0.009564% | 0.006665% | 0.009564% | 0.00672% | 0.01013% | 0.006665% | 0.009564% | 0.01351% | 0.01062% | 0.006293% | 0.009648% | 0.009648% | 0.006293% | 0.009564% | 0.006665% | 0.009564% | 0.00672% | 0.01013% | 0.009275% | 0.009275%
8069 | 0.01033% | 0.008026% | 0.008656% | 0.006934% | 0.01019% | 0.0136% | 0.0111% | 0.006325% | 0.01021% | 0.006325% | 0.01019% | 0.006934% | 0.01019% | 0.007286% | 0.01099% | 0.006934% | 0.01019% | 0.0136% | 0.0111% | 0.006325% | 0.01021% | 0.01021% | 0.006325% | 0.01019% | 0.006934% | 0.01019% | 0.007286% | 0.01099% | 0.01033% | 0.01033%
8070 | 0.01242% | 0.008102% | 0.008761% | 0.00808% | 0.01134% | 0.01359% | 0.01206% | 0.007463% | 0.01091% | 0.007463% | 0.01134% | 0.00808% | 0.01134% | 0.008264% | 0.0124% | 0.00808% | 0.01134% | 0.01359% | 0.01206% | 0.007463% | 0.01091% | 0.01091% | 0.007463% | 0.01134% | 0.00808% | 0.01134% | 0.008264% | 0.0124% | 0.01242% | 0.01242%
8071 | 0.01918% | 0.008498% | 0.01585% | 0.00899% | 0.01277% | 0.01378% | 0.01361% | 0.009258% | 0.01249% | 0.009258% | 0.01277% | 0.00899% | 0.01277% | 0.01001% | 0.01474% | 0.00899% | 0.01277% | 0.01378% | 0.01361% | 0.009258% | 0.01249% | 0.01249% | 0.009258% | 0.01277% | 0.00899% | 0.01277% | 0.01001% | 0.01474% | 0.01918% | 0.01918%
8072 | 0.01837% | 0.009505% | 0.01713% | 0.00963% | 0.01343% | 0.01278% | 0.01335% | 0.01142% | 0.01315% | 0.01142% | 0.01343% | 0.00963% | 0.01343% | 0.01107% | 0.01502% | 0.00963% | 0.01343% | 0.01278% | 0.01335% | 0.01142% | 0.01315% | 0.01315% | 0.01142% | 0.01343% | 0.00963% | 0.01343% | 0.01107% | 0.01502% | 0.01837% | 0.01837%
8073 | 0.01965% | 0.01246% | 0.0186% | 0.01168% | 0.01445% | 0.01234% | 0.01432% | 0.0136% | 0.01391% | 0.0136% | 0.01445% | 0.01168% | 0.01445% | 0.0137% | 0.01667% | 0.01168% | 0.01445% | 0.01234% | 0.01432% | 0.0136% | 0.01391% | 0.01391% | 0.0136% | 0.01445% | 0.01168% | 0.01445% | 0.0137% | 0.01667% | 0.01965% | 0.01965%
8074 | 0.02052% | 0.01534% | 0.01885% | 0.01301% | 0.01532% | 0.01184% | 0.01536% | 0.01381% | 0.01452% | 0.01381% | 0.01532% | 0.01301% | 0.01532% | 0.0147% | 0.01825% | 0.01301% | 0.01532% | 0.01184% | 0.01536% | 0.01381% | 0.01452% | 0.01452% | 0.01381% | 0.01532% | 0.01301% | 0.01532% | 0.0147% | 0.01825% | 0.02052% | 0.02052%
8075 | 0.02085% | 0.01764% | 0.01923% | 0.01374% | 0.01568% | 0.01149% | 0.01613% | 0.01401% | 0.01458% | 0.01401% | 0.01568% | 0.01374% | 0.01568% | 0.01499% | 0.01948% | 0.01374% | 0.01568% | 0.01149% | 0.01613% | 0.01401% | 0.01458% | 0.01458% | 0.01401% | 0.01568% | 0.01374% | 0.01568% | 0.01499% | 0.01948% | 0.02085% | 0.02085%
8076 | 0.02063% | 0.01836% | 0.01911% | 0.01414% | 0.01537% | 0.011% | 0.01634% | 0.01363% | 0.01415% | 0.01363% | 0.01537% | 0.01414% | 0.01537% | 0.01506% | 0.02023% | 0.01414% | 0.01537% | 0.011% | 0.01634% | 0.01363% | 0.01415% | 0.01415% | 0.01363% | 0.01537% | 0.01414% | 0.01537% | 0.01506% | 0.02023% | 0.02063% | 0.02063%
8077 | 0.01979% | 0.018% | 0.01909% | 0.01439% | 0.01469% | 0.01015% | 0.01608% | 0.01274% | 0.01364% | 0.01274% | 0.01469% | 0.01439% | 0.01469% | 0.01508% | 0.02045% | 0.01439% | 0.01469% | 0.01015% | 0.01608% | 0.01274% | 0.01364% | 0.01364% | 0.01274% | 0.01469% | 0.01439% | 0.01469% | 0.01508% | 0.02045% | 0.01979% | 0.01979%
8078 | 0.01824% | 0.01731% | 0.019% | 0.01451% | 0.01365% | 0.00904% | 0.01552% | 0.01179% | 0.01291% | 0.01179% | 0.01365% | 0.01451% | 0.01365% | 0.01513% | 0.0203% | 0.01451% | 0.01365% | 0.00904% | 0.01552% | 0.01179% | 0.01291% | 0.01291% | 0.01179% | 0.01365% | 0.01451% | 0.01365% | 0.01513% | 0.0203% | 0.01824% | 0.01824%
8079 | 0.01612% | 0.01464% | 0.01796% | 0.01454% | 0.01248% | 0.008249% | 0.01461% | 0.01143% | 0.01197% | 0.01143% | 0.01248% | 0.01454% | 0.01248% | 0.01508% | 0.01994% | 0.01454% | 0.01248% | 0.008249% | 0.01461% | 0.01143% | 0.01197% | 0.01197% | 0.01143% | 0.01248% | 0.01454% | 0.01248% | 0.01508% | 0.01994% | 0.01612% | 0.01612%
8080 | 0.01432% | 0.01207% | 0.01754% | 0.01446% | 0.01157% | 0.008061% | 0.0134% | 0.01178% | 0.01135% | 0.01178% | 0.01157% | 0.01446% | 0.01157% | 0.01481% | 0.01895% | 0.01446% | 0.01157% | 0.008061% | 0.0134% | 0.01178% | 0.01135% | 0.01135% | 0.01178% | 0.01157% | 0.01446% | 0.01157% | 0.01481% | 0.01895% | 0.01432% | 0.01432%
8081 | 0.01412% | 0.01084% | 0.01751% | 0.01522% | 0.01165% | 0.00939% | 0.01371% | 0.0103% | 0.01115% | 0.0103% | 0.01165% | 0.01522% | 0.01165% | 0.01543% | 0.01885% | 0.01522% | 0.01165% | 0.00939% | 0.01371% | 0.0103% | 0.01115% | 0.01115% | 0.0103% | 0.01165% | 0.01522% | 0.01165% | 0.01543% | 0.01885% | 0.01412% | 0.01412%
8082 | 0.01334% | 0.009188% | 0.01772% | 0.0153% | 0.01134% | 0.01036% | 0.01344% | 0.01031% | 0.01098% | 0.01031% | 0.01134% | 0.0153% | 0.01134% | 0.01528% | 0.0171% | 0.0153% | 0.01134% | 0.01036% | 0.01344% | 0.01031% | 0.01098% | 0.01098% | 0.01031% | 0.01134% | 0.0153% | 0.01134% | 0.01528% | 0.0171% | 0.01334% | 0.01334%
8083 | 0.0123% | 0.008557% | 0.01755% | 0.01482% | 0.01068% | 0.01138% | 0.01287% | 0.01023% | 0.0104% | 0.01023% | 0.01068% | 0.01482% | 0.01068% | 0.01466% | 0.01449% | 0.01482% | 0.01068% | 0.01138% | 0.01287% | 0.01023% | 0.0104% | 0.0104% | 0.01023% | 0.01068% | 0.01482% | 0.01068% | 0.01466% | 0.01449% | 0.0123% | 0.0123%
8084 | 0.01159% | 0.008243% | 0.01525% | 0.01406% | 0.01002% | 0.01237% | 0.01238% | 0.01028% | 0.009881% | 0.01028% | 0.01002% | 0.01406% | 0.01002% | 0.014% | 0.0126% | 0.01406% | 0.01002% | 0.01237% | 0.01238% | 0.01028% | 0.009881% | 0.009881% | 0.01028% | 0.01002% | 0.01406% | 0.01002% | 0.014% | 0.0126% | 0.01159% | 0.01159%
8085 | 0.01121% | 0.008085% | 0.01181% | 0.01313% | 0.009582% | 0.01272% | 0.0117% | 0.01047% | 0.009433% | 0.01047% | 0.009582% | 0.01313% | 0.009582% | 0.01316% | 0.01133% | 0.01313% | 0.009582% | 0.01272% | 0.0117% | 0.01047% | 0.009433% | 0.009433% | 0.01047% | 0.009582% | 0.01313% | 0.009582% | 0.01316% | 0.01133% | 0.01121% | 0.01121%
8086 | 0.007986% | 0.007985% | 0.007746% | 0.01159% | 0.009335% | 0.01288% | 0.01109% | 0.01085% | 0.009232% | 0.01085% | 0.009335% | 0.01159% | 0.009335% | 0.01139% | 0.01054% | 0.01159% | 0.009335% | 0.01288% | 0.01109% | 0.01085% | 0.009232% | 0.009232% | 0.01085% | 0.009335% | 0.01159% | 0.009335% | 0.01139% | 0.01054% | 0.007986% | 0.007986%
8087 | 0.008027% | 0.007953% | 0.007346% | 0.009349% | 0.009283% | 0.013% | 0.0105% | 0.01109% | 0.009167% | 0.01109% | 0.009283% | 0.009349% | 0.009283% | 0.008356% | 0.009877% | 0.009349% | 0.009283% | 0.013% | 0.0105% | 0.01109% | 0.009167% | 0.009167% | 0.01109% | 0.009283% | 0.009349% | 0.009283% | 0.008356% | 0.009877% | 0.008027% | 0.008027%
8088 | 0.007847% | 0.007855% | 0.007316% | 0.007957% | 0.00901% | 0.01324% | 0.009946% | 0.01058% | 0.008908% | 0.01058% | 0.00901% | 0.007957% | 0.00901% | 0.006651% | 0.009444% | 0.007957% | 0.00901% | 0.01324% | 0.009946% | 0.01058% | 0.008908% | 0.008908% | 0.01058% | 0.00901% | 0.007957% | 0.00901% | 0.006651% | 0.009444% | 0.007847% | 0.007847%
8089 | 0.008184% | 0.007897% | 0.007628% | 0.006998% | 0.009155% | 0.013% | 0.009968% | 0.009338% | 0.009045% | 0.009338% | 0.009155% | 0.006998% | 0.009155% | 0.00597% | 0.008867% | 0.006998% | 0.009155% | 0.013% | 0.009968% | 0.009338% | 0.009045% | 0.009045% | 0.009338% | 0.009155% | 0.006998% | 0.009155% | 0.00597% | 0.008867% | 0.008184% | 0.008184%
8090 | 0.008238% | 0.007875% | 0.007849% | 0.006495% | 0.009136% | 0.01297% | 0.0099% | 0.008001% | 0.009078% | 0.008001% | 0.009136% | 0.006495% | 0.009136% | 0.005933% | 0.008652% | 0.006495% | 0.009136% | 0.01297% | 0.0099% | 0.008001% | 0.009078% | 0.009078% | 0.008001% | 0.009136% | 0.006495% | 0.009136% | 0.005933% | 0.008652% | 0.008238% | 0.008238%
8091 | 0.008326% | 0.007867% | 0.007866% | 0.006388% | 0.009194% | 0.01295% | 0.009989% | 0.007046% | 0.009321% | 0.007046% | 0.009194% | 0.006388% | 0.009194% | 0.006009% | 0.008746% | 0.006388% | 0.009194% | 0.01295% | 0.009989% | 0.007046% | 0.009321% | 0.009321% | 0.007046% | 0.009194% | 0.006388% | 0.009194% | 0.006009% | 0.008746% | 0.008326% | 0.008326%
8092 | 0.008597% | 0.007835% | 0.008013% | 0.006426% | 0.009325% | 0.01297% | 0.01008% | 0.006404% | 0.009723% | 0.006404% | 0.009325% | 0.006426% | 0.009325% | 0.006416% | 0.009096% | 0.006426% | 0.009325% | 0.01297% | 0.01008% | 0.006404% | 0.009723% | 0.009723% | 0.006404% | 0.009325% | 0.006426% | 0.009325% | 0.006416% | 0.009096% | 0.008597% | 0.008597%
8093 | 0.009492% | 0.007817% | 0.00811% | 0.006656% | 0.009864% | 0.013% | 0.01051% | 0.006383% | 0.01026% | 0.006383% | 0.009864% | 0.006656% | 0.009864% | 0.006934% | 0.00988% | 0.006656% | 0.009864% | 0.013% | 0.01051% | 0.006383% | 0.01026% | 0.01026% | 0.006383% | 0.009864% | 0.006656% | 0.009864% | 0.006934% | 0.00988% | 0.009492% | 0.009492%
8094 | 0.01161% | 0.008031% | 0.008306% | 0.007693% | 0.01087% | 0.013% | 0.01142% | 0.007396% | 0.01087% | 0.007396% | 0.01087% | 0.007693% | 0.01087% | 0.007761% | 0.01129% | 0.007693% | 0.01087% | 0.013% | 0.01142% | 0.007396% | 0.01087% | 0.01087% | 0.007396% | 0.01087% | 0.007693% | 0.01087% | 0.007761% | 0.01129% | 0.01161% | 0.01161%
8095 | 0.01812% | 0.008389% | 0.01526% | 0.008597% | 0.01244% | 0.01323% | 0.01294% | 0.009247% | 0.01247% | 0.009247% | 0.01244% | 0.008597% | 0.01244% | 0.009426% | 0.01375% | 0.008597% | 0.01244% | 0.01323% | 0.01294% | 0.009247% | 0.01247% | 0.01247% | 0.009247% | 0.01244% | 0.008597% | 0.01244% | 0.009426% | 0.01375% | 0.01812% | 0.01812%
8096 | 0.01752% | 0.009373% | 0.01663% | 0.009247% | 0.01311% | 0.01231% | 0.01273% | 0.01146% | 0.01313% | 0.01146% | 0.01311% | 0.009247% | 0.01311% | 0.01052% | 0.01423% | 0.009247% | 0.01311% | 0.01231% | 0.01273% | 0.01146% | 0.01313% | 0.01313% | 0.01146% | 0.01311% | 0.009247% | 0.01311% | 0.01052% | 0.01423% | 0.01752% | 0.01752%
8097 | 0.01892% | 0.01224% | 0.01817% | 0.0113% | 0.01428% | 0.01185% | 0.01379% | 0.01366% | 0.01388% | 0.01366% | 0.01428% | 0.0113% | 0.01428% | 0.01313% | 0.01613% | 0.0113% | 0.01428% | 0.01185% | 0.01379% | 0.01366% | 0.01388% | 0.01388% | 0.01366% | 0.01428% | 0.0113% | 0.01428% | 0.01313% | 0.01613% | 0.01892% | 0.01892%
8098 | 0.01976% | 0.01514% | 0.01848% | 0.01261% | 0.01521% | 0.0113% | 0.01488% | 0.0138% | 0.01449% | 0.0138% | 0.01521% | 0.01261% | 0.01521% | 0.01421% | 0.01778% | 0.01261% | 0.01521% | 0.0113% | 0.01488% | 0.0138% | 0.01449% | 0.01449% | 0.0138% | 0.01521% | 0.01261% | 0.01521% | 0.01421% | 0.01778% | 0.01976% | 0.01976%
8099 | 0.02012% | 0.01744% | 0.01892% | 0.01333% | 0.01554% | 0.01096% | 0.01567% | 0.01398% | 0.01463% | 0.01398% | 0.01554% | 0.01333% | 0.01554% | 0.01449% | 0.01896% | 0.01333% | 0.01554% | 0.01096% | 0.01567% | 0.01398% | 0.01463% | 0.01463% | 0.01398% | 0.01554% | 0.01333% | 0.01554% | 0.01449% | 0.01896% | 0.02012% | 0.02012%
8100 | 0.01996% | 0.01821% | 0.01884% | 0.01378% | 0.01525% | 0.01048% | 0.01594% | 0.0138% | 0.01435% | 0.0138% | 0.01525% | 0.01378% | 0.01525% | 0.01458% | 0.01978% | 0.01378% | 0.01525% | 0.01048% | 0.01594% | 0.0138% | 0.01435% | 0.01435% | 0.0138% | 0.01525% | 0.01378% | 0.01525% | 0.01458% | 0.01978% | 0.01996% | 0.01996%
8101 | 0.01912% | 0.01795% | 0.0189% | 0.01408% | 0.0146% | 0.009643% | 0.01573% | 0.01292% | 0.01389% | 0.01292% | 0.0146% | 0.01408% | 0.0146% | 0.01463% | 0.02011% | 0.01408% | 0.0146% | 0.009643% | 0.01573% | 0.01292% | 0.01389% | 0.01389% | 0.01292% | 0.0146% | 0.01408% | 0.0146% | 0.01463% | 0.02011% | 0.01912% | 0.01912%
8102 | 0.01763% | 0.01725% | 0.01878% | 0.01422% | 0.01357% | 0.008522% | 0.01518% | 0.01202% | 0.01321% | 0.01202% | 0.01357% | 0.01422% | 0.01357% | 0.01469% | 0.02004% | 0.01422% | 0.01357% | 0.008522% | 0.01518% | 0.01202% | 0.01321% | 0.01321% | 0.01202% | 0.01357% | 0.01422% | 0.01357% | 0.01469% | 0.02004% | 0.01763% | 0.01763%
8103 | 0.01553% | 0.01455% | 0.01774% | 0.01427% | 0.01232% | 0.007662% | 0.01425% | 0.01161% | 0.01214% | 0.01161% | 0.01232% | 0.01427% | 0.01232% | 0.01465% | 0.01969% | 0.01427% | 0.01232% | 0.007662% | 0.01425% | 0.01161% | 0.01214% | 0.01214% | 0.01161% | 0.01232% | 0.01427% | 0.01232% | 0.01465% | 0.01969% | 0.01553% | 0.01553%
8104 | 0.01373% | 0.01202% | 0.0173% | 0.01422% | 0.01138% | 0.00745% | 0.01303% | 0.01188% | 0.01139% | 0.01188% | 0.01138% | 0.01422% | 0.01138% | 0.01443% | 0.01864% | 0.01422% | 0.01138% | 0.00745% | 0.01303% | 0.01188% | 0.01139% | 0.01139% | 0.01188% | 0.01138% | 0.01422% | 0.01138% | 0.01443% | 0.01864% | 0.01373% | 0.01373%
8105 | 0.01357% | 0.01078% | 0.01723% | 0.01501% | 0.01148% | 0.008891% | 0.01337% | 0.01042% | 0.01121% | 0.01042% | 0.01148% | 0.01501% | 0.01148% | 0.0151% | 0.01848% | 0.01501% | 0.01148% | 0.008891% | 0.01337% | 0.01042% | 0.01121% | 0.01121% | 0.01042% | 0.01148% | 0.01501% | 0.01148% | 0.0151% | 0.01848% | 0.01357% | 0.01357%
8106 | 0.01284% | 0.009081% | 0.01755% | 0.01514% | 0.01118% | 0.009955% | 0.01311% | 0.01038% | 0.01096% | 0.01038% | 0.01118% | 0.01514% | 0.01118% | 0.015% | 0.01667% | 0.01514% | 0.01118% | 0.009955% | 0.01311% | 0.01038% | 0.01096% | 0.01096% | 0.01038% | 0.01118% | 0.01514% | 0.01118% | 0.015% | 0.01667% | 0.01284% | 0.01284%
8107 | 0.0119% | 0.008449% | 0.01745% | 0.0147% | 0.01058% | 0.01105% | 0.0126% | 0.01039% | 0.01049% | 0.01039% | 0.01058% | 0.0147% | 0.01058% | 0.01442% | 0.01404% | 0.0147% | 0.01058% | 0.01105% | 0.0126% | 0.01039% | 0.01049% | 0.01049% | 0.01039% | 0.01058% | 0.0147% | 0.01058% | 0.01442% | 0.01404% | 0.0119% | 0.0119%
8108 | 0.01124% | 0.008133% | 0.01513% | 0.01397% | 0.009921% | 0.01206% | 0.01211% | 0.0104% | 0.009923% | 0.0104% | 0.009921% | 0.01397% | 0.009921% | 0.01379% | 0.01209% | 0.01397% | 0.009921% | 0.01206% | 0.01211% | 0.0104% | 0.009923% | 0.009923% | 0.0104% | 0.009921% | 0.01397% | 0.009921% | 0.01379% | 0.01209% | 0.01124% | 0.01124%
8109 | 0.01096% | 0.007982% | 0.01165% | 0.01304% | 0.009407% | 0.01241% | 0.01143% | 0.01047% | 0.009366% | 0.01047% | 0.009407% | 0.01304% | 0.009407% | 0.01298% | 0.01078% | 0.01304% | 0.009407% | 0.01241% | 0.01143% | 0.01047% | 0.009366% | 0.009366% | 0.01047% | 0.009407% | 0.01304% | 0.009407% | 0.01298% | 0.01078% | 0.01096% | 0.01096%
8110 | 0.007835% | 0.007903% | 0.007708% | 0.01149% | 0.009133% | 0.01258% | 0.01082% | 0.01078% | 0.00914% | 0.01078% | 0.009133% | 0.01149% | 0.009133% | 0.01121% | 0.009974% | 0.01149% | 0.009133% | 0.01258% | 0.01082% | 0.01078% | 0.00914% | 0.00914% | 0.01078% | 0.009133% | 0.01149% | 0.009133% | 0.01121% | 0.009974% | 0.007835% | 0.007835%
8111 | 0.007868% | 0.007871% | 0.007237% | 0.009235% | 0.00906% | 0.01268% | 0.01022% | 0.01097% | 0.009053% | 0.01097% | 0.00906% | 0.009235% | 0.00906% | 0.008154% | 0.009332% | 0.009235% | 0.00906% | 0.01268% | 0.01022% | 0.01097% | 0.009053% | 0.009053% | 0.01097% | 0.00906% | 0.009235% | 0.00906% | 0.008154% | 0.009332% | 0.007868% | 0.007868%
8112 | 0.00799% | 0.007871% | 0.007329% | 0.007792% | 0.009069% | 0.01277% | 0.009982% | 0.01092% | 0.009044% | 0.01092% | 0.009069% | 0.007792% | 0.009069% | 0.006257% | 0.009026% | 0.007792% | 0.009069% | 0.01277% | 0.009982% | 0.01092% | 0.009044% | 0.009044% | 0.01092% | 0.009069% | 0.007792% | 0.009069% | 0.006257% | 0.009026% | 0.00799% | 0.00799%
8113 | 0.008117% | 0.007809% | 0.007353% | 0.006927% | 0.009031% | 0.01268% | 0.009762% | 0.009364% | 0.00907% | 0.009364% | 0.009031% | 0.006927% | 0.009031% | 0.005819% | 0.008446% | 0.006927% | 0.009031% | 0.01268% | 0.009762% | 0.009364% | 0.00907% | 0.00907% | 0.009364% | 0.009031% | 0.006927% | 0.009031% | 0.005819% | 0.008446% | 0.008117% | 0.008117%
8114 | 0.008225% | 0.007808% | 0.007559% | 0.006415% | 0.008982% | 0.01267% | 0.009713% | 0.007979% | 0.009045% | 0.007979% | 0.008982% | 0.006415% | 0.008982% | 0.00578% | 0.008338% | 0.006415% | 0.008982% | 0.01267% | 0.009713% | 0.007979% | 0.009045% | 0.009045% | 0.007979% | 0.008982% | 0.006415% | 0.008982% | 0.00578% | 0.008338% | 0.008225% | 0.008225%
8115 | 0.008352% | 0.007818% | 0.007536% | 0.006312% | 0.009006% | 0.0127% | 0.009782% | 0.006977% | 0.009233% | 0.006977% | 0.009006% | 0.006312% | 0.009006% | 0.005854% | 0.008482% | 0.006312% | 0.009006% | 0.0127% | 0.009782% | 0.006977% | 0.009233% | 0.009233% | 0.006977% | 0.009006% | 0.006312% | 0.009006% | 0.005854% | 0.008482% | 0.008352% | 0.008352%
8116 | 0.008656% | 0.007838% | 0.007599% | 0.006362% | 0.009169% | 0.01283% | 0.009923% | 0.006356% | 0.009643% | 0.006356% | 0.009169% | 0.006362% | 0.009169% | 0.006256% | 0.008927% | 0.006362% | 0.009169% | 0.01283% | 0.009923% | 0.006356% | 0.009643% | 0.009643% | 0.006356% | 0.009169% | 0.006362% | 0.009169% | 0.006256% | 0.008927% | 0.008656% | 0.008656%
8117 | 0.009619% | 0.007847% | 0.007711% | 0.006612% | 0.009757% | 0.01293% | 0.01038% | 0.006341% | 0.01021% | 0.006341% | 0.009757% | 0.006612% | 0.009757% | 0.006789% | 0.00978% | 0.006612% | 0.009757% | 0.01293% | 0.01038% | 0.006341% | 0.01021% | 0.01021% | 0.006341% | 0.009757% | 0.006612% | 0.009757% | 0.006789% | 0.00978% | 0.009619% | 0.009619%
8118 | 0.01176% | 0.008022% | 0.007969% | 0.007724% | 0.0109% | 0.013% | 0.01133% | 0.007407% | 0.01122% | 0.007407% | 0.0109% | 0.007724% | 0.0109% | 0.007732% | 0.01133% | 0.007724% | 0.0109% | 0.013% | 0.01133% | 0.007407% | 0.01122% | 0.01122% | 0.007407% | 0.0109% | 0.007724% | 0.0109% | 0.007732% | 0.01133% | 0.01176% | 0.01176%
8119 | 0.01831% | 0.00839% | 0.01526% | 0.008624% | 0.01252% | 0.01317% | 0.01293% | 0.009333% | 0.01255% | 0.009333% | 0.01252% | 0.008624% | 0.01252% | 0.009367% | 0.01392% | 0.008624% | 0.01252% | 0.01317% | 0.01293% | 0.009333% | 0.01255% | 0.01255% | 0.009333% | 0.01252% | 0.008624% | 0.01252% | 0.009367% | 0.01392% | 0.01831% | 0.01831%
8120 | 0.01784% | 0.009454% | 0.01649% | 0.009259% | 0.01323% | 0.01235% | 0.01281% | 0.01159% | 0.01328% | 0.01159% | 0.01323% | 0.009259% | 0.01323% | 0.01045% | 0.01451% | 0.009259% | 0.01323% | 0.01235% | 0.01281% | 0.01159% | 0.01328% | 0.01328% | 0.01159% | 0.01323% | 0.009259% | 0.01323% | 0.01045% | 0.01451% | 0.01784% | 0.01784%
8121 | 0.01916% | 0.0124% | 0.01816% | 0.01135% | 0.0144% | 0.01191% | 0.0139% | 0.01375% | 0.01412% | 0.01375% | 0.0144% | 0.01135% | 0.0144% | 0.0131% | 0.01651% | 0.01135% | 0.0144% | 0.01191% | 0.0139% | 0.01375% | 0.01412% | 0.01412% | 0.01375% | 0.0144% | 0.01135% | 0.0144% | 0.0131% | 0.01651% | 0.01916% | 0.01916%
8122 | 0.02019% | 0.0154% | 0.01862% | 0.01284% | 0.01542% | 0.01152% | 0.01508% | 0.0141% | 0.01482% | 0.0141% | 0.01542% | 0.01284% | 0.01542% | 0.01433% | 0.01839% | 0.01284% | 0.01542% | 0.01152% | 0.01508% | 0.0141% | 0.01482% | 0.01482% | 0.0141% | 0.01542% | 0.01284% | 0.01542% | 0.01433% | 0.01839% | 0.02019% | 0.02019%
8123 | 0.02071% | 0.01775% | 0.0192% | 0.01369% | 0.01591% | 0.01123% | 0.016% | 0.01438% | 0.01492% | 0.01438% | 0.01591% | 0.01369% | 0.01591% | 0.01477% | 0.01974% | 0.01369% | 0.01591% | 0.01123% | 0.016% | 0.01438% | 0.01492% | 0.01492% | 0.01438% | 0.01591% | 0.01369% | 0.01591% | 0.01477% | 0.01974% | 0.02071% | 0.02071%
8124 | 0.02058% | 0.01844% | 0.01927% | 0.01419% | 0.01561% | 0.01074% | 0.01629% | 0.01411% | 0.01454% | 0.01411% | 0.01561% | 0.01419% | 0.01561% | 0.01492% | 0.02057% | 0.01419% | 0.01561% | 0.01074% | 0.01629% | 0.01411% | 0.01454% | 0.01454% | 0.01411% | 0.01561% | 0.01419% | 0.01561% | 0.01492% | 0.02057% | 0.02058% | 0.02058%
8125 | 0.01972% | 0.01812% | 0.01942% | 0.01452% | 0.01498% | 0.009854% | 0.0161% | 0.0133% | 0.01414% | 0.0133% | 0.01498% | 0.01452% | 0.01498% | 0.015% | 0.02092% | 0.01452% | 0.01498% | 0.009854% | 0.0161% | 0.0133% | 0.01414% | 0.01414% | 0.0133% | 0.01498% | 0.01452% | 0.01498% | 0.015% | 0.02092% | 0.01972% | 0.01972%
8126 | 0.01818% | 0.0174% | 0.0194% | 0.01471% | 0.01398% | 0.008725% | 0.01562% | 0.01257% | 0.01355% | 0.01257% | 0.01398% | 0.01471% | 0.01398% | 0.0151% | 0.02099% | 0.01471% | 0.01398% | 0.008725% | 0.01562% | 0.01257% | 0.01355% | 0.01355% | 0.01257% | 0.01398% | 0.01471% | 0.01398% | 0.0151% | 0.02099% | 0.01818% | 0.01818%
8127 | 0.01617% | 0.01475% | 0.01846% | 0.01476% | 0.01281% | 0.00794% | 0.01475% | 0.01218% | 0.01261% | 0.01218% | 0.01281% | 0.01476% | 0.01281% | 0.0151% | 0.02074% | 0.01476% | 0.01281% | 0.00794% | 0.01475% | 0.01218% | 0.01261% | 0.01261% | 0.01218% | 0.01281% | 0.01476% | 0.01281% | 0.0151% | 0.02074% | 0.01617% | 0.01617%
8128 | 0.01435% | 0.01229% | 0.01798% | 0.01467% | 0.01191% | 0.007674% | 0.01357% | 0.01234% | 0.01189% | 0.01234% | 0.01191% | 0.01467% | 0.01191% | 0.01489% | 0.01984% | 0.01467% | 0.01191% | 0.007674% | 0.01357% | 0.01234% | 0.01189% | 0.01189% | 0.01234% | 0.01191% | 0.01467% | 0.01191% | 0.01489% | 0.01984% | 0.01435% | 0.01435%
8129 | 0.01415% | 0.01108% | 0.01783% | 0.01539% | 0.01201% | 0.009% | 0.01387% | 0.0109% | 0.01169% | 0.0109% | 0.01201% | 0.01539% | 0.01201% | 0.01548% | 0.01971% | 0.01539% | 0.01201% | 0.009% | 0.01387% | 0.0109% | 0.01169% | 0.01169% | 0.0109% | 0.01201% | 0.01539% | 0.01201% | 0.01548% | 0.01971% | 0.01415% | 0.01415%
8130 | 0.0133% | 0.009397% | 0.01797% | 0.01546% | 0.01164% | 0.01005% | 0.01356% | 0.01073% | 0.0114% | 0.01073% | 0.01164% | 0.01546% | 0.01164% | 0.01534% | 0.01796% | 0.01546% | 0.01164% | 0.01005% | 0.01356% | 0.01073% | 0.0114% | 0.0114% | 0.01073% | 0.01164% | 0.01546% | 0.01164% | 0.01534% | 0.01796% | 0.0133% | 0.0133%
8131 | 0.01232% | 0.008768% | 0.0178% | 0.015% | 0.01105% | 0.0112% | 0.01304% | 0.0108% | 0.01099% | 0.0108% | 0.01105% | 0.015% | 0.01105% | 0.01476% | 0.01532% | 0.015% | 0.01105% | 0.0112% | 0.01304% | 0.0108% | 0.01099% | 0.01099% | 0.0108% | 0.01105% | 0.015% | 0.01105% | 0.01476% | 0.01532% | 0.01232% | 0.01232%
8132 | 0.01162% | 0.008413% | 0.01539% | 0.01424% | 0.01031% | 0.01225% | 0.01254% | 0.01074% | 0.01036% | 0.01074% | 0.01031% | 0.01424% | 0.01031% | 0.01409% | 0.01329% | 0.01424% | 0.01031% | 0.01225% | 0.01254% | 0.01074% | 0.01036% | 0.01036% | 0.01074% | 0.01031% | 0.01424% | 0.01031% | 0.01409% | 0.01329% | 0.01162% | 0.01162%
8133 | 0.01124% | 0.008275% | 0.01185% | 0.0133% | 0.009774% | 0.01265% | 0.01183% | 0.0108% | 0.00986% | 0.0108% | 0.009774% | 0.0133% | 0.009774% | 0.01328% | 0.01197% | 0.0133% | 0.009774% | 0.01265% | 0.01183% | 0.0108% | 0.00986% | 0.00986% | 0.0108% | 0.009774% | 0.0133% | 0.009774% | 0.01328% | 0.01197% | 0.01124% | 0.01124%
8134 | 0.008058% | 0.008221% | 0.007823% | 0.01185% | 0.009559% | 0.01286% | 0.01125% | 0.01115% | 0.009689% | 0.01115% | 0.009559% | 0.01185% | 0.009559% | 0.01166% | 0.0112% | 0.01185% | 0.009559% | 0.01286% | 0.01125% | 0.01115% | 0.009689% | 0.009689% | 0.01115% | 0.009559% | 0.01185% | 0.009559% | 0.01166% | 0.0112% | 0.008058% | 0.008058%
8135 | 0.008142% | 0.008177% | 0.007522% | 0.009614% | 0.009482% | 0.01296% | 0.01065% | 0.01126% | 0.009512% | 0.01126% | 0.009482% | 0.009614% | 0.009482% | 0.008652% | 0.01047% | 0.009614% | 0.009482% | 0.01296% | 0.01065% | 0.01126% | 0.009512% | 0.009512% | 0.01126% | 0.009482% | 0.009614% | 0.009482% | 0.008652% | 0.01047% | 0.008142% | 0.008142%
8136 | 0.008162% | 0.008118% | 0.007624% | 0.008059% | 0.009465% | 0.01289% | 0.01028% | 0.0114% | 0.00955% | 0.0114% | 0.009465% | 0.008059% | 0.009465% | 0.006517% | 0.009752% | 0.008059% | 0.009465% | 0.01289% | 0.01028% | 0.0114% | 0.00955% | 0.00955% | 0.0114% | 0.009465% | 0.008059% | 0.009465% | 0.006517% | 0.009752% | 0.008162% | 0.008162%
8137 | 0.008344% | 0.008142% | 0.00784% | 0.007136% | 0.009501% | 0.01295% | 0.01018% | 0.009744% | 0.009581% | 0.009744% | 0.009501% | 0.007136% | 0.009501% | 0.005987% | 0.009384% | 0.007136% | 0.009501% | 0.01295% | 0.01018% | 0.009744% | 0.009581% | 0.009581% | 0.009744% | 0.009501% | 0.007136% | 0.009501% | 0.005987% | 0.009384% | 0.008344% | 0.008344%
8138 | 0.008397% | 0.008053% | 0.008085% | 0.006538% | 0.009233% | 0.01293% | 0.01001% | 0.008064% | 0.009239% | 0.008064% | 0.009233% | 0.006538% | 0.009233% | 0.005944% | 0.009031% | 0.006538% | 0.009233% | 0.01293% | 0.01001% | 0.008064% | 0.009239% | 0.009239% | 0.008064% | 0.009233% | 0.006538% | 0.009233% | 0.005944% | 0.009031% | 0.008397% | 0.008397%
8139 | 0.008473% | 0.008009% | 0.007986% | 0.006418% | 0.009236% | 0.01293% | 0.0101% | 0.007013% | 0.009338% | 0.007013% | 0.009236% | 0.006418% | 0.009236% | 0.006041% | 0.009138% | 0.006418% | 0.009236% | 0.01293% | 0.0101% | 0.007013% | 0.009338% | 0.009338% | 0.007013% | 0.009236% | 0.006418% | 0.009236% | 0.006041% | 0.009138% | 0.008473% | 0.008473%
8140 | 0.008788% | 0.007966% | 0.008028% | 0.006447% | 0.009359% | 0.01299% | 0.01021% | 0.006297% | 0.009657% | 0.006297% | 0.009359% | 0.006447% | 0.009359% | 0.00644% | 0.009527% | 0.006447% | 0.009359% | 0.01299% | 0.01021% | 0.006297% | 0.009657% | 0.009657% | 0.006297% | 0.009359% | 0.006447% | 0.009359% | 0.00644% | 0.009527% | 0.008788% | 0.008788%
8141 | 0.009763% | 0.007945% | 0.008131% | 0.006675% | 0.00992% | 0.01304% | 0.01063% | 0.00626% | 0.01017% | 0.00626% | 0.00992% | 0.006675% | 0.00992% | 0.006931% | 0.01032% | 0.006675% | 0.00992% | 0.01304% | 0.01063% | 0.00626% | 0.01017% | 0.01017% | 0.00626% | 0.00992% | 0.006675% | 0.00992% | 0.006931% | 0.01032% | 0.009763% | 0.009763%
8142 | 0.0119% | 0.008041% | 0.008351% | 0.007793% | 0.01102% | 0.01311% | 0.01154% | 0.007289% | 0.01085% | 0.007289% | 0.01102% | 0.007793% | 0.01102% | 0.007858% | 0.01176% | 0.007793% | 0.01102% | 0.01311% | 0.01154% | 0.007289% | 0.01085% | 0.01085% | 0.007289% | 0.01102% | 0.007793% | 0.01102% | 0.007858% | 0.01176% | 0.0119% | 0.0119%
8143 | 0.0186% | 0.008489% | 0.01547% | 0.00867% | 0.01253% | 0.0133% | 0.01305% | 0.009135% | 0.01241% | 0.009135% | 0.01253% | 0.00867% | 0.01253% | 0.009479% | 0.01412% | 0.00867% | 0.01253% | 0.0133% | 0.01305% | 0.009135% | 0.01241% | 0.01241% | 0.009135% | 0.01253% | 0.00867% | 0.01253% | 0.009479% | 0.01412% | 0.0186% | 0.0186%
8144 | 0.01798% | 0.009494% | 0.01662% | 0.009362% | 0.01325% | 0.0125% | 0.01296% | 0.0113% | 0.01314% | 0.0113% | 0.01325% | 0.009362% | 0.01325% | 0.01065% | 0.01474% | 0.009362% | 0.01325% | 0.0125% | 0.01296% | 0.0113% | 0.01314% | 0.01314% | 0.0113% | 0.01325% | 0.009362% | 0.01325% | 0.01065% | 0.01474% | 0.01798% | 0.01798%
8145 | 0.01941% | 0.01247% | 0.01832% | 0.01146% | 0.01441% | 0.01201% | 0.01401% | 0.01353% | 0.01398% | 0.01353% | 0.01441% | 0.01146% | 0.01441% | 0.01327% | 0.01683% | 0.01146% | 0.01441% | 0.01201% | 0.01401% | 0.01353% | 0.01398% | 0.01398% | 0.01353% | 0.01441% | 0.01146% | 0.01441% | 0.01327% | 0.01683% | 0.01941% | 0.01941%
8146 | 0.02035% | 0.0155% | 0.01881% | 0.01286% | 0.01536% | 0.01159% | 0.01517% | 0.01376% | 0.01462% | 0.01376% | 0.01536% | 0.01286% | 0.01536% | 0.01429% | 0.01871% | 0.01286% | 0.01536% | 0.01159% | 0.01517% | 0.01376% | 0.01462% | 0.01462% | 0.01376% | 0.01536% | 0.01286% | 0.01536% | 0.01429% | 0.01871% | 0.02035% | 0.02035%
8147 | 0.02076% | 0.01772% | 0.01947% | 0.01362% | 0.01574% | 0.01126% | 0.01603% | 0.01405% | 0.01474% | 0.01405% | 0.01574% | 0.01362% | 0.01574% | 0.01448% | 0.01998% | 0.01362% | 0.01574% | 0.01126% | 0.01603% | 0.01405% | 0.01474% | 0.01474% | 0.01405% | 0.01574% | 0.01362% | 0.01574% | 0.01448% | 0.01998% | 0.02076% | 0.02076%
8148 | 0.02056% | 0.01831% | 0.01947% | 0.01404% | 0.01546% | 0.01075% | 0.01631% | 0.01389% | 0.0144% | 0.01389% | 0.01546% | 0.01404% | 0.01546% | 0.01443% | 0.02058% | 0.01404% | 0.01546% | 0.01075% | 0.01631% | 0.01389% | 0.0144% | 0.0144% | 0.01389% | 0.01546% | 0.01404% | 0.01546% | 0.01443% | 0.02058% | 0.02056% | 0.02056%
8149 | 0.01975% | 0.01798% | 0.0196% | 0.01436% | 0.01487% | 0.009993% | 0.01615% | 0.01319% | 0.01406% | 0.01319% | 0.01487% | 0.01436% | 0.01487% | 0.01444% | 0.02088% | 0.01436% | 0.01487% | 0.009993% | 0.01615% | 0.01319% | 0.01406% | 0.01406% | 0.01319% | 0.01487% | 0.01436% | 0.01487% | 0.01444% | 0.02088% | 0.01975% | 0.01975%
8150 | 0.01828% | 0.01733% | 0.01961% | 0.01457% | 0.01393% | 0.008945% | 0.0157% | 0.01245% | 0.01347% | 0.01245% | 0.01393% | 0.01457% | 0.01393% | 0.01458% | 0.02103% | 0.01457% | 0.01393% | 0.008945% | 0.0157% | 0.01245% | 0.01347% | 0.01347% | 0.01245% | 0.01393% | 0.01457% | 0.01393% | 0.01458% | 0.02103% | 0.01828% | 0.01828%
8151 | 0.01626% | 0.01469% | 0.01868% | 0.01468% | 0.01277% | 0.008139% | 0.01481% | 0.01216% | 0.01258% | 0.01216% | 0.01277% | 0.01468% | 0.01277% | 0.01467% | 0.02078% | 0.01468% | 0.01277% | 0.008139% | 0.01481% | 0.01216% | 0.01258% | 0.01258% | 0.01216% | 0.01277% | 0.01468% | 0.01277% | 0.01467% | 0.02078% | 0.01626% | 0.01626%
8152 | 0.01456% | 0.01228% | 0.01827% | 0.01469% | 0.012% | 0.007837% | 0.01364% | 0.0125% | 0.01199% | 0.0125% | 0.012% | 0.01469% | 0.012% | 0.01465% | 0.01985% | 0.01469% | 0.012% | 0.007837% | 0.01364% | 0.0125% | 0.01199% | 0.01199% | 0.0125% | 0.012% | 0.01469% | 0.012% | 0.01465% | 0.01985% | 0.01456% | 0.01456%
8153 | 0.01445% | 0.01111% | 0.01818% | 0.0155% | 0.01214% | 0.00911% | 0.01396% | 0.01111% | 0.01182% | 0.01111% | 0.01214% | 0.0155% | 0.01214% | 0.01545% | 0.01991% | 0.0155% | 0.01214% | 0.00911% | 0.01396% | 0.01111% | 0.01182% | 0.01182% | 0.01111% | 0.01214% | 0.0155% | 0.01214% | 0.01545% | 0.01991% | 0.01445% | 0.01445%
8154 | 0.01374% | 0.009441% | 0.01834% | 0.01564% | 0.0118% | 0.01008% | 0.01372% | 0.01098% | 0.01159% | 0.01098% | 0.0118% | 0.01564% | 0.0118% | 0.01552% | 0.01832% | 0.01564% | 0.0118% | 0.01008% | 0.01372% | 0.01098% | 0.01159% | 0.01159% | 0.01098% | 0.0118% | 0.01564% | 0.0118% | 0.01552% | 0.01832% | 0.01374% | 0.01374%
8155 | 0.01281% | 0.008812% | 0.01816% | 0.01522% | 0.01114% | 0.01116% | 0.01321% | 0.01088% | 0.01103% | 0.01088% | 0.01114% | 0.01522% | 0.01114% | 0.01508% | 0.01587% | 0.01522% | 0.01114% | 0.01116% | 0.01321% | 0.01088% | 0.01103% | 0.01103% | 0.01088% | 0.01114% | 0.01522% | 0.01114% | 0.01508% | 0.01587% | 0.01281% | 0.01281%
8156 | 0.01215% | 0.008445% | 0.0158% | 0.0145% | 0.01046% | 0.01221% | 0.01274% | 0.01091% | 0.01051% | 0.01091% | 0.01046% | 0.0145% | 0.01046% | 0.0145% | 0.014% | 0.0145% | 0.01046% | 0.01221% | 0.01274% | 0.01091% | 0.01051% | 0.01051% | 0.01091% | 0.01046% | 0.0145% | 0.01046% | 0.0145% | 0.014% | 0.01215% | 0.01215%
8157 | 0.01185% | 0.008289% | 0.01231% | 0.01358% | 0.009963% | 0.01265% | 0.01206% | 0.011% | 0.01005% | 0.011% | 0.009963% | 0.01358% | 0.009963% | 0.01371% | 0.01279% | 0.01358% | 0.009963% | 0.01265% | 0.01206% | 0.011% | 0.01005% | 0.01005% | 0.011% | 0.009963% | 0.01358% | 0.009963% | 0.01371% | 0.01279% | 0.01185% | 0.01185%
8158 | 0.008332% | 0.008248% | 0.008002% | 0.01204% | 0.009716% | 0.0129% | 0.01149% | 0.01128% | 0.009818% | 0.01128% | 0.009716% | 0.01204% | 0.009716% | 0.01194% | 0.01215% | 0.01204% | 0.009716% | 0.0129% | 0.01149% | 0.01128% | 0.009818% | 0.009818% | 0.01128% | 0.009716% | 0.01204% | 0.009716% | 0.01194% | 0.01215% | 0.008332% | 0.008332%
8159 | 0.008605% | 0.008233% | 0.007891% | 0.009786% | 0.009712% | 0.013% | 0.01094% | 0.01152% | 0.009773% | 0.01152% | 0.009712% | 0.009786% | 0.009712% | 0.00883% | 0.01162% | 0.009786% | 0.009712% | 0.013% | 0.01094% | 0.01152% | 0.009773% | 0.009773% | 0.01152% | 0.009712% | 0.009786% | 0.009712% | 0.00883% | 0.01162% | 0.008605% | 0.008605%
8160 | 0.00857% | 0.008234% | 0.008012% | 0.008257% | 0.009743% | 0.01299% | 0.01062% | 0.01162% | 0.00983% | 0.01162% | 0.009743% | 0.008257% | 0.009743% | 0.0067% | 0.01093% | 0.008257% | 0.009743% | 0.01299% | 0.01062% | 0.01162% | 0.00983% | 0.00983% | 0.01162% | 0.009743% | 0.008257% | 0.009743% | 0.0067% | 0.01093% | 0.00857% | 0.00857%
8161 | 0.008736% | 0.008183% | 0.008149% | 0.007435% | 0.009789% | 0.01291% | 0.01048% | 0.009943% | 0.009854% | 0.009943% | 0.009789% | 0.007435% | 0.009789% | 0.006356% | 0.01073% | 0.007435% | 0.009789% | 0.01291% | 0.01048% | 0.009943% | 0.009854% | 0.009854% | 0.009943% | 0.009789% | 0.007435% | 0.009789% | 0.006356% | 0.01073% | 0.008736% | 0.008736%
8162 | 0.008813% | 0.008164% | 0.008329% | 0.006843% | 0.009712% | 0.01286% | 0.01038% | 0.008622% | 0.009828% | 0.008622% | 0.009712% | 0.006843% | 0.009712% | 0.006313% | 0.01056% | 0.006843% | 0.009712% | 0.01286% | 0.01038% | 0.008622% | 0.009828% | 0.009828% | 0.008622% | 0.009712% | 0.006843% | 0.009712% | 0.006313% | 0.01056% | 0.008813% | 0.008813%
8163 | 0.008914% | 0.00818% | 0.008434% | 0.00677% | 0.009769% | 0.01285% | 0.01051% | 0.007623% | 0.01001% | 0.007623% | 0.009769% | 0.00677% | 0.009769% | 0.006451% | 0.01077% | 0.00677% | 0.009769% | 0.01285% | 0.01051% | 0.007623% | 0.01001% | 0.01001% | 0.007623% | 0.009769% | 0.00677% | 0.009769% | 0.006451% | 0.01077% | 0.008914% | 0.008914%
8164 | 0.009257% | 0.008185% | 0.008411% | 0.00685% | 0.01003% | 0.01289% | 0.01065% | 0.007119% | 0.01047% | 0.007119% | 0.01003% | 0.00685% | 0.01003% | 0.00687% | 0.01123% | 0.00685% | 0.01003% | 0.01289% | 0.01065% | 0.007119% | 0.01047% | 0.01047% | 0.007119% | 0.01003% | 0.00685% | 0.01003% | 0.00687% | 0.01123% | 0.009257% | 0.009257%
8165 | 0.01023% | 0.008163% | 0.008509% | 0.007078% | 0.0106% | 0.01297% | 0.01107% | 0.007196% | 0.01101% | 0.007196% | 0.0106% | 0.007078% | 0.0106% | 0.007373% | 0.01189% | 0.007078% | 0.0106% | 0.01297% | 0.01107% | 0.007196% | 0.01101% | 0.01101% | 0.007196% | 0.0106% | 0.007078% | 0.0106% | 0.007373% | 0.01189% | 0.01023% | 0.01023%
8166 | 0.01224% | 0.008204% | 0.008776% | 0.008267% | 0.01167% | 0.01301% | 0.01199% | 0.008285% | 0.01202% | 0.008285% | 0.01167% | 0.008267% | 0.01167% | 0.008288% | 0.01336% | 0.008267% | 0.01167% | 0.01301% | 0.01199% | 0.008285% | 0.01202% | 0.01202% | 0.008285% | 0.01167% | 0.008267% | 0.01167% | 0.008288% | 0.01336% | 0.01224% | 0.01224%
8167 | 0.01905% | 0.008636% | 0.016% | 0.009146% | 0.01314% | 0.01322% | 0.0135% | 0.01005% | 0.01314% | 0.01005% | 0.01314% | 0.009146% | 0.01314% | 0.009918% | 0.01569% | 0.009146% | 0.01314% | 0.01322% | 0.0135% | 0.01005% | 0.01314% | 0.01314% | 0.01005% | 0.01314% | 0.009146% | 0.01314% | 0.009918% | 0.01569% | 0.01905% | 0.01905%
8168 | 0.0184% | 0.009703% | 0.01713% | 0.009822% | 0.01385% | 0.01244% | 0.0134% | 0.01223% | 0.01371% | 0.01223% | 0.01385% | 0.009822% | 0.01385% | 0.01108% | 0.01612% | 0.009822% | 0.01385% | 0.01244% | 0.0134% | 0.01223% | 0.01371% | 0.01371% | 0.01223% | 0.01385% | 0.009822% | 0.01385% | 0.01108% | 0.01612% | 0.0184% | 0.0184%
8169 | 0.01982% | 0.01261% | 0.0188% | 0.01188% | 0.01495% | 0.01206% | 0.01442% | 0.01434% | 0.01442% | 0.01434% | 0.01495% | 0.01188% | 0.01495% | 0.01372% | 0.01771% | 0.01188% | 0.01495% | 0.01206% | 0.01442% | 0.01434% | 0.01442% | 0.01442% | 0.01434% | 0.01495% | 0.01188% | 0.01495% | 0.01372% | 0.01771% | 0.01982% | 0.01982%
8170 | 0.0208% | 0.01563% | 0.01929% | 0.01333% | 0.01597% | 0.01184% | 0.01561% | 0.01477% | 0.01518% | 0.01477% | 0.01597% | 0.01333% | 0.01597% | 0.01485% | 0.0194% | 0.01333% | 0.01597% | 0.01184% | 0.01561% | 0.01477% | 0.01518% | 0.01518% | 0.01477% | 0.01597% | 0.01333% | 0.01597% | 0.01485% | 0.0194% | 0.0208% | 0.0208%
8171 | 0.02118% | 0.01781% | 0.01993% | 0.01413% | 0.01636% | 0.01172% | 0.01648% | 0.01515% | 0.01534% | 0.01515% | 0.01636% | 0.01413% | 0.01636% | 0.01522% | 0.02064% | 0.01413% | 0.01636% | 0.01172% | 0.01648% | 0.01515% | 0.01534% | 0.01534% | 0.01515% | 0.01636% | 0.01413% | 0.01636% | 0.01522% | 0.02064% | 0.02118% | 0.02118%
8172 | 0.02094% | 0.01836% | 0.01989% | 0.01455% | 0.016% | 0.01141% | 0.01674% | 0.01489% | 0.01493% | 0.01489% | 0.016% | 0.01455% | 0.016% | 0.01531% | 0.02127% | 0.01455% | 0.016% | 0.01141% | 0.01674% | 0.01489% | 0.01493% | 0.01493% | 0.01489% | 0.016% | 0.01455% | 0.016% | 0.01531% | 0.02127% | 0.02094% | 0.02094%
8173 | 0.02012% | 0.01797% | 0.01999% | 0.01483% | 0.01529% | 0.01057% | 0.0165% | 0.01394% | 0.01439% | 0.01394% | 0.01529% | 0.01483% | 0.01529% | 0.01534% | 0.02143% | 0.01483% | 0.01529% | 0.01057% | 0.0165% | 0.01394% | 0.01439% | 0.01439% | 0.01394% | 0.01529% | 0.01483% | 0.01529% | 0.01534% | 0.02143% | 0.02012% | 0.02012%
8174 | 0.01857% | 0.01717% | 0.0199% | 0.01498% | 0.01421% | 0.009424% | 0.01591% | 0.01306% | 0.01363% | 0.01306% | 0.01421% | 0.01498% | 0.01421% | 0.01539% | 0.02117% | 0.01498% | 0.01421% | 0.009424% | 0.01591% | 0.01306% | 0.01363% | 0.01363% | 0.01306% | 0.01421% | 0.01498% | 0.01421% | 0.01539% | 0.02117% | 0.01857% | 0.01857%
8175 | 0.01636% | 0.01456% | 0.01881% | 0.01497% | 0.01298% | 0.008526% | 0.01497% | 0.0126% | 0.01265% | 0.0126% | 0.01298% | 0.01497% | 0.01298% | 0.0153% | 0.02072% | 0.01497% | 0.01298% | 0.008526% | 0.01497% | 0.0126% | 0.01265% | 0.01265% | 0.0126% | 0.01298% | 0.01497% | 0.01298% | 0.0153% | 0.02072% | 0.01636% | 0.01636%
8176 | 0.01449% | 0.0121% | 0.01833% | 0.01488% | 0.01205% | 0.008175% | 0.01375% | 0.01275% | 0.01194% | 0.01275% | 0.01205% | 0.01488% | 0.01205% | 0.01505% | 0.01972% | 0.01488% | 0.01205% | 0.008175% | 0.01375% | 0.01275% | 0.01194% | 0.01194% | 0.01275% | 0.01205% | 0.01488% | 0.01205% | 0.01505% | 0.01972% | 0.01449% | 0.01449%
8177 | 0.01441% | 0.01099% | 0.01829% | 0.01561% | 0.01225% | 0.009322% | 0.01412% | 0.01143% | 0.01188% | 0.01143% | 0.01225% | 0.01561% | 0.01225% | 0.01565% | 0.01988% | 0.01561% | 0.01225% | 0.009322% | 0.01412% | 0.01143% | 0.01188% | 0.01188% | 0.01143% | 0.01225% | 0.01561% | 0.01225% | 0.01565% | 0.01988% | 0.01441% | 0.01441%
8178 | 0.01363% | 0.009305% | 0.01846% | 0.01569% | 0.0119% | 0.01019% | 0.01385% | 0.01124% | 0.01164% | 0.01124% | 0.0119% | 0.01569% | 0.0119% | 0.01552% | 0.0183% | 0.01569% | 0.0119% | 0.01019% | 0.01385% | 0.01124% | 0.01164% | 0.01164% | 0.01124% | 0.0119% | 0.01569% | 0.0119% | 0.01552% | 0.0183% | 0.01363% | 0.01363%
8179 | 0.01271% | 0.008691% | 0.01829% | 0.0152% | 0.01118% | 0.01122% | 0.0133% | 0.0111% | 0.01106% | 0.0111% | 0.01118% | 0.0152% | 0.01118% | 0.01492% | 0.01581% | 0.0152% | 0.01118% | 0.01122% | 0.0133% | 0.0111% | 0.01106% | 0.01106% | 0.0111% | 0.01118% | 0.0152% | 0.01118% | 0.01492% | 0.01581% | 0.01271% | 0.01271%
8180 | 0.01214% | 0.008404% | 0.01592% | 0.01445% | 0.01044% | 0.01224% | 0.01281% | 0.01104% | 0.01048% | 0.01104% | 0.01044% | 0.01445% | 0.01044% | 0.01426% | 0.014% | 0.01445% | 0.01044% | 0.01224% | 0.01281% | 0.01104% | 0.01048% | 0.01048% | 0.01104% | 0.01044% | 0.01445% | 0.01044% | 0.01426% | 0.014% | 0.01214% | 0.01214%
8181 | 0.01184% | 0.008261% | 0.01244% | 0.01351% | 0.009905% | 0.01261% | 0.01209% | 0.01104% | 0.009987% | 0.01104% | 0.009905% | 0.01351% | 0.009905% | 0.01341% | 0.01282% | 0.01351% | 0.009905% | 0.01261% | 0.01209% | 0.01104% | 0.009987% | 0.009987% | 0.01104% | 0.009905% | 0.01351% | 0.009905% | 0.01341% | 0.01282% | 0.01184% | 0.01184%
8182 | 0.008326% | 0.008208% | 0.007992% | 0.01198% | 0.009682% | 0.01275% | 0.01153% | 0.01137% | 0.009792% | 0.01137% | 0.009682% | 0.01198% | 0.009682% | 0.01171% | 0.01221% | 0.01198% | 0.009682% | 0.01275% | 0.01153% | 0.01137% | 0.009792% | 0.009792% | 0.01137% | 0.009682% | 0.01198% | 0.009682% | 0.01171% | 0.01221% | 0.008326% | 0.008326%
8183 | 0.008495% | 0.008188% | 0.007717% | 0.009762% | 0.009738% | 0.01283% | 0.01099% | 0.01168% | 0.009812% | 0.01168% | 0.009738% | 0.009762% | 0.009738% | 0.008691% | 0.01172% | 0.009762% | 0.009738% | 0.01283% | 0.01099% | 0.01168% | 0.009812% | 0.009812% | 0.01168% | 0.009738% | 0.009762% | 0.009738% | 0.008691% | 0.01172% | 0.008495% | 0.008495%
8184 | 0.008551% | 0.008173% | 0.00818% | 0.008277% | 0.009721% | 0.01286% | 0.01068% | 0.01157% | 0.00978% | 0.01157% | 0.009721% | 0.008277% | 0.009721% | 0.006714% | 0.01121% | 0.008277% | 0.009721% | 0.01286% | 0.01068% | 0.01157% | 0.00978% | 0.00978% | 0.01157% | 0.009721% | 0.008277% | 0.009721% | 0.006714% | 0.01121% | 0.008551% | 0.008551%
8185 | 0.007653% | 0.009757% | 0.007409% | 0.007204% | 0.01029% | 0.01339% | 0.01049% | 0.009115% | 0.009773% | 0.009115% | 0.01029% | 0.007204% | 0.01029% | 0.007429% | 0.01062% | 0.007204% | 0.01029% | 0.01339% | 0.01049% | 0.009115% | 0.009773% | 0.009773% | 0.009115% | 0.01029% | 0.007204% | 0.01029% | 0.007429% | 0.01062% | 0.007653% | 0.007653%
8186 | 0.007623% | 0.009985% | 0.007459% | 0.006736% | 0.01007% | 0.01335% | 0.01064% | 0.008614% | 0.009783% | 0.008614% | 0.01007% | 0.006736% | 0.01007% | 0.006618% | 0.01083% | 0.006736% | 0.01007% | 0.01335% | 0.01064% | 0.008614% | 0.009783% | 0.009783% | 0.008614% | 0.01007% | 0.006736% | 0.01007% | 0.006618% | 0.01083% | 0.007623% | 0.007623%
8187 | 0.007512% | 0.01006% | 0.0074% | 0.006672% | 0.009997% | 0.01334% | 0.01061% | 0.007925% | 0.00991% | 0.007925% | 0.009997% | 0.006672% | 0.009997% | 0.006196% | 0.01076% | 0.006672% | 0.009997% | 0.01334% | 0.01061% | 0.007925% | 0.00991% | 0.00991% | 0.007925% | 0.009997% | 0.006672% | 0.009997% | 0.006196% | 0.01076% | 0.007512% | 0.007512%
8188 | 0.007455% | 0.01008% | 0.007427% | 0.006709% | 0.0102% | 0.01333% | 0.01059% | 0.007656% | 0.01012% | 0.007656% | 0.0102% | 0.006709% | 0.0102% | 0.006273% | 0.0107% | 0.006709% | 0.0102% | 0.01333% | 0.01059% | 0.007656% | 0.01012% | 0.01012% | 0.007656% | 0.0102% | 0.006709% | 0.0102% | 0.006273% | 0.0107% | 0.007455% | 0.007455%
8189 | 0.007514% | 0.01016% | 0.007645% | 0.00691% | 0.01051% | 0.01335% | 0.01063% | 0.00774% | 0.01021% | 0.00774% | 0.01051% | 0.00691% | 0.01051% | 0.006737% | 0.01078% | 0.00691% | 0.01051% | 0.01335% | 0.01063% | 0.00774% | 0.01021% | 0.01021% | 0.00774% | 0.01051% | 0.00691% | 0.01051% | 0.006737% | 0.01078% | 0.007514% | 0.007514%
8190 | 0.007511% | 0.01021% | 0.007551% | 0.007705% | 0.01054% | 0.01339% | 0.01066% | 0.008389% | 0.01028% | 0.008389% | 0.01054% | 0.007705% | 0.01054% | 0.00756% | 0.01083% | 0.007705% | 0.01054% | 0.01339% | 0.01066% | 0.008389% | 0.01028% | 0.01028% | 0.008389% | 0.01054% | 0.007705% | 0.01054% | 0.00756% | 0.01083% | 0.007511% | 0.007511%
8191 | 0.01306% | 0.01034% | 0.01228% | 0.0085% | 0.01074% | 0.01358% | 0.01083% | 0.009802% | 0.01051% | 0.009802% | 0.01074% | 0.0085% | 0.01074% | 0.009074% | 0.01085% | 0.0085% | 0.01074% | 0.01358% | 0.01083% | 0.009802% | 0.01051% | 0.01051% | 0.009802% | 0.01074% | 0.0085% | 0.01074% | 0.009074% | 0.01085% | 0.01306% | 0.01306%
8192 | 0.00916% | 0.01037% | 0.008997% | 0.009146% | 0.01017% | 0.01268% | 0.009218% | 0.01154% | 0.0102% | 0.01154% | 0.01017% | 0.009146% | 0.01017% | 0.01036% | 0.008423% | 0.009146% | 0.01017% | 0.01268% | 0.009218% | 0.01154% | 0.0102% | 0.0102% | 0.01154% | 0.01017% | 0.009146% | 0.01017% | 0.01036% | 0.008423% | 0.00916% | 0.00916%
8193 | 0.008177% | 0.01089% | 0.008024% | 0.0111% | 0.01005% | 0.01206% | 0.008906% | 0.01363% | 0.009922% | 0.01363% | 0.01005% | 0.0111% | 0.01005% | 0.01292% | 0.006997% | 0.0111% | 0.01005% | 0.01206% | 0.008906% | 0.01363% | 0.009922% | 0.009922% | 0.01363% | 0.01005% | 0.0111% | 0.01005% | 0.01292% | 0.006997% | 0.008177% | 0.008177%
8194 | 0.007747% | 0.01186% | 0.007669% | 0.01245% | 0.01024% | 0.0116% | 0.008961% | 0.01404% | 0.009983% | 0.01404% | 0.01024% | 0.01245% | 0.01024% | 0.01412% | 0.006208% | 0.01245% | 0.01024% | 0.0116% | 0.008961% | 0.01404% | 0.009983% | 0.009983% | 0.01404% | 0.01024% | 0.01245% | 0.01024% | 0.01412% | 0.006208% | 0.007747% | 0.007747%
8195 | 0.007429% | 0.01301% | 0.007111% | 0.0132% | 0.01027% | 0.01121% | 0.009192% | 0.01481% | 0.009998% | 0.01481% | 0.01027% | 0.0132% | 0.01027% | 0.01432% | 0.005672% | 0.0132% | 0.01027% | 0.01121% | 0.009192% | 0.01481% | 0.009998% | 0.009998% | 0.01481% | 0.01027% | 0.0132% | 0.01027% | 0.01432% | 0.005672% | 0.007429% | 0.007429%
8196 | 0.007236% | 0.0138% | 0.006933% | 0.01367% | 0.009973% | 0.01059% | 0.009452% | 0.01491% | 0.009854% | 0.01491% | 0.009973% | 0.01367% | 0.009973% | 0.01422% | 0.005337% | 0.01367% | 0.009973% | 0.01059% | 0.009452% | 0.01491% | 0.009854% | 0.009854% | 0.01491% | 0.009973% | 0.01367% | 0.009973% | 0.01422% | 0.005337% | 0.007236% | 0.007236%
8197 | 0.006977% | 0.01363% | 0.006719% | 0.01404% | 0.009723% | 0.009753% | 0.009447% | 0.01469% | 0.009791% | 0.01469% | 0.009723% | 0.01404% | 0.009723% | 0.01414% | 0.005098% | 0.01404% | 0.009723% | 0.009753% | 0.009447% | 0.01469% | 0.009791% | 0.009791% | 0.01469% | 0.009723% | 0.01404% | 0.009723% | 0.01414% | 0.005098% | 0.006977% | 0.006977%
8198 | 0.006814% | 0.01297% | 0.006584% | 0.01425% | 0.009656% | 0.008723% | 0.009218% | 0.01452% | 0.009759% | 0.01452% | 0.009656% | 0.01425% | 0.009656% | 0.01419% | 0.004987% | 0.01425% | 0.009656% | 0.008723% | 0.009218% | 0.01452% | 0.009759% | 0.009759% | 0.01452% | 0.009656% | 0.01425% | 0.009656% | 0.01419% | 0.004987% | 0.006814% | 0.006814%
8199 | 0.006767% | 0.01187% | 0.006691% | 0.01422% | 0.009643% | 0.007913% | 0.008933% | 0.01442% | 0.009743% | 0.01442% | 0.009643% | 0.01422% | 0.009643% | 0.01439% | 0.00502% | 0.01422% | 0.009643% | 0.007913% | 0.008933% | 0.01442% | 0.009743% | 0.009743% | 0.01442% | 0.009643% | 0.01422% | 0.009643% | 0.01439% | 0.00502% | 0.006767% | 0.006767%
8200 | 0.00684% | 0.01089% | 0.006669% | 0.01418% | 0.009725% | 0.007656% | 0.008674% | 0.01459% | 0.00979% | 0.01459% | 0.009725% | 0.01418% | 0.009725% | 0.01469% | 0.00522% | 0.01418% | 0.009725% | 0.007656% | 0.008674% | 0.01459% | 0.00979% | 0.00979% | 0.01459% | 0.009725% | 0.01418% | 0.009725% | 0.01469% | 0.00522% | 0.00684% | 0.00684%
8201 | 0.008565% | 0.01043% | 0.008284% | 0.01497% | 0.01045% | 0.008912% | 0.009997% | 0.01308% | 0.01008% | 0.01308% | 0.01045% | 0.01497% | 0.01045% | 0.01604% | 0.007398% | 0.01497% | 0.01045% | 0.008912% | 0.009997% | 0.01308% | 0.01008% | 0.01008% | 0.01308% | 0.01045% | 0.01497% | 0.01045% | 0.01604% | 0.007398% | 0.008565% | 0.008565%
8202 | 0.009431% | 0.00984% | 0.009101% | 0.0151% | 0.01069% | 0.01003% | 0.01043% | 0.01283% | 0.01017% | 0.01283% | 0.01069% | 0.0151% | 0.01069% | 0.01666% | 0.00854% | 0.0151% | 0.01069% | 0.01003% | 0.01043% | 0.01283% | 0.01017% | 0.01017% | 0.01283% | 0.01069% | 0.0151% | 0.01069% | 0.01666% | 0.00854% | 0.009431% | 0.009431%
8203 | 0.009831% | 0.009601% | 0.009478% | 0.01466% | 0.01057% | 0.01128% | 0.01028% | 0.01262% | 0.01012% | 0.01262% | 0.01057% | 0.01466% | 0.01057% | 0.01668% | 0.008846% | 0.01466% | 0.01057% | 0.01128% | 0.01028% | 0.01262% | 0.01012% | 0.01012% | 0.01262% | 0.01057% | 0.01466% | 0.01057% | 0.01668% | 0.008846% | 0.009831% | 0.009831%
8204 | 0.01015% | 0.009539% | 0.009964% | 0.01392% | 0.01029% | 0.01262% | 0.01018% | 0.0123% | 0.01001% | 0.0123% | 0.01029% | 0.01392% | 0.01029% | 0.01639% | 0.00906% | 0.01392% | 0.01029% | 0.01262% | 0.01018% | 0.0123% | 0.01001% | 0.01001% | 0.0123% | 0.01029% | 0.01392% | 0.01029% | 0.01639% | 0.00906% | 0.01015% | 0.01015%
8205 | 0.01038% | 0.009565% | 0.01001% | 0.01293% | 0.01003% | 0.01302% | 0.01021% | 0.01189% | 0.009839% | 0.01189% | 0.01003% | 0.01293% | 0.01003% | 0.0157% | 0.00925% | 0.01293% | 0.01003% | 0.01302% | 0.01021% | 0.01189% | 0.009839% | 0.009839% | 0.01189% | 0.01003% | 0.01293% | 0.01003% | 0.0157% | 0.00925% | 0.01038% | 0.01038%
8206 | 0.007309% | 0.009616% | 0.007183% | 0.01137% | 0.009762% | 0.01323% | 0.01023% | 0.01167% | 0.009656% | 0.01167% | 0.009762% | 0.01137% | 0.009762% | 0.01386% | 0.009475% | 0.01137% | 0.009762% | 0.01323% | 0.01023% | 0.01167% | 0.009656% | 0.009656% | 0.01167% | 0.009762% | 0.01137% | 0.009762% | 0.01386% | 0.009475% | 0.007309% | 0.007309%
8207 | 0.007647% | 0.009641% | 0.007308% | 0.009077% | 0.00952% | 0.01348% | 0.01028% | 0.01115% | 0.009346% | 0.01115% | 0.00952% | 0.009077% | 0.00952% | 0.01054% | 0.009463% | 0.009077% | 0.00952% | 0.01348% | 0.01028% | 0.01115% | 0.009346% | 0.009346% | 0.01115% | 0.00952% | 0.009077% | 0.00952% | 0.01054% | 0.009463% | 0.007647% | 0.007647%
8208 | 0.007881% | 0.009329% | 0.007502% | 0.007711% | 0.00954% | 0.01336% | 0.01042% | 0.01058% | 0.009369% | 0.01058% | 0.00954% | 0.007711% | 0.00954% | 0.007827% | 0.009843% | 0.007711% | 0.00954% | 0.01336% | 0.01042% | 0.01058% | 0.009369% | 0.009369% | 0.01058% | 0.00954% | 0.007711% | 0.00954% | 0.007827% | 0.009843% | 0.007881% | 0.007881%
8209 | 0.006841% | 0.007667% | 0.006555% | 0.007217% | 0.008286% | 0.0135% | 0.009029% | 0.009452% | 0.008473% | 0.009452% | 0.008286% | 0.007217% | 0.008286% | 0.006463% | 0.009298% | 0.007217% | 0.008286% | 0.0135% | 0.009029% | 0.009452% | 0.008473% | 0.008473% | 0.009452% | 0.008286% | 0.007217% | 0.008286% | 0.006463% | 0.009298% | 0.006841% | 0.006841%
8210 | 0.006859% | 0.007607% | 0.006562% | 0.00678% | 0.008419% | 0.01357% | 0.009213% | 0.009011% | 0.008608% | 0.009011% | 0.008419% | 0.00678% | 0.008419% | 0.006059% | 0.009311% | 0.00678% | 0.008419% | 0.01357% | 0.009213% | 0.009011% | 0.008608% | 0.008608% | 0.009011% | 0.008419% | 0.00678% | 0.008419% | 0.006059% | 0.009311% | 0.006859% | 0.006859%
8211 | 0.006937% | 0.00755% | 0.006694% | 0.006719% | 0.008619% | 0.01361% | 0.009393% | 0.008474% | 0.008759% | 0.008474% | 0.008619% | 0.006719% | 0.008619% | 0.005924% | 0.009356% | 0.006719% | 0.008619% | 0.01361% | 0.009393% | 0.008474% | 0.008759% | 0.008759% | 0.008474% | 0.008619% | 0.006719% | 0.008619% | 0.005924% | 0.009356% | 0.006937% | 0.006937%
8212 | 0.006761% | 0.007551% | 0.006903% | 0.006723% | 0.008567% | 0.01367% | 0.009513% | 0.008096% | 0.008453% | 0.008096% | 0.008567% | 0.006723% | 0.008567% | 0.006051% | 0.009379% | 0.006723% | 0.008567% | 0.01367% | 0.009513% | 0.008096% | 0.008453% | 0.008453% | 0.008096% | 0.008567% | 0.006723% | 0.008567% | 0.006051% | 0.009379% | 0.006761% | 0.006761%
8213 | 0.006833% | 0.007541% | 0.006876% | 0.006834% | 0.008741% | 0.01373% | 0.009672% | 0.008317% | 0.008603% | 0.008317% | 0.008741% | 0.006834% | 0.008741% | 0.006603% | 0.009406% | 0.006834% | 0.008741% | 0.01373% | 0.009672% | 0.008317% | 0.008603% | 0.008603% | 0.008317% | 0.008741% | 0.006834% | 0.008741% | 0.006603% | 0.009406% | 0.006833% | 0.006833%
8214 | 0.006836% | 0.007539% | 0.006923% | 0.007739% | 0.009014% | 0.01384% | 0.009863% | 0.00923% | 0.008915% | 0.00923% | 0.009014% | 0.007739% | 0.009014% | 0.007549% | 0.009393% | 0.007739% | 0.009014% | 0.01384% | 0.009863% | 0.00923% | 0.008915% | 0.008915% | 0.00923% | 0.009014% | 0.007739% | 0.009014% | 0.007549% | 0.009393% | 0.006836% | 0.006836%
8215 | 0.01198% | 0.007602% | 0.01127% | 0.00818% | 0.008987% | 0.0139% | 0.009877% | 0.009788% | 0.008717% | 0.009788% | 0.008987% | 0.00818% | 0.008987% | 0.009136% | 0.009424% | 0.00818% | 0.008987% | 0.0139% | 0.009877% | 0.009788% | 0.008717% | 0.008717% | 0.009788% | 0.008987% | 0.00818% | 0.008987% | 0.009136% | 0.009424% | 0.01198% | 0.01198%
8216 | 0.008265% | 0.007648% | 0.007688% | 0.007921% | 0.008177% | 0.01299% | 0.008244% | 0.01068% | 0.00825% | 0.01068% | 0.008177% | 0.007921% | 0.008177% | 0.009742% | 0.007117% | 0.007921% | 0.008177% | 0.01299% | 0.008244% | 0.01068% | 0.00825% | 0.00825% | 0.01068% | 0.008177% | 0.007921% | 0.008177% | 0.009742% | 0.007117% | 0.008265% | 0.008265%
8217 | 0.007459% | 0.008073% | 0.007348% | 0.008807% | 0.008286% | 0.01247% | 0.008108% | 0.01296% | 0.008629% | 0.01296% | 0.008286% | 0.008807% | 0.008286% | 0.01135% | 0.006108% | 0.008807% | 0.008286% | 0.01247% | 0.008108% | 0.01296% | 0.008629% | 0.008629% | 0.01296% | 0.008286% | 0.008807% | 0.008286% | 0.01135% | 0.006108% | 0.007459% | 0.007459%
8218 | 0.006916% | 0.008664% | 0.006699% | 0.01004% | 0.008089% | 0.01209% | 0.007852% | 0.01365% | 0.008403% | 0.01365% | 0.008089% | 0.01004% | 0.008089% | 0.01283% | 0.005646% | 0.01004% | 0.008089% | 0.01209% | 0.007852% | 0.01365% | 0.008403% | 0.008403% | 0.01365% | 0.008089% | 0.01004% | 0.008089% | 0.01283% | 0.005646% | 0.006916% | 0.006916%
8219 | 0.006707% | 0.009424% | 0.006465% | 0.01133% | 0.007779% | 0.01166% | 0.007534% | 0.01407% | 0.008138% | 0.01407% | 0.007779% | 0.01133% | 0.007779% | 0.01383% | 0.005463% | 0.01133% | 0.007779% | 0.01166% | 0.007534% | 0.01407% | 0.008138% | 0.008138% | 0.01407% | 0.007779% | 0.01133% | 0.007779% | 0.01383% | 0.005463% | 0.006707% | 0.006707%
8220 | 0.006654% | 0.01038% | 0.006429% | 0.01247% | 0.007611% | 0.011% | 0.007325% | 0.01435% | 0.007963% | 0.01435% | 0.007611% | 0.01247% | 0.007611% | 0.01437% | 0.005456% | 0.01247% | 0.007611% | 0.011% | 0.007325% | 0.01435% | 0.007963% | 0.007963% | 0.01435% | 0.007611% | 0.01247% | 0.007611% | 0.01437% | 0.005456% | 0.006654% | 0.006654%
8221 | 0.006606% | 0.0108% | 0.006388% | 0.01344% | 0.00761% | 0.0102% | 0.007321% | 0.01449% | 0.008113% | 0.01449% | 0.00761% | 0.01344% | 0.00761% | 0.01453% | 0.005464% | 0.01344% | 0.00761% | 0.0102% | 0.007321% | 0.01449% | 0.008113% | 0.008113% | 0.01449% | 0.00761% | 0.01344% | 0.00761% | 0.01453% | 0.005464% | 0.006606% | 0.006606%
8222 | 0.006508% | 0.0108% | 0.006432% | 0.01391% | 0.007571% | 0.009209% | 0.007313% | 0.01467% | 0.008045% | 0.01467% | 0.007571% | 0.01391% | 0.007571% | 0.01461% | 0.005517% | 0.01391% | 0.007571% | 0.009209% | 0.007313% | 0.01467% | 0.008045% | 0.008045% | 0.01467% | 0.007571% | 0.01391% | 0.007571% | 0.01461% | 0.005517% | 0.006508% | 0.006508%
8223 | 0.006536% | 0.01021% | 0.006312% | 0.01397% | 0.007666% | 0.008507% | 0.00742% | 0.01474% | 0.008012% | 0.01474% | 0.007666% | 0.01397% | 0.007666% | 0.01474% | 0.005689% | 0.01397% | 0.007666% | 0.008507% | 0.00742% | 0.01474% | 0.008012% | 0.008012% | 0.01474% | 0.007666% | 0.01397% | 0.007666% | 0.01474% | 0.005689% | 0.006536% | 0.006536%
8224 | 0.006654% | 0.009259% | 0.006507% | 0.01378% | 0.007679% | 0.008381% | 0.007518% | 0.01469% | 0.007947% | 0.01469% | 0.007679% | 0.01378% | 0.007679% | 0.01485% | 0.00592% | 0.01378% | 0.007679% | 0.008381% | 0.007518% | 0.01469% | 0.007947% | 0.007947% | 0.01469% | 0.007679% | 0.01378% | 0.007679% | 0.01485% | 0.00592% | 0.006654% | 0.006654%
8225 | 0.008318% | 0.008676% | 0.008165% | 0.01426% | 0.008442% | 0.009727% | 0.009068% | 0.01298% | 0.008228% | 0.01298% | 0.008442% | 0.01426% | 0.008442% | 0.0159% | 0.008257% | 0.01426% | 0.008442% | 0.009727% | 0.009068% | 0.01298% | 0.008228% | 0.008228% | 0.01298% | 0.008442% | 0.01426% | 0.008442% | 0.0159% | 0.008257% | 0.008318% | 0.008318%
8226 | 0.009168% | 0.008086% | 0.00902% | 0.01397% | 0.008694% | 0.01082% | 0.009606% | 0.01252% | 0.008452% | 0.01252% | 0.008694% | 0.01397% | 0.008694% | 0.01595% | 0.009519% | 0.01397% | 0.008694% | 0.01082% | 0.009606% | 0.01252% | 0.008452% | 0.008452% | 0.01252% | 0.008694% | 0.01397% | 0.008694% | 0.01595% | 0.009519% | 0.009168% | 0.009168%
8227 | 0.009398% | 0.007767% | 0.009422% | 0.01313% | 0.008598% | 0.01199% | 0.009522% | 0.01235% | 0.008387% | 0.01235% | 0.008598% | 0.01313% | 0.008598% | 0.01525% | 0.0099% | 0.01313% | 0.008598% | 0.01199% | 0.009522% | 0.01235% | 0.008387% | 0.008387% | 0.01235% | 0.008598% | 0.01313% | 0.008598% | 0.01525% | 0.0099% | 0.009398% | 0.009398%
8228 | 0.009739% | 0.007776% | 0.00947% | 0.01206% | 0.00868% | 0.01325% | 0.009497% | 0.0123% | 0.008522% | 0.0123% | 0.00868% | 0.01206% | 0.00868% | 0.01421% | 0.01035% | 0.01206% | 0.00868% | 0.01325% | 0.009497% | 0.0123% | 0.008522% | 0.008522% | 0.0123% | 0.00868% | 0.01206% | 0.00868% | 0.01421% | 0.01035% | 0.009739% | 0.009739%
8229 | 0.009937% | 0.007769% | 0.009627% | 0.01103% | 0.008778% | 0.01373% | 0.009534% | 0.01215% | 0.008661% | 0.01215% | 0.008778% | 0.01103% | 0.008778% | 0.01285% | 0.01069% | 0.01103% | 0.008778% | 0.01373% | 0.009534% | 0.01215% | 0.008661% | 0.008661% | 0.01215% | 0.008778% | 0.01103% | 0.008778% | 0.01285% | 0.01069% | 0.009937% | 0.009937%
8230 | 0.006602% | 0.007733% | 0.006568% | 0.01009% | 0.00887% | 0.01394% | 0.009598% | 0.01184% | 0.008715% | 0.01184% | 0.00887% | 0.01009% | 0.00887% | 0.01128% | 0.01086% | 0.01009% | 0.00887% | 0.01394% | 0.009598% | 0.01184% | 0.008715% | 0.008715% | 0.01184% | 0.00887% | 0.01009% | 0.00887% | 0.01128% | 0.01086% | 0.006602% | 0.006602%
8231 | 0.007122% | 0.007764% | 0.006971% | 0.009246% | 0.009103% | 0.01399% | 0.009744% | 0.01169% | 0.009033% | 0.01169% | 0.009103% | 0.009246% | 0.009103% | 0.00965% | 0.01115% | 0.009246% | 0.009103% | 0.01399% | 0.009744% | 0.01169% | 0.009033% | 0.009033% | 0.01169% | 0.009103% | 0.009246% | 0.009103% | 0.00965% | 0.01115% | 0.007122% | 0.007122%
8232 | 0.00746% | 0.008287% | 0.007131% | 0.008312% | 0.00941% | 0.01386% | 0.01001% | 0.01072% | 0.009203% | 0.01072% | 0.00941% | 0.008312% | 0.00941% | 0.008122% | 0.01092% | 0.008312% | 0.00941% | 0.01386% | 0.01001% | 0.01072% | 0.009203% | 0.009203% | 0.01072% | 0.00941% | 0.008312% | 0.00941% | 0.008122% | 0.01092% | 0.00746% | 0.00746%
8233 | 0.008968% | 0.008181% | 0.008445% | 0.00763% | 0.01072% | 0.01337% | 0.01154% | 0.01013% | 0.01021% | 0.01013% | 0.01072% | 0.00763% | 0.01072% | 0.006568% | 0.01182% | 0.00763% | 0.01072% | 0.01337% | 0.01154% | 0.01013% | 0.01021% | 0.01021% | 0.01013% | 0.01072% | 0.00763% | 0.01072% | 0.006568% | 0.01182% | 0.008968% | 0.008968%
8234 | 0.009155% | 0.008178% | 0.008646% | 0.007063% | 0.01054% | 0.01345% | 0.01129% | 0.008847% | 0.01014% | 0.008847% | 0.01054% | 0.007063% | 0.01054% | 0.006608% | 0.01174% | 0.007063% | 0.01054% | 0.01345% | 0.01129% | 0.008847% | 0.01014% | 0.01014% | 0.008847% | 0.01054% | 0.007063% | 0.01054% | 0.006608% | 0.01174% | 0.009155% | 0.009155%
8235 | 0.009222% | 0.008151% | 0.008692% | 0.006997% | 0.01066% | 0.01348% | 0.01137% | 0.007887% | 0.01028% | 0.007887% | 0.01066% | 0.006997% | 0.01066% | 0.006741% | 0.01186% | 0.006997% | 0.01066% | 0.01348% | 0.01137% | 0.007887% | 0.01028% | 0.01028% | 0.007887% | 0.01066% | 0.006997% | 0.01066% | 0.006741% | 0.01186% | 0.009222% | 0.009222%
8236 | 0.009608% | 0.008138% | 0.008839% | 0.007093% | 0.01081% | 0.01354% | 0.01147% | 0.007354% | 0.01078% | 0.007354% | 0.01081% | 0.007093% | 0.01081% | 0.007207% | 0.01222% | 0.007093% | 0.01081% | 0.01354% | 0.01147% | 0.007354% | 0.01078% | 0.01078% | 0.007354% | 0.01081% | 0.007093% | 0.01081% | 0.007207% | 0.01222% | 0.009608% | 0.009608%
8237 | 0.01057% | 0.008112% | 0.008811% | 0.00733% | 0.01136% | 0.0136% | 0.01191% | 0.007323% | 0.0112% | 0.007323% | 0.01136% | 0.00733% | 0.01136% | 0.007726% | 0.01282% | 0.00733% | 0.01136% | 0.0136% | 0.01191% | 0.007323% | 0.0112% | 0.0112% | 0.007323% | 0.01136% | 0.00733% | 0.01136% | 0.007726% | 0.01282% | 0.01057% | 0.01057%
8238 | 0.01268% | 0.008532% | 0.009075% | 0.008516% | 0.0124% | 0.0137% | 0.01281% | 0.008291% | 0.01215% | 0.008291% | 0.0124% | 0.008516% | 0.0124% | 0.008616% | 0.01404% | 0.008516% | 0.0124% | 0.0137% | 0.01281% | 0.008291% | 0.01215% | 0.01215% | 0.008291% | 0.0124% | 0.008516% | 0.0124% | 0.008616% | 0.01404% | 0.01268% | 0.01268%
8239 | 0.01953% | 0.008618% | 0.01661% | 0.009414% | 0.01388% | 0.0138% | 0.01429% | 0.01023% | 0.01333% | 0.01023% | 0.01388% | 0.009414% | 0.01388% | 0.0103% | 0.01626% | 0.009414% | 0.01388% | 0.0138% | 0.01429% | 0.01023% | 0.01333% | 0.01333% | 0.01023% | 0.01388% | 0.009414% | 0.01388% | 0.0103% | 0.01626% | 0.01953% | 0.01953%
8240 | 0.01895% | 0.009619% | 0.01799% | 0.01016% | 0.01466% | 0.01307% | 0.01422% | 0.01257% | 0.01395% | 0.01257% | 0.01466% | 0.01016% | 0.01466% | 0.01151% | 0.01666% | 0.01016% | 0.01466% | 0.01307% | 0.01422% | 0.01257% | 0.01395% | 0.01395% | 0.01257% | 0.01466% | 0.01016% | 0.01466% | 0.01151% | 0.01666% | 0.01895% | 0.01895%
8241 | 0.02018% | 0.01254% | 0.01941% | 0.01217% | 0.01547% | 0.01266% | 0.01506% | 0.01451% | 0.01449% | 0.01451% | 0.01547% | 0.01217% | 0.01547% | 0.01409% | 0.01799% | 0.01217% | 0.01547% | 0.01266% | 0.01506% | 0.01451% | 0.01449% | 0.01449% | 0.01451% | 0.01547% | 0.01217% | 0.01547% | 0.01409% | 0.01799% | 0.02018% | 0.02018%
8242 | 0.02101% | 0.01533% | 0.01964% | 0.01349% | 0.01623% | 0.01231% | 0.01604% | 0.01472% | 0.01499% | 0.01472% | 0.01623% | 0.01349% | 0.01623% | 0.01515% | 0.01932% | 0.01349% | 0.01623% | 0.01231% | 0.01604% | 0.01472% | 0.01499% | 0.01499% | 0.01472% | 0.01623% | 0.01349% | 0.01623% | 0.01515% | 0.01932% | 0.02101% | 0.02101%
8243 | 0.02132% | 0.01757% | 0.01999% | 0.01422% | 0.01648% | 0.01187% | 0.01676% | 0.01506% | 0.01508% | 0.01506% | 0.01648% | 0.01422% | 0.01648% | 0.01543% | 0.02031% | 0.01422% | 0.01648% | 0.01187% | 0.01676% | 0.01506% | 0.01508% | 0.01508% | 0.01506% | 0.01648% | 0.01422% | 0.01648% | 0.01543% | 0.02031% | 0.02132% | 0.02132%
8244 | 0.02106% | 0.0183% | 0.01991% | 0.01467% | 0.01622% | 0.01137% | 0.01703% | 0.01484% | 0.01475% | 0.01484% | 0.01622% | 0.01467% | 0.01622% | 0.01554% | 0.02114% | 0.01467% | 0.01622% | 0.01137% | 0.01703% | 0.01484% | 0.01475% | 0.01475% | 0.01484% | 0.01622% | 0.01467% | 0.01622% | 0.01554% | 0.02114% | 0.02106% | 0.02106%
8245 | 0.02016% | 0.01793% | 0.01992% | 0.01492% | 0.01548% | 0.01057% | 0.01677% | 0.01392% | 0.01419% | 0.01392% | 0.01548% | 0.01492% | 0.01548% | 0.01557% | 0.02137% | 0.01492% | 0.01548% | 0.01057% | 0.01677% | 0.01392% | 0.01419% | 0.01419% | 0.01392% | 0.01548% | 0.01492% | 0.01548% | 0.01557% | 0.02137% | 0.02016% | 0.02016%
8246 | 0.01858% | 0.01714% | 0.01987% | 0.01505% | 0.01446% | 0.009533% | 0.01622% | 0.0132% | 0.01355% | 0.0132% | 0.01446% | 0.01505% | 0.01446% | 0.01564% | 0.02127% | 0.01505% | 0.01446% | 0.009533% | 0.01622% | 0.0132% | 0.01355% | 0.01355% | 0.0132% | 0.01446% | 0.01505% | 0.01446% | 0.01564% | 0.02127% | 0.01858% | 0.01858%
8247 | 0.01647% | 0.01453% | 0.01888% | 0.01508% | 0.0133% | 0.00883% | 0.01534% | 0.01276% | 0.01263% | 0.01276% | 0.0133% | 0.01508% | 0.0133% | 0.01562% | 0.02096% | 0.01508% | 0.0133% | 0.00883% | 0.01534% | 0.01276% | 0.01263% | 0.01263% | 0.01276% | 0.0133% | 0.01508% | 0.0133% | 0.01562% | 0.02096% | 0.01647% | 0.01647%
8248 | 0.0147% | 0.01206% | 0.01847% | 0.015% | 0.0124% | 0.008676% | 0.01415% | 0.01301% | 0.01203% | 0.01301% | 0.0124% | 0.015% | 0.0124% | 0.01532% | 0.02002% | 0.015% | 0.0124% | 0.008676% | 0.01415% | 0.01301% | 0.01203% | 0.01203% | 0.01301% | 0.0124% | 0.015% | 0.0124% | 0.01532% | 0.02002% | 0.0147% | 0.0147%
8249 | 0.01454% | 0.01089% | 0.01843% | 0.01572% | 0.01258% | 0.009955% | 0.01447% | 0.01156% | 0.01192% | 0.01156% | 0.01258% | 0.01572% | 0.01258% | 0.01595% | 0.0201% | 0.01572% | 0.01258% | 0.009955% | 0.01447% | 0.01156% | 0.01192% | 0.01192% | 0.01156% | 0.01258% | 0.01572% | 0.01258% | 0.01595% | 0.0201% | 0.01454% | 0.01454%
8250 | 0.01386% | 0.009215% | 0.01873% | 0.01582% | 0.01232% | 0.01093% | 0.01424% | 0.01148% | 0.01175% | 0.01148% | 0.01232% | 0.01582% | 0.01232% | 0.01586% | 0.0186% | 0.01582% | 0.01232% | 0.01093% | 0.01424% | 0.01148% | 0.01175% | 0.01175% | 0.01148% | 0.01232% | 0.01582% | 0.01232% | 0.01586% | 0.0186% | 0.01386% | 0.01386%
8251 | 0.01296% | 0.008615% | 0.01861% | 0.01535% | 0.01164% | 0.01199% | 0.01371% | 0.01145% | 0.01126% | 0.01145% | 0.01164% | 0.01535% | 0.01164% | 0.01526% | 0.01621% | 0.01535% | 0.01164% | 0.01199% | 0.01371% | 0.01145% | 0.01126% | 0.01126% | 0.01145% | 0.01164% | 0.01535% | 0.01164% | 0.01526% | 0.01621% | 0.01296% | 0.01296%
8252 | 0.01235% | 0.008325% | 0.01617% | 0.01459% | 0.01094% | 0.01302% | 0.01322% | 0.01144% | 0.01071% | 0.01144% | 0.01094% | 0.01459% | 0.01094% | 0.01454% | 0.01447% | 0.01459% | 0.01094% | 0.01302% | 0.01322% | 0.01144% | 0.01071% | 0.01071% | 0.01144% | 0.01094% | 0.01459% | 0.01094% | 0.01454% | 0.01447% | 0.01235% | 0.01235%
8253 | 0.01198% | 0.008215% | 0.01247% | 0.01366% | 0.01049% | 0.01345% | 0.01255% | 0.01158% | 0.01031% | 0.01158% | 0.01049% | 0.01366% | 0.01049% | 0.0137% | 0.01346% | 0.01366% | 0.01049% | 0.01345% | 0.01255% | 0.01158% | 0.01031% | 0.01031% | 0.01158% | 0.01049% | 0.01366% | 0.01049% | 0.0137% | 0.01346% | 0.01198% | 0.01198%
8254 | 0.008424% | 0.008123% | 0.008335% | 0.01211% | 0.0102% | 0.01361% | 0.0119% | 0.01177% | 0.01005% | 0.01177% | 0.0102% | 0.01211% | 0.0102% | 0.01197% | 0.01267% | 0.01211% | 0.0102% | 0.01361% | 0.0119% | 0.01177% | 0.01005% | 0.01005% | 0.01177% | 0.0102% | 0.01211% | 0.0102% | 0.01197% | 0.01267% | 0.008424% | 0.008424%
8255 | 0.00863% | 0.008093% | 0.008196% | 0.009884% | 0.01017% | 0.0137% | 0.01127% | 0.01198% | 0.01% | 0.01198% | 0.01017% | 0.009884% | 0.01017% | 0.008948% | 0.01211% | 0.009884% | 0.01017% | 0.0137% | 0.01127% | 0.01198% | 0.01% | 0.01% | 0.01198% | 0.01017% | 0.009884% | 0.01017% | 0.008948% | 0.01211% | 0.00863% | 0.00863%
8256 | 0.008396% | 0.008027% | 0.008059% | 0.008492% | 0.01001% | 0.01376% | 0.01076% | 0.01155% | 0.009835% | 0.01155% | 0.01001% | 0.008492% | 0.01001% | 0.007229% | 0.01179% | 0.008492% | 0.01001% | 0.01376% | 0.01076% | 0.01155% | 0.009835% | 0.009835% | 0.01155% | 0.01001% | 0.008492% | 0.01001% | 0.007229% | 0.01179% | 0.008396% | 0.008396%
8257 | 0.008857% | 0.008089% | 0.008451% | 0.007558% | 0.01023% | 0.01367% | 0.01081% | 0.01011% | 0.009992% | 0.01011% | 0.01023% | 0.007558% | 0.01023% | 0.006585% | 0.01135% | 0.007558% | 0.01023% | 0.01367% | 0.01081% | 0.01011% | 0.009992% | 0.009992% | 0.01011% | 0.01023% | 0.007558% | 0.01023% | 0.006585% | 0.01135% | 0.008857% | 0.008857%
8258 | 0.008948% | 0.008064% | 0.008655% | 0.00694% | 0.01011% | 0.01365% | 0.01069% | 0.008729% | 0.009922% | 0.008729% | 0.01011% | 0.00694% | 0.01011% | 0.006556% | 0.01113% | 0.00694% | 0.01011% | 0.01365% | 0.01069% | 0.008729% | 0.009922% | 0.009922% | 0.008729% | 0.01011% | 0.00694% | 0.01011% | 0.006556% | 0.01113% | 0.008948% | 0.008948%
8259 | 0.009017% | 0.008082% | 0.008658% | 0.006862% | 0.01021% | 0.01362% | 0.01077% | 0.007803% | 0.01015% | 0.007803% | 0.01021% | 0.006862% | 0.01021% | 0.006665% | 0.01117% | 0.006862% | 0.01021% | 0.01362% | 0.01077% | 0.007803% | 0.01015% | 0.01015% | 0.007803% | 0.01021% | 0.006862% | 0.01021% | 0.006665% | 0.01117% | 0.009017% | 0.009017%
8260 | 0.009371% | 0.008051% | 0.008733% | 0.006918% | 0.01039% | 0.01361% | 0.0109% | 0.007221% | 0.01051% | 0.007221% | 0.01039% | 0.006918% | 0.01039% | 0.007095% | 0.01149% | 0.006918% | 0.01039% | 0.01361% | 0.0109% | 0.007221% | 0.01051% | 0.01051% | 0.007221% | 0.01039% | 0.006918% | 0.01039% | 0.007095% | 0.01149% | 0.009371% | 0.009371%
8261 | 0.01038% | 0.008065% | 0.00883% | 0.007194% | 0.01099% | 0.01367% | 0.01139% | 0.007314% | 0.01105% | 0.007314% | 0.01099% | 0.007194% | 0.01099% | 0.007669% | 0.01227% | 0.007194% | 0.01099% | 0.01367% | 0.01139% | 0.007314% | 0.01105% | 0.01105% | 0.007314% | 0.01099% | 0.007194% | 0.01099% | 0.007669% | 0.01227% | 0.01038% | 0.01038%
8262 | 0.01259% | 0.008614% | 0.009075% | 0.008455% | 0.01215% | 0.01378% | 0.0124% | 0.008485% | 0.01214% | 0.008485% | 0.01215% | 0.008455% | 0.01215% | 0.008612% | 0.01383% | 0.008455% | 0.01215% | 0.01378% | 0.0124% | 0.008485% | 0.01214% | 0.01214% | 0.008485% | 0.01215% | 0.008455% | 0.01215% | 0.008612% | 0.01383% | 0.01259% | 0.01259%
8263 | 0.01933% | 0.008646% | 0.01603% | 0.009328% | 0.01374% | 0.01396% | 0.01392% | 0.01041% | 0.01337% | 0.01041% | 0.01374% | 0.009328% | 0.01374% | 0.01031% | 0.01619% | 0.009328% | 0.01374% | 0.01396% | 0.01392% | 0.01041% | 0.01337% | 0.01337% | 0.01041% | 0.01374% | 0.009328% | 0.01374% | 0.01031% | 0.01619% | 0.01933% | 0.01933%
8264 | 0.01896% | 0.009658% | 0.01769% | 0.01008% | 0.01456% | 0.01327% | 0.01391% | 0.01284% | 0.01398% | 0.01284% | 0.01456% | 0.01008% | 0.01456% | 0.01157% | 0.01669% | 0.01008% | 0.01456% | 0.01327% | 0.01391% | 0.01284% | 0.01398% | 0.01398% | 0.01284% | 0.01456% | 0.01008% | 0.01456% | 0.01157% | 0.01669% | 0.01896% | 0.01896%
8265 | 0.02031% | 0.01268% | 0.01934% | 0.01211% | 0.01552% | 0.0127% | 0.01482% | 0.01487% | 0.01465% | 0.01487% | 0.01552% | 0.01211% | 0.01552% | 0.0141% | 0.01812% | 0.01211% | 0.01552% | 0.0127% | 0.01482% | 0.01487% | 0.01465% | 0.01465% | 0.01487% | 0.01552% | 0.01211% | 0.01552% | 0.0141% | 0.01812% | 0.02031% | 0.02031%
8266 | 0.02115% | 0.0154% | 0.01967% | 0.01344% | 0.0162% | 0.01225% | 0.01584% | 0.01498% | 0.01511% | 0.01498% | 0.0162% | 0.01344% | 0.0162% | 0.01515% | 0.01943% | 0.01344% | 0.0162% | 0.01225% | 0.01584% | 0.01498% | 0.01511% | 0.01511% | 0.01498% | 0.0162% | 0.01344% | 0.0162% | 0.01515% | 0.01943% | 0.02115% | 0.02115%
8267 | 0.02144% | 0.01771% | 0.02016% | 0.01414% | 0.01645% | 0.01179% | 0.01657% | 0.01522% | 0.01518% | 0.01522% | 0.01645% | 0.01414% | 0.01645% | 0.01544% | 0.02033% | 0.01414% | 0.01645% | 0.01179% | 0.01657% | 0.01522% | 0.01518% | 0.01518% | 0.01522% | 0.01645% | 0.01414% | 0.01645% | 0.01544% | 0.02033% | 0.02144% | 0.02144%
8268 | 0.02116% | 0.01844% | 0.02% | 0.01454% | 0.01606% | 0.01115% | 0.01675% | 0.01484% | 0.0148% | 0.01484% | 0.01606% | 0.01454% | 0.01606% | 0.01544% | 0.02092% | 0.01454% | 0.01606% | 0.01115% | 0.01675% | 0.01484% | 0.0148% | 0.0148% | 0.01484% | 0.01606% | 0.01454% | 0.01606% | 0.01544% | 0.02092% | 0.02116% | 0.02116%
8269 | 0.02022% | 0.01809% | 0.01988% | 0.01472% | 0.01526% | 0.01014% | 0.0164% | 0.0139% | 0.01428% | 0.0139% | 0.01526% | 0.01472% | 0.01526% | 0.01534% | 0.02099% | 0.01472% | 0.01526% | 0.01014% | 0.0164% | 0.0139% | 0.01428% | 0.01428% | 0.0139% | 0.01526% | 0.01472% | 0.01526% | 0.01534% | 0.02099% | 0.02022% | 0.02022%
8270 | 0.01863% | 0.01727% | 0.0197% | 0.01484% | 0.01422% | 0.009067% | 0.01582% | 0.0131% | 0.01359% | 0.0131% | 0.01422% | 0.01484% | 0.01422% | 0.01532% | 0.02078% | 0.01484% | 0.01422% | 0.009067% | 0.01582% | 0.0131% | 0.01359% | 0.01359% | 0.0131% | 0.01422% | 0.01484% | 0.01422% | 0.01532% | 0.02078% | 0.01863% | 0.01863%
8271 | 0.01644% | 0.01463% | 0.0187% | 0.01487% | 0.01304% | 0.008327% | 0.01492% | 0.01264% | 0.0126% | 0.01264% | 0.01304% | 0.01487% | 0.01304% | 0.0153% | 0.02041% | 0.01487% | 0.01304% | 0.008327% | 0.01492% | 0.01264% | 0.0126% | 0.0126% | 0.01264% | 0.01304% | 0.01487% | 0.01304% | 0.0153% | 0.02041% | 0.01644% | 0.01644%
8272 | 0.01458% | 0.01216% | 0.01835% | 0.01485% | 0.01218% | 0.008166% | 0.01376% | 0.01302% | 0.01197% | 0.01302% | 0.01218% | 0.01485% | 0.01218% | 0.01505% | 0.01949% | 0.01485% | 0.01218% | 0.008166% | 0.01376% | 0.01302% | 0.01197% | 0.01197% | 0.01302% | 0.01218% | 0.01485% | 0.01218% | 0.01505% | 0.01949% | 0.01458% | 0.01458%
8273 | 0.01441% | 0.01099% | 0.01831% | 0.01561% | 0.01241% | 0.009522% | 0.01416% | 0.01161% | 0.01195% | 0.01161% | 0.01241% | 0.01561% | 0.01241% | 0.01572% | 0.01964% | 0.01561% | 0.01241% | 0.009522% | 0.01416% | 0.01161% | 0.01195% | 0.01195% | 0.01161% | 0.01241% | 0.01561% | 0.01241% | 0.01572% | 0.01964% | 0.01441% | 0.01441%
8274 | 0.0138% | 0.0093% | 0.01866% | 0.01575% | 0.0122% | 0.01059% | 0.01397% | 0.01155% | 0.01181% | 0.01155% | 0.0122% | 0.01575% | 0.0122% | 0.01565% | 0.01821% | 0.01575% | 0.0122% | 0.01059% | 0.01397% | 0.01155% | 0.01181% | 0.01181% | 0.01155% | 0.0122% | 0.01575% | 0.0122% | 0.01565% | 0.01821% | 0.0138% | 0.0138%
8275 | 0.01293% | 0.008632% | 0.0186% | 0.01527% | 0.01143% | 0.01172% | 0.01346% | 0.01135% | 0.01122% | 0.01135% | 0.01143% | 0.01527% | 0.01143% | 0.01509% | 0.01569% | 0.01527% | 0.01143% | 0.01172% | 0.01346% | 0.01135% | 0.01122% | 0.01122% | 0.01135% | 0.01143% | 0.01527% | 0.01143% | 0.01509% | 0.01569% | 0.01293% | 0.01293%
8276 | 0.01236% | 0.00834% | 0.01626% | 0.01454% | 0.01079% | 0.01282% | 0.01301% | 0.01138% | 0.01068% | 0.01138% | 0.01079% | 0.01454% | 0.01079% | 0.01439% | 0.01399% | 0.01454% | 0.01079% | 0.01282% | 0.01301% | 0.01138% | 0.01068% | 0.01068% | 0.01138% | 0.01079% | 0.01454% | 0.01079% | 0.01439% | 0.01399% | 0.01236% | 0.01236%
8277 | 0.01201% | 0.008221% | 0.01257% | 0.01363% | 0.01037% | 0.01327% | 0.01235% | 0.01149% | 0.01028% | 0.01149% | 0.01037% | 0.01363% | 0.01037% | 0.01353% | 0.01294% | 0.01363% | 0.01037% | 0.01327% | 0.01235% | 0.01149% | 0.01028% | 0.01028% | 0.01149% | 0.01037% | 0.01363% | 0.01037% | 0.01353% | 0.01294% | 0.01201% | 0.01201%
8278 | 0.008425% | 0.008127% | 0.008301% | 0.01209% | 0.01013% | 0.01342% | 0.01175% | 0.01174% | 0.01005% | 0.01174% | 0.01013% | 0.01209% | 0.01013% | 0.01183% | 0.01228% | 0.01209% | 0.01013% | 0.01342% | 0.01175% | 0.01174% | 0.01005% | 0.01005% | 0.01174% | 0.01013% | 0.01209% | 0.01013% | 0.01183% | 0.01228% | 0.008425% | 0.008425%
8279 | 0.008702% | 0.008112% | 0.008129% | 0.009899% | 0.01016% | 0.01354% | 0.01121% | 0.01203% | 0.01005% | 0.01203% | 0.01016% | 0.009899% | 0.01016% | 0.008814% | 0.01192% | 0.009899% | 0.01016% | 0.01354% | 0.01121% | 0.01203% | 0.01005% | 0.01005% | 0.01203% | 0.01016% | 0.009899% | 0.01016% | 0.008814% | 0.01192% | 0.008702% | 0.008702%
8280 | 0.008814% | 0.008113% | 0.00841% | 0.008444% | 0.0102% | 0.01359% | 0.01098% | 0.01195% | 0.01001% | 0.01195% | 0.0102% | 0.008444% | 0.0102% | 0.006951% | 0.0117% | 0.008444% | 0.0102% | 0.01359% | 0.01098% | 0.01195% | 0.01001% | 0.01001% | 0.01195% | 0.0102% | 0.008444% | 0.0102% | 0.006951% | 0.0117% | 0.008814% | 0.008814%
8281 | 0.008942% | 0.008027% | 0.008505% | 0.007544% | 0.01009% | 0.01355% | 0.01076% | 0.009932% | 0.009856% | 0.009932% | 0.01009% | 0.007544% | 0.01009% | 0.006563% | 0.01106% | 0.007544% | 0.01009% | 0.01355% | 0.01076% | 0.009932% | 0.009856% | 0.009856% | 0.009932% | 0.01009% | 0.007544% | 0.01009% | 0.006563% | 0.01106% | 0.008942% | 0.008942%
8282 | 0.009014% | 0.007991% | 0.008682% | 0.006924% | 0.009946% | 0.01355% | 0.01065% | 0.00855% | 0.009774% | 0.00855% | 0.009946% | 0.006924% | 0.009946% | 0.006529% | 0.01086% | 0.006924% | 0.009946% | 0.01355% | 0.01065% | 0.00855% | 0.009774% | 0.009774% | 0.00855% | 0.009946% | 0.006924% | 0.009946% | 0.006529% | 0.01086% | 0.009014% | 0.009014%
8283 | 0.00903% | 0.007995% | 0.008635% | 0.006875% | 0.01006% | 0.01356% | 0.01079% | 0.007614% | 0.009984% | 0.007614% | 0.01006% | 0.006875% | 0.01006% | 0.006667% | 0.01101% | 0.006875% | 0.01006% | 0.01356% | 0.01079% | 0.007614% | 0.009984% | 0.009984% | 0.007614% | 0.01006% | 0.006875% | 0.01006% | 0.006667% | 0.01101% | 0.00903% | 0.00903%
8284 | 0.009348% | 0.00797% | 0.008886% | 0.006957% | 0.01027% | 0.01357% | 0.01091% | 0.007134% | 0.01041% | 0.007134% | 0.01027% | 0.006957% | 0.01027% | 0.007093% | 0.01135% | 0.006957% | 0.01027% | 0.01357% | 0.01091% | 0.007134% | 0.01041% | 0.01041% | 0.007134% | 0.01027% | 0.006957% | 0.01027% | 0.007093% | 0.01135% | 0.009348% | 0.009348%
8285 | 0.01029% | 0.007937% | 0.0087% | 0.007176% | 0.01077% | 0.01362% | 0.01133% | 0.007131% | 0.01087% | 0.007131% | 0.01077% | 0.007176% | 0.01077% | 0.007617% | 0.01199% | 0.007176% | 0.01077% | 0.01362% | 0.01133% | 0.007131% | 0.01087% | 0.01087% | 0.007131% | 0.01077% | 0.007176% | 0.01077% | 0.007617% | 0.01199% | 0.01029% | 0.01029%
8286 | 0.0123% | 0.008451% | 0.008997% | 0.008367% | 0.0118% | 0.01365% | 0.01227% | 0.008214% | 0.01184% | 0.008214% | 0.0118% | 0.008367% | 0.0118% | 0.008453% | 0.0134% | 0.008367% | 0.0118% | 0.01365% | 0.01227% | 0.008214% | 0.01184% | 0.01184% | 0.008214% | 0.0118% | 0.008367% | 0.0118% | 0.008453% | 0.0134% | 0.0123% | 0.0123%
8287 | 0.01904% | 0.008502% | 0.01567% | 0.009199% | 0.01338% | 0.01375% | 0.01375% | 0.01015% | 0.01309% | 0.01015% | 0.01338% | 0.009199% | 0.01338% | 0.01005% | 0.01564% | 0.009199% | 0.01338% | 0.01375% | 0.01375% | 0.01015% | 0.01309% | 0.01309% | 0.01015% | 0.01338% | 0.009199% | 0.01338% | 0.01005% | 0.01564% | 0.01904% | 0.01904%
8288 | 0.01875% | 0.009395% | 0.0174% | 0.009919% | 0.0142% | 0.01303% | 0.01379% | 0.01246% | 0.01369% | 0.01246% | 0.0142% | 0.009919% | 0.0142% | 0.01125% | 0.01614% | 0.009919% | 0.0142% | 0.01303% | 0.01379% | 0.01246% | 0.01369% | 0.01369% | 0.01246% | 0.0142% | 0.009919% | 0.0142% | 0.01125% | 0.01614% | 0.01875% | 0.01875%
8289 | 0.01993% | 0.01213% | 0.01889% | 0.01181% | 0.01498% | 0.01257% | 0.01458% | 0.01436% | 0.01422% | 0.01436% | 0.01498% | 0.01181% | 0.01498% | 0.0137% | 0.0174% | 0.01181% | 0.01498% | 0.01257% | 0.01458% | 0.01436% | 0.01422% | 0.01422% | 0.01436% | 0.01498% | 0.01181% | 0.01498% | 0.0137% | 0.0174% | 0.01993% | 0.01993%
8290 | 0.02082% | 0.01508% | 0.01932% | 0.0132% | 0.01575% | 0.01225% | 0.01564% | 0.01443% | 0.01464% | 0.01443% | 0.01575% | 0.0132% | 0.01575% | 0.01494% | 0.01879% | 0.0132% | 0.01575% | 0.01225% | 0.01564% | 0.01443% | 0.01464% | 0.01464% | 0.01443% | 0.01575% | 0.0132% | 0.01575% | 0.01494% | 0.01879% | 0.02082% | 0.02082%
8291 | 0.02121% | 0.01738% | 0.0199% | 0.01397% | 0.01608% | 0.01181% | 0.01644% | 0.01472% | 0.01475% | 0.01472% | 0.01608% | 0.01397% | 0.01608% | 0.01533% | 0.01989% | 0.01397% | 0.01608% | 0.01181% | 0.01644% | 0.01472% | 0.01475% | 0.01475% | 0.01472% | 0.01608% | 0.01397% | 0.01608% | 0.01533% | 0.01989% | 0.02121% | 0.02121%
8292 | 0.02102% | 0.01817% | 0.01989% | 0.01445% | 0.01588% | 0.01127% | 0.01673% | 0.01453% | 0.01453% | 0.01453% | 0.01588% | 0.01445% | 0.01588% | 0.01539% | 0.02072% | 0.01445% | 0.01588% | 0.01127% | 0.01673% | 0.01453% | 0.01453% | 0.01453% | 0.01453% | 0.01588% | 0.01445% | 0.01588% | 0.01539% | 0.02072% | 0.02102% | 0.02102%
8293 | 0.02022% | 0.0179% | 0.01995% | 0.01474% | 0.01526% | 0.01036% | 0.01651% | 0.01384% | 0.01415% | 0.01384% | 0.01526% | 0.01474% | 0.01526% | 0.01541% | 0.02106% | 0.01474% | 0.01526% | 0.01036% | 0.01651% | 0.01384% | 0.01415% | 0.01415% | 0.01384% | 0.01526% | 0.01474% | 0.01526% | 0.01541% | 0.02106% | 0.02022% | 0.02022%
8294 | 0.01868% | 0.01714% | 0.01985% | 0.01491% | 0.01428% | 0.00927% | 0.01593% | 0.01312% | 0.01361% | 0.01312% | 0.01428% | 0.01491% | 0.01428% | 0.01543% | 0.02096% | 0.01491% | 0.01428% | 0.00927% | 0.01593% | 0.01312% | 0.01361% | 0.01361% | 0.01312% | 0.01428% | 0.01491% | 0.01428% | 0.01543% | 0.02096% | 0.01868% | 0.01868%
8295 | 0.01648% | 0.01453% | 0.01879% | 0.01491% | 0.01307% | 0.008373% | 0.015% | 0.01272% | 0.01271% | 0.01272% | 0.01307% | 0.01491% | 0.01307% | 0.01534% | 0.02063% | 0.01491% | 0.01307% | 0.008373% | 0.015% | 0.01272% | 0.01271% | 0.01271% | 0.01272% | 0.01307% | 0.01491% | 0.01307% | 0.01534% | 0.02063% | 0.01648% | 0.01648%
8296 | 0.01451% | 0.01204% | 0.01826% | 0.01477% | 0.01206% | 0.008125% | 0.01377% | 0.01294% | 0.01197% | 0.01294% | 0.01206% | 0.01477% | 0.01206% | 0.01503% | 0.01959% | 0.01477% | 0.01206% | 0.008125% | 0.01377% | 0.01294% | 0.01197% | 0.01197% | 0.01294% | 0.01206% | 0.01477% | 0.01206% | 0.01503% | 0.01959% | 0.01451% | 0.01451%
8297 | 0.01429% | 0.01086% | 0.01813% | 0.01547% | 0.01215% | 0.00945% | 0.01407% | 0.0114% | 0.01177% | 0.0114% | 0.01215% | 0.01547% | 0.01215% | 0.01563% | 0.01951% | 0.01547% | 0.01215% | 0.00945% | 0.01407% | 0.0114% | 0.01177% | 0.01177% | 0.0114% | 0.01215% | 0.01547% | 0.01215% | 0.01563% | 0.01951% | 0.01429% | 0.01429%
8298 | 0.01351% | 0.009172% | 0.01827% | 0.01553% | 0.01182% | 0.01038% | 0.01378% | 0.01129% | 0.01155% | 0.01129% | 0.01182% | 0.01553% | 0.01182% | 0.01547% | 0.01777% | 0.01553% | 0.01182% | 0.01038% | 0.01378% | 0.01129% | 0.01155% | 0.01155% | 0.01129% | 0.01182% | 0.01553% | 0.01182% | 0.01547% | 0.01777% | 0.01351% | 0.01351%
8299 | 0.01258% | 0.008548% | 0.0181% | 0.01504% | 0.01111% | 0.01138% | 0.01324% | 0.01113% | 0.01097% | 0.01113% | 0.01111% | 0.01504% | 0.01111% | 0.01486% | 0.01516% | 0.01504% | 0.01111% | 0.01138% | 0.01324% | 0.01113% | 0.01097% | 0.01097% | 0.01113% | 0.01111% | 0.01504% | 0.01111% | 0.01486% | 0.01516% | 0.01258% | 0.01258%
8300 | 0.01195% | 0.008222% | 0.01571% | 0.01427% | 0.01035% | 0.01237% | 0.01273% | 0.01105% | 0.01039% | 0.01105% | 0.01035% | 0.01427% | 0.01035% | 0.01419% | 0.01323% | 0.01427% | 0.01035% | 0.01237% | 0.01273% | 0.01105% | 0.01039% | 0.01039% | 0.01105% | 0.01035% | 0.01427% | 0.01035% | 0.01419% | 0.01323% | 0.01195% | 0.01195%
8301 | 0.0116% | 0.008057% | 0.01217% | 0.01332% | 0.009782% | 0.01274% | 0.01204% | 0.011% | 0.009838% | 0.011% | 0.009782% | 0.01332% | 0.009782% | 0.01338% | 0.01191% | 0.01332% | 0.009782% | 0.01274% | 0.01204% | 0.011% | 0.009838% | 0.009838% | 0.011% | 0.009782% | 0.01332% | 0.009782% | 0.01338% | 0.01191% | 0.0116% | 0.0116%
8302 | 0.008048% | 0.007987% | 0.007922% | 0.01181% | 0.009497% | 0.01291% | 0.01139% | 0.01127% | 0.009601% | 0.01127% | 0.009497% | 0.01181% | 0.009497% | 0.01172% | 0.01106% | 0.01181% | 0.009497% | 0.01291% | 0.01139% | 0.01127% | 0.009601% | 0.009601% | 0.01127% | 0.009497% | 0.01181% | 0.009497% | 0.01172% | 0.01106% | 0.008048% | 0.008048%
8303 | 0.008234% | 0.007977% | 0.007521% | 0.009594% | 0.009434% | 0.01297% | 0.01077% | 0.01145% | 0.009526% | 0.01145% | 0.009434% | 0.009594% | 0.009434% | 0.008669% | 0.0104% | 0.009594% | 0.009434% | 0.01297% | 0.01077% | 0.01145% | 0.009526% | 0.009526% | 0.01145% | 0.009434% | 0.009594% | 0.009434% | 0.008669% | 0.0104% | 0.008234% | 0.008234%
8304 | 0.008413% | 0.007996% | 0.007863% | 0.00816% | 0.009584% | 0.0131% | 0.0106% | 0.01147% | 0.00958% | 0.01147% | 0.009584% | 0.00816% | 0.009584% | 0.006743% | 0.01035% | 0.00816% | 0.009584% | 0.0131% | 0.0106% | 0.01147% | 0.00958% | 0.00958% | 0.01147% | 0.009584% | 0.00816% | 0.009584% | 0.006743% | 0.01035% | 0.008413% | 0.008413%
8305 | 0.008403% | 0.007938% | 0.007738% | 0.007071% | 0.009359% | 0.01295% | 0.01029% | 0.009518% | 0.009378% | 0.009518% | 0.009359% | 0.007071% | 0.009359% | 0.006073% | 0.009375% | 0.007071% | 0.009359% | 0.01295% | 0.01029% | 0.009518% | 0.009378% | 0.009378% | 0.009518% | 0.009359% | 0.007071% | 0.009359% | 0.006073% | 0.009375% | 0.008403% | 0.008403%
8306 | 0.008526% | 0.007915% | 0.007943% | 0.006532% | 0.009297% | 0.01296% | 0.01021% | 0.008121% | 0.009305% | 0.008121% | 0.009297% | 0.006532% | 0.009297% | 0.006096% | 0.009199% | 0.006532% | 0.009297% | 0.01296% | 0.01021% | 0.008121% | 0.009305% | 0.009305% | 0.008121% | 0.009297% | 0.006532% | 0.009297% | 0.006096% | 0.009199% | 0.008526% | 0.008526%
8307 | 0.008581% | 0.007894% | 0.007963% | 0.006415% | 0.009306% | 0.01294% | 0.01028% | 0.007119% | 0.009439% | 0.007119% | 0.009306% | 0.006415% | 0.009306% | 0.006157% | 0.009271% | 0.006415% | 0.009306% | 0.01294% | 0.01028% | 0.007119% | 0.009439% | 0.009439% | 0.007119% | 0.009306% | 0.006415% | 0.009306% | 0.006157% | 0.009271% | 0.008581% | 0.008581%
8308 | 0.008812% | 0.007827% | 0.008104% | 0.006404% | 0.009347% | 0.01293% | 0.01033% | 0.006361% | 0.009658% | 0.006361% | 0.009347% | 0.006404% | 0.009347% | 0.006455% | 0.009409% | 0.006404% | 0.009347% | 0.01293% | 0.01033% | 0.006361% | 0.009658% | 0.009658% | 0.006361% | 0.009347% | 0.006404% | 0.009347% | 0.006455% | 0.009409% | 0.008812% | 0.008812%
8309 | 0.009801% | 0.007821% | 0.00825% | 0.006616% | 0.009868% | 0.01299% | 0.01076% | 0.00636% | 0.01011% | 0.00636% | 0.009868% | 0.006616% | 0.009868% | 0.006956% | 0.01013% | 0.006616% | 0.009868% | 0.01299% | 0.01076% | 0.00636% | 0.01011% | 0.01011% | 0.00636% | 0.009868% | 0.006616% | 0.009868% | 0.006956% | 0.01013% | 0.009801% | 0.009801%
8310 | 0.01193% | 0.007932% | 0.008458% | 0.007741% | 0.01089% | 0.01308% | 0.01169% | 0.007467% | 0.01108% | 0.007467% | 0.01089% | 0.007741% | 0.01089% | 0.007849% | 0.01164% | 0.007741% | 0.01089% | 0.01308% | 0.01169% | 0.007467% | 0.01108% | 0.01108% | 0.007467% | 0.01089% | 0.007741% | 0.01089% | 0.007849% | 0.01164% | 0.01193% | 0.01193%
8311 | 0.01872% | 0.008349% | 0.01546% | 0.008636% | 0.01244% | 0.0132% | 0.01325% | 0.009291% | 0.01229% | 0.009291% | 0.01244% | 0.008636% | 0.01244% | 0.009525% | 0.01408% | 0.008636% | 0.01244% | 0.0132% | 0.01325% | 0.009291% | 0.01229% | 0.01229% | 0.009291% | 0.01244% | 0.008636% | 0.01244% | 0.009525% | 0.01408% | 0.01872% | 0.01872%
8312 | 0.01862% | 0.009454% | 0.01727% | 0.009513% | 0.01335% | 0.01249% | 0.01337% | 0.01159% | 0.01306% | 0.01159% | 0.01335% | 0.009513% | 0.01335% | 0.01089% | 0.01495% | 0.009513% | 0.01335% | 0.01249% | 0.01337% | 0.01159% | 0.01306% | 0.01306% | 0.01159% | 0.01335% | 0.009513% | 0.01335% | 0.01089% | 0.01495% | 0.01862% | 0.01862%
8313 | 0.01964% | 0.01237% | 0.01853% | 0.01143% | 0.01432% | 0.01206% | 0.01415% | 0.0137% | 0.01377% | 0.0137% | 0.01432% | 0.01143% | 0.01432% | 0.01335% | 0.01639% | 0.01143% | 0.01432% | 0.01206% | 0.01415% | 0.0137% | 0.01377% | 0.01377% | 0.0137% | 0.01432% | 0.01143% | 0.01432% | 0.01335% | 0.01639% | 0.01964% | 0.01964%
8314 | 0.02054% | 0.01519% | 0.01894% | 0.01283% | 0.01531% | 0.01182% | 0.01525% | 0.01405% | 0.01453% | 0.01405% | 0.01531% | 0.01283% | 0.01531% | 0.01439% | 0.01805% | 0.01283% | 0.01531% | 0.01182% | 0.01525% | 0.01405% | 0.01453% | 0.01453% | 0.01405% | 0.01531% | 0.01283% | 0.01531% | 0.01439% | 0.01805% | 0.02054% | 0.02054%
8315 | 0.02081% | 0.01743% | 0.01949% | 0.01362% | 0.01573% | 0.01143% | 0.01605% | 0.01439% | 0.01471% | 0.01439% | 0.01573% | 0.01362% | 0.01573% | 0.01455% | 0.01925% | 0.01362% | 0.01573% | 0.01143% | 0.01605% | 0.01439% | 0.01471% | 0.01471% | 0.01439% | 0.01573% | 0.01362% | 0.01573% | 0.01455% | 0.01925% | 0.02081% | 0.02081%
8316 | 0.02052% | 0.01817% | 0.01944% | 0.01403% | 0.01543% | 0.01081% | 0.0163% | 0.01402% | 0.01434% | 0.01402% | 0.01543% | 0.01403% | 0.01543% | 0.01446% | 0.02001% | 0.01403% | 0.01543% | 0.01081% | 0.0163% | 0.01402% | 0.01434% | 0.01434% | 0.01402% | 0.01543% | 0.01403% | 0.01543% | 0.01446% | 0.02001% | 0.02052% | 0.02052%
8317 | 0.01961% | 0.01784% | 0.01947% | 0.01428% | 0.01476% | 0.009978% | 0.01606% | 0.01322% | 0.01388% | 0.01322% | 0.01476% | 0.01428% | 0.01476% | 0.01438% | 0.02029% | 0.01428% | 0.01476% | 0.009978% | 0.01606% | 0.01322% | 0.01388% | 0.01388% | 0.01322% | 0.01476% | 0.01428% | 0.01476% | 0.01438% | 0.02029% | 0.01961% | 0.01961%
8318 | 0.01803% | 0.01712% | 0.01938% | 0.01443% | 0.01373% | 0.008884% | 0.01548% | 0.01243% | 0.01328% | 0.01243% | 0.01373% | 0.01443% | 0.01373% | 0.01439% | 0.02018% | 0.01443% | 0.01373% | 0.008884% | 0.01548% | 0.01243% | 0.01328% | 0.01328% | 0.01243% | 0.01373% | 0.01443% | 0.01373% | 0.01439% | 0.02018% | 0.01803% | 0.01803%
8319 | 0.01588% | 0.01447% | 0.01835% | 0.01449% | 0.01252% | 0.008102% | 0.01455% | 0.01205% | 0.01236% | 0.01205% | 0.01252% | 0.01449% | 0.01252% | 0.01442% | 0.01983% | 0.01449% | 0.01252% | 0.008102% | 0.01455% | 0.01205% | 0.01236% | 0.01236% | 0.01205% | 0.01252% | 0.01449% | 0.01252% | 0.01442% | 0.01983% | 0.01588% | 0.01588%
8320 | 0.01401% | 0.012% | 0.01793% | 0.01448% | 0.01159% | 0.007887% | 0.01337% | 0.01235% | 0.01167% | 0.01235% | 0.01159% | 0.01448% | 0.01159% | 0.01437% | 0.01884% | 0.01448% | 0.01159% | 0.007887% | 0.01337% | 0.01235% | 0.01167% | 0.01167% | 0.01235% | 0.01159% | 0.01448% | 0.01159% | 0.01437% | 0.01884% | 0.01401% | 0.01401%
8321 | 0.01395% | 0.0108% | 0.01781% | 0.01526% | 0.0117% | 0.009151% | 0.01371% | 0.01087% | 0.01151% | 0.01087% | 0.0117% | 0.01526% | 0.0117% | 0.01519% | 0.01873% | 0.01526% | 0.0117% | 0.009151% | 0.01371% | 0.01087% | 0.01151% | 0.01151% | 0.01087% | 0.0117% | 0.01526% | 0.0117% | 0.01519% | 0.01873% | 0.01395% | 0.01395%
8322 | 0.01314% | 0.009124% | 0.01794% | 0.01537% | 0.01135% | 0.01008% | 0.01343% | 0.01075% | 0.01124% | 0.01075% | 0.01135% | 0.01537% | 0.01135% | 0.01522% | 0.01696% | 0.01537% | 0.01135% | 0.01008% | 0.01343% | 0.01075% | 0.01124% | 0.01124% | 0.01075% | 0.01135% | 0.01537% | 0.01135% | 0.01522% | 0.01696% | 0.01314% | 0.01314%
8323 | 0.0122% | 0.008497% | 0.01775% | 0.01494% | 0.01071% | 0.01114% | 0.0129% | 0.01063% | 0.0107% | 0.01063% | 0.01071% | 0.01494% | 0.01071% | 0.01475% | 0.01437% | 0.01494% | 0.01071% | 0.01114% | 0.0129% | 0.01063% | 0.0107% | 0.0107% | 0.01063% | 0.01071% | 0.01494% | 0.01071% | 0.01475% | 0.01437% | 0.0122% | 0.0122%
8324 | 0.01151% | 0.008178% | 0.01531% | 0.01421% | 0.01002% | 0.01216% | 0.01239% | 0.01059% | 0.01013% | 0.01059% | 0.01002% | 0.01421% | 0.01002% | 0.01417% | 0.01246% | 0.01421% | 0.01002% | 0.01216% | 0.01239% | 0.01059% | 0.01013% | 0.01013% | 0.01059% | 0.01002% | 0.01421% | 0.01002% | 0.01417% | 0.01246% | 0.01151% | 0.01151%
8325 | 0.01118% | 0.008056% | 0.01183% | 0.01327% | 0.009539% | 0.01256% | 0.01171% | 0.01069% | 0.009666% | 0.01069% | 0.009539% | 0.01327% | 0.009539% | 0.01335% | 0.01124% | 0.01327% | 0.009539% | 0.01256% | 0.01171% | 0.01069% | 0.009666% | 0.009666% | 0.01069% | 0.009539% | 0.01327% | 0.009539% | 0.01335% | 0.01124% | 0.01118% | 0.01118%
8326 | 0.007818% | 0.007982% | 0.007759% | 0.0117% | 0.009288% | 0.01279% | 0.0111% | 0.01103% | 0.009492% | 0.01103% | 0.009288% | 0.0117% | 0.009288% | 0.01155% | 0.01049% | 0.0117% | 0.009288% | 0.01279% | 0.0111% | 0.01103% | 0.009492% | 0.009492% | 0.01103% | 0.009288% | 0.0117% | 0.009288% | 0.01155% | 0.01049% | 0.007818% | 0.007818%
8327 | 0.007931% | 0.007966% | 0.007246% | 0.00941% | 0.00921% | 0.01285% | 0.01049% | 0.0112% | 0.009381% | 0.0112% | 0.00921% | 0.00941% | 0.00921% | 0.00839% | 0.009852% | 0.00941% | 0.00921% | 0.01285% | 0.01049% | 0.0112% | 0.009381% | 0.009381% | 0.0112% | 0.00921% | 0.00941% | 0.00921% | 0.00839% | 0.009852% | 0.007931% | 0.007931%
8328 | 0.008086% | 0.007955% | 0.007392% | 0.007908% | 0.009216% | 0.01287% | 0.01026% | 0.01115% | 0.009348% | 0.01115% | 0.009216% | 0.007908% | 0.009216% | 0.006371% | 0.009515% | 0.007908% | 0.009216% | 0.01287% | 0.01026% | 0.01115% | 0.009348% | 0.009348% | 0.01115% | 0.009216% | 0.007908% | 0.009216% | 0.006371% | 0.009515% | 0.008086% | 0.008086%
8329 | 0.00814% | 0.007936% | 0.007331% | 0.007029% | 0.009166% | 0.01282% | 0.01006% | 0.009438% | 0.009321% | 0.009438% | 0.009166% | 0.007029% | 0.009166% | 0.005952% | 0.009% | 0.007029% | 0.009166% | 0.01282% | 0.01006% | 0.009438% | 0.009321% | 0.009321% | 0.009438% | 0.009166% | 0.007029% | 0.009166% | 0.005952% | 0.009% | 0.00814% | 0.00814%
8330 | 0.008255% | 0.007919% | 0.007756% | 0.006533% | 0.009149% | 0.01282% | 0.01002% | 0.008106% | 0.009303% | 0.008106% | 0.009149% | 0.006533% | 0.009149% | 0.005949% | 0.00892% | 0.006533% | 0.009149% | 0.01282% | 0.01002% | 0.008106% | 0.009303% | 0.009303% | 0.008106% | 0.009149% | 0.006533% | 0.009149% | 0.005949% | 0.00892% | 0.008255% | 0.008255%
8331 | 0.00829% | 0.007896% | 0.007748% | 0.00642% | 0.009154% | 0.01282% | 0.01008% | 0.007073% | 0.009409% | 0.007073% | 0.009154% | 0.00642% | 0.009154% | 0.006026% | 0.008976% | 0.00642% | 0.009154% | 0.01282% | 0.01008% | 0.007073% | 0.009409% | 0.009409% | 0.007073% | 0.009154% | 0.00642% | 0.009154% | 0.006026% | 0.008976% | 0.00829% | 0.00829%
8332 | 0.008569% | 0.007857% | 0.007766% | 0.006429% | 0.009304% | 0.01283% | 0.01017% | 0.006456% | 0.009792% | 0.006456% | 0.009304% | 0.006429% | 0.009304% | 0.006351% | 0.009188% | 0.006429% | 0.009304% | 0.01283% | 0.01017% | 0.006456% | 0.009792% | 0.009792% | 0.006456% | 0.009304% | 0.006429% | 0.009304% | 0.006351% | 0.009188% | 0.008569% | 0.008569%
8333 | 0.009649% | 0.00791% | 0.007857% | 0.006674% | 0.009977% | 0.01289% | 0.01061% | 0.006521% | 0.01036% | 0.006521% | 0.009977% | 0.006674% | 0.009977% | 0.006897% | 0.01001% | 0.006674% | 0.009977% | 0.01289% | 0.01061% | 0.006521% | 0.01036% | 0.01036% | 0.006521% | 0.009977% | 0.006674% | 0.009977% | 0.006897% | 0.01001% | 0.009649% | 0.009649%
8334 | 0.01174% | 0.007933% | 0.008159% | 0.007778% | 0.01096% | 0.01284% | 0.01152% | 0.007638% | 0.01136% | 0.007638% | 0.01096% | 0.007778% | 0.01096% | 0.007726% | 0.01152% | 0.007778% | 0.01096% | 0.01284% | 0.01152% | 0.007638% | 0.01136% | 0.01136% | 0.007638% | 0.01096% | 0.007778% | 0.01096% | 0.007726% | 0.01152% | 0.01174% | 0.01174%
8335 | 0.01826% | 0.008345% | 0.01472% | 0.00861% | 0.01236% | 0.01316% | 0.01299% | 0.009295% | 0.01247% | 0.009295% | 0.01236% | 0.00861% | 0.01236% | 0.009383% | 0.01385% | 0.00861% | 0.01236% | 0.01316% | 0.01299% | 0.009295% | 0.01247% | 0.01247% | 0.009295% | 0.01236% | 0.00861% | 0.01236% | 0.009383% | 0.01385% | 0.01826% | 0.01826%
8336 | 0.01823% | 0.009413% | 0.01658% | 0.009514% | 0.0133% | 0.01257% | 0.01318% | 0.01165% | 0.01328% | 0.01165% | 0.0133% | 0.009514% | 0.0133% | 0.01079% | 0.01483% | 0.009514% | 0.0133% | 0.01257% | 0.01318% | 0.01165% | 0.01328% | 0.01328% | 0.01165% | 0.0133% | 0.009514% | 0.0133% | 0.01079% | 0.01483% | 0.01823% | 0.01823%
8337 | 0.01954% | 0.0123% | 0.0181% | 0.01152% | 0.0144% | 0.01216% | 0.01409% | 0.01392% | 0.01412% | 0.01392% | 0.0144% | 0.01152% | 0.0144% | 0.01337% | 0.01667% | 0.01152% | 0.0144% | 0.01216% | 0.01409% | 0.01392% | 0.01412% | 0.01412% | 0.01392% | 0.0144% | 0.01152% | 0.0144% | 0.01337% | 0.01667% | 0.01954% | 0.01954%
8338 | 0.02052% | 0.0153% | 0.0186% | 0.01299% | 0.01537% | 0.01195% | 0.0153% | 0.01412% | 0.0147% | 0.01412% | 0.01537% | 0.01299% | 0.01537% | 0.01462% | 0.01854% | 0.01299% | 0.01537% | 0.01195% | 0.0153% | 0.01412% | 0.0147% | 0.0147% | 0.01412% | 0.01537% | 0.01299% | 0.01537% | 0.01462% | 0.01854% | 0.02052% | 0.02052%
8339 | 0.0209% | 0.01763% | 0.01919% | 0.01381% | 0.01576% | 0.01164% | 0.01614% | 0.01444% | 0.01479% | 0.01444% | 0.01576% | 0.01381% | 0.01576% | 0.01499% | 0.01981% | 0.01381% | 0.01576% | 0.01164% | 0.01614% | 0.01444% | 0.01479% | 0.01479% | 0.01444% | 0.01576% | 0.01381% | 0.01576% | 0.01499% | 0.01981% | 0.0209% | 0.0209%
8340 | 0.02074% | 0.01832% | 0.01927% | 0.01433% | 0.01552% | 0.01106% | 0.01643% | 0.01417% | 0.01448% | 0.01417% | 0.01552% | 0.01433% | 0.01552% | 0.01511% | 0.02064% | 0.01433% | 0.01552% | 0.01106% | 0.01643% | 0.01417% | 0.01448% | 0.01448% | 0.01417% | 0.01552% | 0.01433% | 0.01552% | 0.01511% | 0.02064% | 0.02074% | 0.02074%
8341 | 0.01989% | 0.01799% | 0.01935% | 0.01462% | 0.01485% | 0.0102% | 0.01622% | 0.01331% | 0.01395% | 0.01331% | 0.01485% | 0.01462% | 0.01485% | 0.01518% | 0.02092% | 0.01462% | 0.01485% | 0.0102% | 0.01622% | 0.01331% | 0.01395% | 0.01395% | 0.01331% | 0.01485% | 0.01462% | 0.01485% | 0.01518% | 0.02092% | 0.01989% | 0.01989%
8342 | 0.01829% | 0.01726% | 0.01921% | 0.01476% | 0.01379% | 0.009087% | 0.01563% | 0.01233% | 0.01323% | 0.01233% | 0.01379% | 0.01476% | 0.01379% | 0.01519% | 0.02077% | 0.01476% | 0.01379% | 0.009087% | 0.01563% | 0.01233% | 0.01323% | 0.01323% | 0.01233% | 0.01379% | 0.01476% | 0.01379% | 0.01519% | 0.02077% | 0.01829% | 0.01829%
8343 | 0.01605% | 0.01459% | 0.0181% | 0.01472% | 0.01251% | 0.008332% | 0.01462% | 0.01184% | 0.01223% | 0.01184% | 0.01251% | 0.01472% | 0.01251% | 0.01507% | 0.02023% | 0.01472% | 0.01251% | 0.008332% | 0.01462% | 0.01184% | 0.01223% | 0.01223% | 0.01184% | 0.01251% | 0.01472% | 0.01251% | 0.01507% | 0.02023% | 0.01605% | 0.01605%
8344 | 0.01413% | 0.01215% | 0.01752% | 0.01456% | 0.01151% | 0.008241% | 0.01335% | 0.01196% | 0.01149% | 0.01196% | 0.01151% | 0.01456% | 0.01151% | 0.01474% | 0.01913% | 0.01456% | 0.01151% | 0.008241% | 0.01335% | 0.01196% | 0.01149% | 0.01149% | 0.01196% | 0.01151% | 0.01456% | 0.01151% | 0.01474% | 0.01913% | 0.01413% | 0.01413%
8345 | 0.01403% | 0.01091% | 0.01736% | 0.01524% | 0.01157% | 0.009595% | 0.01364% | 0.01038% | 0.01129% | 0.01038% | 0.01157% | 0.01524% | 0.01157% | 0.01537% | 0.01898% | 0.01524% | 0.01157% | 0.009595% | 0.01364% | 0.01038% | 0.01129% | 0.01129% | 0.01038% | 0.01157% | 0.01524% | 0.01157% | 0.01537% | 0.01898% | 0.01403% | 0.01403%
8346 | 0.01318% | 0.009211% | 0.01746% | 0.01531% | 0.01124% | 0.01059% | 0.01336% | 0.01035% | 0.01108% | 0.01035% | 0.01124% | 0.01531% | 0.01124% | 0.01523% | 0.01711% | 0.01531% | 0.01124% | 0.01059% | 0.01336% | 0.01035% | 0.01108% | 0.01108% | 0.01035% | 0.01124% | 0.01531% | 0.01124% | 0.01523% | 0.01711% | 0.01318% | 0.01318%
8347 | 0.01214% | 0.00856% | 0.01731% | 0.01482% | 0.01062% | 0.01165% | 0.01281% | 0.01032% | 0.01057% | 0.01032% | 0.01062% | 0.01482% | 0.01062% | 0.01462% | 0.01435% | 0.01482% | 0.01062% | 0.01165% | 0.01281% | 0.01032% | 0.01057% | 0.01057% | 0.01032% | 0.01062% | 0.01482% | 0.01062% | 0.01462% | 0.01435% | 0.01214% | 0.01214%
8348 | 0.01148% | 0.008216% | 0.01489% | 0.01405% | 0.009914% | 0.01268% | 0.01231% | 0.01024% | 0.009905% | 0.01024% | 0.009914% | 0.01405% | 0.009914% | 0.01398% | 0.01232% | 0.01405% | 0.009914% | 0.01268% | 0.01231% | 0.01024% | 0.009905% | 0.009905% | 0.01024% | 0.009914% | 0.01405% | 0.009914% | 0.01398% | 0.01232% | 0.01148% | 0.01148%
8349 | 0.0111% | 0.008063% | 0.0113% | 0.01309% | 0.009416% | 0.01307% | 0.01164% | 0.01028% | 0.009322% | 0.01028% | 0.009416% | 0.01309% | 0.009416% | 0.01313% | 0.01103% | 0.01309% | 0.009416% | 0.01307% | 0.01164% | 0.01028% | 0.009322% | 0.009322% | 0.01028% | 0.009416% | 0.01309% | 0.009416% | 0.01313% | 0.01103% | 0.0111% | 0.0111%
8350 | 0.007985% | 0.007999% | 0.007716% | 0.01154% | 0.009153% | 0.01325% | 0.01103% | 0.01053% | 0.008999% | 0.01053% | 0.009153% | 0.01154% | 0.009153% | 0.01141% | 0.01023% | 0.01154% | 0.009153% | 0.01325% | 0.01103% | 0.01053% | 0.008999% | 0.008999% | 0.01053% | 0.009153% | 0.01154% | 0.009153% | 0.01141% | 0.01023% | 0.007985% | 0.007985%
8351 | 0.008094% | 0.007981% | 0.00723% | 0.009313% | 0.009075% | 0.01338% | 0.01044% | 0.01078% | 0.008877% | 0.01078% | 0.009075% | 0.009313% | 0.009075% | 0.008375% | 0.009615% | 0.009313% | 0.009075% | 0.01338% | 0.01044% | 0.01078% | 0.008877% | 0.008877% | 0.01078% | 0.009075% | 0.009313% | 0.009075% | 0.008375% | 0.009615% | 0.008094% | 0.008094%
8352 | 0.008084% | 0.00794% | 0.007254% | 0.007822% | 0.009056% | 0.01328% | 0.01015% | 0.01084% | 0.008938% | 0.01084% | 0.009056% | 0.007822% | 0.009056% | 0.006384% | 0.009202% | 0.007822% | 0.009056% | 0.01328% | 0.01015% | 0.01084% | 0.008938% | 0.008938% | 0.01084% | 0.009056% | 0.007822% | 0.009056% | 0.006384% | 0.009202% | 0.008084% | 0.008084%
8353 | 0.007164% | 0.009389% | 0.006458% | 0.00669% | 0.009265% | 0.01416% | 0.01% | 0.008339% | 0.008764% | 0.008339% | 0.009265% | 0.00669% | 0.009265% | 0.007124% | 0.00842% | 0.00669% | 0.009265% | 0.01416% | 0.01% | 0.008339% | 0.008764% | 0.008764% | 0.008339% | 0.009265% | 0.00669% | 0.009265% | 0.007124% | 0.00842% | 0.007164% | 0.007164%
8354 | 0.007141% | 0.009568% | 0.006489% | 0.006283% | 0.009152% | 0.0142% | 0.01011% | 0.00774% | 0.008631% | 0.00774% | 0.009152% | 0.006283% | 0.009152% | 0.006345% | 0.008456% | 0.006283% | 0.009152% | 0.0142% | 0.01011% | 0.00774% | 0.008631% | 0.008631% | 0.00774% | 0.009152% | 0.006283% | 0.009152% | 0.006345% | 0.008456% | 0.007141% | 0.007141%
8355 | 0.007135% | 0.00975% | 0.006621% | 0.006261% | 0.009188% | 0.01419% | 0.01016% | 0.007096% | 0.008759% | 0.007096% | 0.009188% | 0.006261% | 0.009188% | 0.006% | 0.008693% | 0.006261% | 0.009188% | 0.01419% | 0.01016% | 0.007096% | 0.008759% | 0.008759% | 0.007096% | 0.009188% | 0.006261% | 0.009188% | 0.006% | 0.008693% | 0.007135% | 0.007135%
8356 | 0.007078% | 0.009846% | 0.006684% | 0.006332% | 0.009476% | 0.01417% | 0.01021% | 0.006928% | 0.009119% | 0.006928% | 0.009476% | 0.006332% | 0.009476% | 0.006195% | 0.008898% | 0.006332% | 0.009476% | 0.01417% | 0.01021% | 0.006928% | 0.009119% | 0.009119% | 0.006928% | 0.009476% | 0.006332% | 0.009476% | 0.006195% | 0.008898% | 0.007078% | 0.007078%
8357 | 0.00707% | 0.00987% | 0.006649% | 0.006516% | 0.009787% | 0.01415% | 0.01022% | 0.007091% | 0.009345% | 0.007091% | 0.009787% | 0.006516% | 0.009787% | 0.006626% | 0.008956% | 0.006516% | 0.009787% | 0.01415% | 0.01022% | 0.007091% | 0.009345% | 0.009345% | 0.007091% | 0.009787% | 0.006516% | 0.009787% | 0.006626% | 0.008956% | 0.00707% | 0.00707%
8358 | 0.007065% | 0.01002% | 0.006684% | 0.007237% | 0.009816% | 0.01415% | 0.01023% | 0.007841% | 0.009286% | 0.007841% | 0.009816% | 0.007237% | 0.009816% | 0.007448% | 0.009042% | 0.007237% | 0.009816% | 0.01415% | 0.01023% | 0.007841% | 0.009286% | 0.009286% | 0.007841% | 0.009816% | 0.007237% | 0.009816% | 0.007448% | 0.009042% | 0.007065% | 0.007065%
8359 | 0.01221% | 0.01015% | 0.01087% | 0.008041% | 0.0101% | 0.01424% | 0.01045% | 0.00932% | 0.009781% | 0.00932% | 0.0101% | 0.008041% | 0.0101% | 0.008943% | 0.009236% | 0.008041% | 0.0101% | 0.01424% | 0.01045% | 0.00932% | 0.009781% | 0.009781% | 0.00932% | 0.0101% | 0.008041% | 0.0101% | 0.008943% | 0.009236% | 0.01221% | 0.01221%
8360 | 0.009123% | 0.01025% | 0.008194% | 0.008922% | 0.009738% | 0.01347% | 0.009156% | 0.01093% | 0.009709% | 0.01093% | 0.009738% | 0.008922% | 0.009738% | 0.01042% | 0.007429% | 0.008922% | 0.009738% | 0.01347% | 0.009156% | 0.01093% | 0.009709% | 0.009709% | 0.01093% | 0.009738% | 0.008922% | 0.009738% | 0.01042% | 0.007429% | 0.009123% | 0.009123%
8361 | 0.007863% | 0.01075% | 0.007109% | 0.01079% | 0.009573% | 0.01279% | 0.008659% | 0.01304% | 0.009554% | 0.01304% | 0.009573% | 0.01079% | 0.009573% | 0.0128% | 0.00624% | 0.01079% | 0.009573% | 0.01279% | 0.008659% | 0.01304% | 0.009554% | 0.009554% | 0.01304% | 0.009573% | 0.01079% | 0.009573% | 0.0128% | 0.00624% | 0.007863% | 0.007863%
8362 | 0.007382% | 0.0117% | 0.006699% | 0.01217% | 0.009796% | 0.01237% | 0.008802% | 0.01342% | 0.009522% | 0.01342% | 0.009796% | 0.01217% | 0.009796% | 0.01411% | 0.005725% | 0.01217% | 0.009796% | 0.01237% | 0.008802% | 0.01342% | 0.009522% | 0.009522% | 0.01342% | 0.009796% | 0.01217% | 0.009796% | 0.01411% | 0.005725% | 0.007382% | 0.007382%
8363 | 0.006986% | 0.01292% | 0.006537% | 0.01299% | 0.009921% | 0.01183% | 0.009037% | 0.01429% | 0.00961% | 0.01429% | 0.009921% | 0.01299% | 0.009921% | 0.01437% | 0.005341% | 0.01299% | 0.009921% | 0.01183% | 0.009037% | 0.01429% | 0.00961% | 0.00961% | 0.01429% | 0.009921% | 0.01299% | 0.009921% | 0.01437% | 0.005341% | 0.006986% | 0.006986%
8364 | 0.006764% | 0.01377% | 0.006282% | 0.01353% | 0.009682% | 0.01097% | 0.009327% | 0.01452% | 0.009574% | 0.01452% | 0.009682% | 0.01353% | 0.009682% | 0.01426% | 0.005109% | 0.01353% | 0.009682% | 0.01097% | 0.009327% | 0.01452% | 0.009574% | 0.009574% | 0.01452% | 0.009682% | 0.01353% | 0.009682% | 0.01426% | 0.005109% | 0.006764% | 0.006764%
8365 | 0.006531% | 0.0136% | 0.006084% | 0.01393% | 0.009512% | 0.009998% | 0.009373% | 0.01441% | 0.009602% | 0.01441% | 0.009512% | 0.01393% | 0.009512% | 0.0142% | 0.005002% | 0.01393% | 0.009512% | 0.009998% | 0.009373% | 0.01441% | 0.009602% | 0.009602% | 0.01441% | 0.009512% | 0.01393% | 0.009512% | 0.0142% | 0.005002% | 0.006531% | 0.006531%
8366 | 0.006459% | 0.01297% | 0.00598% | 0.01414% | 0.009462% | 0.008936% | 0.009151% | 0.01418% | 0.00962% | 0.01418% | 0.009462% | 0.01414% | 0.009462% | 0.01425% | 0.004918% | 0.01414% | 0.009462% | 0.008936% | 0.009151% | 0.01418% | 0.00962% | 0.00962% | 0.01418% | 0.009462% | 0.01414% | 0.009462% | 0.01425% | 0.004918% | 0.006459% | 0.006459%
8367 | 0.006447% | 0.01185% | 0.005922% | 0.01413% | 0.009441% | 0.008221% | 0.00882% | 0.01422% | 0.009629% | 0.01422% | 0.009441% | 0.01413% | 0.009441% | 0.01438% | 0.004893% | 0.01413% | 0.009441% | 0.008221% | 0.00882% | 0.01422% | 0.009629% | 0.009629% | 0.01422% | 0.009441% | 0.01413% | 0.009441% | 0.01438% | 0.004893% | 0.006447% | 0.006447%
8368 | 0.006502% | 0.01082% | 0.006224% | 0.01409% | 0.009542% | 0.008183% | 0.008522% | 0.01449% | 0.009761% | 0.01449% | 0.009542% | 0.01409% | 0.009542% | 0.01462% | 0.00499% | 0.01409% | 0.009542% | 0.008183% | 0.008522% | 0.01449% | 0.009761% | 0.009761% | 0.01449% | 0.009542% | 0.01409% | 0.009542% | 0.01462% | 0.00499% | 0.006502% | 0.006502%
8369 | 0.008196% | 0.01037% | 0.007687% | 0.0149% | 0.01033% | 0.009611% | 0.009782% | 0.01302% | 0.01014% | 0.01302% | 0.01033% | 0.0149% | 0.01033% | 0.01591% | 0.007021% | 0.0149% | 0.01033% | 0.009611% | 0.009782% | 0.01302% | 0.01014% | 0.01014% | 0.01302% | 0.01033% | 0.0149% | 0.01033% | 0.01591% | 0.007021% | 0.008196% | 0.008196%
8370 | 0.00907% | 0.009753% | 0.008444% | 0.015% | 0.01052% | 0.0107% | 0.01016% | 0.01266% | 0.01014% | 0.01266% | 0.01052% | 0.015% | 0.01052% | 0.0165% | 0.008025% | 0.015% | 0.01052% | 0.0107% | 0.01016% | 0.01266% | 0.01014% | 0.01014% | 0.01266% | 0.01052% | 0.015% | 0.01052% | 0.0165% | 0.008025% | 0.00907% | 0.00907%
8371 | 0.0094% | 0.009531% | 0.008808% | 0.01454% | 0.01031% | 0.01194% | 0.009943% | 0.01231% | 0.009983% | 0.01231% | 0.01031% | 0.01454% | 0.01031% | 0.01651% | 0.008234% | 0.01454% | 0.01031% | 0.01194% | 0.009943% | 0.01231% | 0.009983% | 0.009983% | 0.01231% | 0.01031% | 0.01454% | 0.01031% | 0.01651% | 0.008234% | 0.0094% | 0.0094%
8372 | 0.009824% | 0.009467% | 0.009074% | 0.01379% | 0.01002% | 0.01327% | 0.009837% | 0.01197% | 0.009832% | 0.01197% | 0.01002% | 0.01379% | 0.01002% | 0.01624% | 0.008391% | 0.01379% | 0.01002% | 0.01327% | 0.009837% | 0.01197% | 0.009832% | 0.009832% | 0.01197% | 0.01002% | 0.01379% | 0.01002% | 0.01624% | 0.008391% | 0.009824% | 0.009824%
8373 | 0.01007% | 0.00948% | 0.009479% | 0.01281% | 0.009711% | 0.01367% | 0.009876% | 0.01151% | 0.009632% | 0.01151% | 0.009711% | 0.01281% | 0.009711% | 0.01556% | 0.008552% | 0.01281% | 0.009711% | 0.01367% | 0.009876% | 0.01151% | 0.009632% | 0.009632% | 0.01151% | 0.009711% | 0.01281% | 0.009711% | 0.01556% | 0.008552% | 0.01007% | 0.01007%
8374 | 0.007145% | 0.009495% | 0.006879% | 0.01123% | 0.009347% | 0.01389% | 0.009876% | 0.01113% | 0.009301% | 0.01113% | 0.009347% | 0.01123% | 0.009347% | 0.01367% | 0.008637% | 0.01123% | 0.009347% | 0.01389% | 0.009876% | 0.01113% | 0.009301% | 0.009301% | 0.01113% | 0.009347% | 0.01123% | 0.009347% | 0.01367% | 0.008637% | 0.007145% | 0.007145%
8375 | 0.007392% | 0.009533% | 0.00699% | 0.008952% | 0.009214% | 0.01402% | 0.00994% | 0.01072% | 0.009035% | 0.01072% | 0.009214% | 0.008952% | 0.009214% | 0.01029% | 0.008693% | 0.008952% | 0.009214% | 0.01402% | 0.00994% | 0.01072% | 0.009035% | 0.009035% | 0.01072% | 0.009214% | 0.008952% | 0.009214% | 0.01029% | 0.008693% | 0.007392% | 0.007392%
8376 | 0.007557% | 0.009167% | 0.007033% | 0.007493% | 0.009148% | 0.01388% | 0.01005% | 0.01007% | 0.008907% | 0.01007% | 0.009148% | 0.007493% | 0.009148% | 0.007544% | 0.00877% | 0.007493% | 0.009148% | 0.01388% | 0.01005% | 0.01007% | 0.008907% | 0.008907% | 0.01007% | 0.009148% | 0.007493% | 0.009148% | 0.007544% | 0.00877% | 0.007557% | 0.007557%
8377 | 0.006455% | 0.007539% | 0.006164% | 0.007043% | 0.008034% | 0.01394% | 0.008753% | 0.009173% | 0.008116% | 0.009173% | 0.008034% | 0.007043% | 0.008034% | 0.006275% | 0.00854% | 0.007043% | 0.008034% | 0.01394% | 0.008753% | 0.009173% | 0.008116% | 0.008116% | 0.009173% | 0.008034% | 0.007043% | 0.008034% | 0.006275% | 0.00854% | 0.006455% | 0.006455%
8378 | 0.006494% | 0.00754% | 0.006537% | 0.006654% | 0.008163% | 0.01392% | 0.00894% | 0.008774% | 0.008281% | 0.008774% | 0.008163% | 0.006654% | 0.008163% | 0.005855% | 0.008638% | 0.006654% | 0.008163% | 0.01392% | 0.00894% | 0.008774% | 0.008281% | 0.008281% | 0.008774% | 0.008163% | 0.006654% | 0.008163% | 0.005855% | 0.008638% | 0.006494% | 0.006494%
8379 | 0.006643% | 0.007486% | 0.006576% | 0.006598% | 0.008344% | 0.01392% | 0.00908% | 0.008267% | 0.008465% | 0.008267% | 0.008344% | 0.006598% | 0.008344% | 0.005676% | 0.008733% | 0.006598% | 0.008344% | 0.01392% | 0.00908% | 0.008267% | 0.008465% | 0.008465% | 0.008267% | 0.008344% | 0.006598% | 0.008344% | 0.005676% | 0.008733% | 0.006643% | 0.006643%
8380 | 0.006523% | 0.007495% | 0.006503% | 0.006609% | 0.008307% | 0.01399% | 0.009148% | 0.00794% | 0.008273% | 0.00794% | 0.008307% | 0.006609% | 0.008307% | 0.005753% | 0.008799% | 0.006609% | 0.008307% | 0.01399% | 0.009148% | 0.00794% | 0.008273% | 0.008273% | 0.00794% | 0.008307% | 0.006609% | 0.008307% | 0.005753% | 0.008799% | 0.006523% | 0.006523%
8381 | 0.006624% | 0.007466% | 0.006631% | 0.006732% | 0.008479% | 0.01402% | 0.009328% | 0.00814% | 0.008424% | 0.00814% | 0.008479% | 0.006732% | 0.008479% | 0.006309% | 0.00895% | 0.006732% | 0.008479% | 0.01402% | 0.009328% | 0.00814% | 0.008424% | 0.008424% | 0.00814% | 0.008479% | 0.006732% | 0.008479% | 0.006309% | 0.00895% | 0.006624% | 0.006624%
8382 | 0.006692% | 0.007388% | 0.006704% | 0.007576% | 0.008669% | 0.01411% | 0.009544% | 0.008818% | 0.008504% | 0.008818% | 0.008669% | 0.007576% | 0.008669% | 0.007284% | 0.008985% | 0.007576% | 0.008669% | 0.01411% | 0.009544% | 0.008818% | 0.008504% | 0.008504% | 0.008818% | 0.008669% | 0.007576% | 0.008669% | 0.007284% | 0.008985% | 0.006692% | 0.006692%
8383 | 0.01185% | 0.007509% | 0.0112% | 0.008025% | 0.008653% | 0.01419% | 0.009586% | 0.009322% | 0.008305% | 0.009322% | 0.008653% | 0.008025% | 0.008653% | 0.008901% | 0.009067% | 0.008025% | 0.008653% | 0.01419% | 0.009586% | 0.009322% | 0.008305% | 0.008305% | 0.009322% | 0.008653% | 0.008025% | 0.008653% | 0.008901% | 0.009067% | 0.01185% | 0.01185%
8384 | 0.008084% | 0.00764% | 0.007646% | 0.007968% | 0.007978% | 0.01336% | 0.008197% | 0.01025% | 0.007952% | 0.01025% | 0.007978% | 0.007968% | 0.007978% | 0.00963% | 0.007085% | 0.007968% | 0.007978% | 0.01336% | 0.008197% | 0.01025% | 0.007952% | 0.007952% | 0.01025% | 0.007978% | 0.007968% | 0.007978% | 0.00963% | 0.007085% | 0.008084% | 0.008084%
8385 | 0.007041% | 0.008023% | 0.006713% | 0.008579% | 0.007853% | 0.01255% | 0.007692% | 0.01247% | 0.008115% | 0.01247% | 0.007853% | 0.008579% | 0.007853% | 0.011% | 0.005469% | 0.008579% | 0.007853% | 0.01255% | 0.007692% | 0.01247% | 0.008115% | 0.008115% | 0.01247% | 0.007853% | 0.008579% | 0.007853% | 0.011% | 0.005469% | 0.007041% | 0.007041%
8386 | 0.006201% | 0.008599% | 0.006109% | 0.009691% | 0.007638% | 0.01189% | 0.007315% | 0.01322% | 0.00792% | 0.01322% | 0.007638% | 0.009691% | 0.007638% | 0.01238% | 0.004878% | 0.009691% | 0.007638% | 0.01189% | 0.007315% | 0.01322% | 0.00792% | 0.00792% | 0.01322% | 0.007638% | 0.009691% | 0.007638% | 0.01238% | 0.004878% | 0.006201% | 0.006201%
8387 | 0.005731% | 0.009417% | 0.005673% | 0.01086% | 0.007328% | 0.01128% | 0.006874% | 0.01361% | 0.007703% | 0.01361% | 0.007328% | 0.01086% | 0.007328% | 0.01325% | 0.004613% | 0.01086% | 0.007328% | 0.01128% | 0.006874% | 0.01361% | 0.007703% | 0.007703% | 0.01361% | 0.007328% | 0.01086% | 0.007328% | 0.01325% | 0.004613% | 0.005731% | 0.005731%
8388 | 0.005553% | 0.01044% | 0.005519% | 0.0119% | 0.007107% | 0.01055% | 0.006548% | 0.01381% | 0.00754% | 0.01381% | 0.007107% | 0.0119% | 0.007107% | 0.01369% | 0.004516% | 0.0119% | 0.007107% | 0.01055% | 0.006548% | 0.01381% | 0.00754% | 0.00754% | 0.01381% | 0.007107% | 0.0119% | 0.007107% | 0.01369% | 0.004516% | 0.005553% | 0.005553%
8389 | 0.005472% | 0.01094% | 0.005301% | 0.01281% | 0.007114% | 0.009687% | 0.006489% | 0.01398% | 0.007644% | 0.01398% | 0.007114% | 0.01281% | 0.007114% | 0.01382% | 0.004479% | 0.01281% | 0.007114% | 0.009687% | 0.006489% | 0.01398% | 0.007644% | 0.007644% | 0.01398% | 0.007114% | 0.01281% | 0.007114% | 0.01382% | 0.004479% | 0.005472% | 0.005472%
8390 | 0.0054% | 0.01099% | 0.005126% | 0.01328% | 0.007077% | 0.008612% | 0.006431% | 0.01407% | 0.007642% | 0.01407% | 0.007077% | 0.01328% | 0.007077% | 0.01385% | 0.004455% | 0.01328% | 0.007077% | 0.008612% | 0.006431% | 0.01407% | 0.007642% | 0.007642% | 0.01407% | 0.007077% | 0.01328% | 0.007077% | 0.01385% | 0.004455% | 0.0054% | 0.0054%
8391 | 0.005321% | 0.0104% | 0.005021% | 0.01334% | 0.007064% | 0.007805% | 0.006438% | 0.0142% | 0.007595% | 0.0142% | 0.007064% | 0.01334% | 0.007064% | 0.0139% | 0.004418% | 0.01334% | 0.007064% | 0.007805% | 0.006438% | 0.0142% | 0.007595% | 0.007595% | 0.0142% | 0.007064% | 0.01334% | 0.007064% | 0.0139% | 0.004418% | 0.005321% | 0.005321%
8392 | 0.005344% | 0.009363% | 0.005123% | 0.01312% | 0.006959% | 0.007704% | 0.006451% | 0.01418% | 0.007439% | 0.01418% | 0.006959% | 0.01312% | 0.006959% | 0.0139% | 0.00442% | 0.01312% | 0.006959% | 0.007704% | 0.006451% | 0.01418% | 0.007439% | 0.007439% | 0.01418% | 0.006959% | 0.01312% | 0.006959% | 0.0139% | 0.00442% | 0.005344% | 0.005344%
8393 | 0.006972% | 0.008655% | 0.006788% | 0.01359% | 0.007514% | 0.009147% | 0.007921% | 0.01233% | 0.007486% | 0.01233% | 0.007514% | 0.01359% | 0.007514% | 0.01487% | 0.006362% | 0.01359% | 0.007514% | 0.009147% | 0.007921% | 0.01233% | 0.007486% | 0.007486% | 0.01233% | 0.007514% | 0.01359% | 0.007514% | 0.01487% | 0.006362% | 0.006972% | 0.006972%
8394 | 0.007876% | 0.00797% | 0.007532% | 0.01332% | 0.007677% | 0.01031% | 0.008442% | 0.01171% | 0.007537% | 0.01171% | 0.007677% | 0.01332% | 0.007677% | 0.01491% | 0.007256% | 0.01332% | 0.007677% | 0.01031% | 0.008442% | 0.01171% | 0.007537% | 0.007537% | 0.01171% | 0.007677% | 0.01332% | 0.007677% | 0.01491% | 0.007256% | 0.007876% | 0.007876%
8395 | 0.008125% | 0.007639% | 0.007761% | 0.01249% | 0.00756% | 0.01158% | 0.008311% | 0.01152% | 0.007517% | 0.01152% | 0.00756% | 0.01249% | 0.00756% | 0.01419% | 0.007362% | 0.01249% | 0.00756% | 0.01158% | 0.008311% | 0.01152% | 0.007517% | 0.007517% | 0.01152% | 0.00756% | 0.01249% | 0.00756% | 0.01419% | 0.007362% | 0.008125% | 0.008125%
8396 | 0.008342% | 0.007573% | 0.007904% | 0.0114% | 0.007531% | 0.01286% | 0.00826% | 0.01136% | 0.007575% | 0.01136% | 0.007531% | 0.0114% | 0.007531% | 0.01315% | 0.007473% | 0.0114% | 0.007531% | 0.01286% | 0.00826% | 0.01136% | 0.007575% | 0.007575% | 0.01136% | 0.007531% | 0.0114% | 0.007531% | 0.01315% | 0.007473% | 0.008342% | 0.008342%
8397 | 0.008447% | 0.0075% | 0.007971% | 0.01032% | 0.007521% | 0.01325% | 0.008233% | 0.01103% | 0.007567% | 0.01103% | 0.007521% | 0.01032% | 0.007521% | 0.0118% | 0.007539% | 0.01032% | 0.007521% | 0.01325% | 0.008233% | 0.01103% | 0.007567% | 0.007567% | 0.01103% | 0.007521% | 0.01032% | 0.007521% | 0.0118% | 0.007539% | 0.008447% | 0.008447%
8398 | 0.00587% | 0.007461% | 0.005774% | 0.009369% | 0.00762% | 0.01349% | 0.008307% | 0.01074% | 0.00766% | 0.01074% | 0.00762% | 0.009369% | 0.00762% | 0.01031% | 0.007648% | 0.009369% | 0.00762% | 0.01349% | 0.008307% | 0.01074% | 0.00766% | 0.00766% | 0.01074% | 0.00762% | 0.009369% | 0.00762% | 0.01031% | 0.007648% | 0.00587% | 0.00587%
8399 | 0.006063% | 0.007438% | 0.006051% | 0.008472% | 0.007784% | 0.01366% | 0.008468% | 0.01051% | 0.007846% | 0.01051% | 0.007784% | 0.008472% | 0.007784% | 0.008754% | 0.007785% | 0.008472% | 0.007784% | 0.01366% | 0.008468% | 0.01051% | 0.007846% | 0.007846% | 0.01051% | 0.007784% | 0.008472% | 0.007784% | 0.008754% | 0.007785% | 0.006063% | 0.006063%
8400 | 0.006512% | 0.007952% | 0.006316% | 0.007652% | 0.008263% | 0.01374% | 0.00897% | 0.009687% | 0.008234% | 0.009687% | 0.008263% | 0.007652% | 0.008263% | 0.007363% | 0.008068% | 0.007652% | 0.008263% | 0.01374% | 0.00897% | 0.009687% | 0.008234% | 0.008234% | 0.009687% | 0.008263% | 0.007652% | 0.008263% | 0.007363% | 0.008068% | 0.006512% | 0.006512%
8401 | 0.007746% | 0.007759% | 0.007346% | 0.006818% | 0.009077% | 0.01297% | 0.0102% | 0.009165% | 0.008914% | 0.009165% | 0.009077% | 0.006818% | 0.009077% | 0.005658% | 0.008132% | 0.006818% | 0.009077% | 0.01297% | 0.0102% | 0.009165% | 0.008914% | 0.008914% | 0.009165% | 0.009077% | 0.006818% | 0.009077% | 0.005658% | 0.008132% | 0.007746% | 0.007746%
8402 | 0.007781% | 0.007754% | 0.007489% | 0.006358% | 0.008998% | 0.01299% | 0.00996% | 0.007824% | 0.008897% | 0.007824% | 0.008998% | 0.006358% | 0.008998% | 0.005637% | 0.007952% | 0.006358% | 0.008998% | 0.01299% | 0.00996% | 0.007824% | 0.008897% | 0.008897% | 0.007824% | 0.008998% | 0.006358% | 0.008998% | 0.005637% | 0.007952% | 0.007781% | 0.007781%
8403 | 0.007875% | 0.007708% | 0.007551% | 0.006241% | 0.00904% | 0.013% | 0.009989% | 0.006834% | 0.00908% | 0.006834% | 0.00904% | 0.006241% | 0.00904% | 0.005742% | 0.008091% | 0.006241% | 0.00904% | 0.013% | 0.009989% | 0.006834% | 0.00908% | 0.00908% | 0.006834% | 0.00904% | 0.006241% | 0.00904% | 0.005742% | 0.008091% | 0.007875% | 0.007875%
8404 | 0.008218% | 0.007676% | 0.007685% | 0.006293% | 0.009157% | 0.013% | 0.0101% | 0.006178% | 0.009506% | 0.006178% | 0.009157% | 0.006293% | 0.009157% | 0.006172% | 0.008453% | 0.006293% | 0.009157% | 0.013% | 0.0101% | 0.006178% | 0.009506% | 0.009506% | 0.006178% | 0.009157% | 0.006293% | 0.009157% | 0.006172% | 0.008453% | 0.008218% | 0.008218%
8405 | 0.009202% | 0.007689% | 0.007694% | 0.006519% | 0.009728% | 0.01298% | 0.01051% | 0.006188% | 0.01009% | 0.006188% | 0.009728% | 0.006519% | 0.009728% | 0.006652% | 0.009194% | 0.006519% | 0.009728% | 0.01298% | 0.01051% | 0.006188% | 0.01009% | 0.01009% | 0.006188% | 0.009728% | 0.006519% | 0.009728% | 0.006652% | 0.009194% | 0.009202% | 0.009202%
8406 | 0.0113% | 0.008199% | 0.007886% | 0.007529% | 0.01071% | 0.01295% | 0.01137% | 0.007259% | 0.01068% | 0.007259% | 0.01071% | 0.007529% | 0.01071% | 0.007412% | 0.01059% | 0.007529% | 0.01071% | 0.01295% | 0.01137% | 0.007259% | 0.01068% | 0.01068% | 0.007259% | 0.01071% | 0.007529% | 0.01071% | 0.007412% | 0.01059% | 0.0113% | 0.0113%
8407 | 0.01732% | 0.008374% | 0.01442% | 0.008405% | 0.01229% | 0.01319% | 0.01286% | 0.009116% | 0.01229% | 0.009116% | 0.01229% | 0.008405% | 0.01229% | 0.008996% | 0.01304% | 0.008405% | 0.01229% | 0.01319% | 0.01286% | 0.009116% | 0.01229% | 0.01229% | 0.009116% | 0.01229% | 0.008405% | 0.01229% | 0.008996% | 0.01304% | 0.01732% | 0.01732%
8408 | 0.01741% | 0.009328% | 0.01629% | 0.009371% | 0.01322% | 0.01265% | 0.01321% | 0.0115% | 0.01316% | 0.0115% | 0.01322% | 0.009371% | 0.01322% | 0.01049% | 0.01426% | 0.009371% | 0.01322% | 0.01265% | 0.01321% | 0.0115% | 0.01316% | 0.01316% | 0.0115% | 0.01322% | 0.009371% | 0.01322% | 0.01049% | 0.01426% | 0.01741% | 0.01741%
8409 | 0.01848% | 0.01199% | 0.01763% | 0.01118% | 0.01411% | 0.01212% | 0.01384% | 0.0137% | 0.01381% | 0.0137% | 0.01411% | 0.01118% | 0.01411% | 0.01281% | 0.01577% | 0.01118% | 0.01411% | 0.01212% | 0.01384% | 0.0137% | 0.01381% | 0.01381% | 0.0137% | 0.01411% | 0.01118% | 0.01411% | 0.01281% | 0.01577% | 0.01848% | 0.01848%
8410 | 0.01959% | 0.01508% | 0.01822% | 0.0126% | 0.01514% | 0.01189% | 0.01501% | 0.01392% | 0.01446% | 0.01392% | 0.01514% | 0.0126% | 0.01514% | 0.01404% | 0.01772% | 0.0126% | 0.01514% | 0.01189% | 0.01501% | 0.01392% | 0.01446% | 0.01446% | 0.01392% | 0.01514% | 0.0126% | 0.01514% | 0.01404% | 0.01772% | 0.01959% | 0.01959%
8411 | 0.02011% | 0.01767% | 0.01876% | 0.01338% | 0.01559% | 0.01155% | 0.01583% | 0.01417% | 0.01469% | 0.01417% | 0.01559% | 0.01338% | 0.01559% | 0.01443% | 0.01906% | 0.01338% | 0.01559% | 0.01155% | 0.01583% | 0.01417% | 0.01469% | 0.01469% | 0.01417% | 0.01559% | 0.01338% | 0.01559% | 0.01443% | 0.01906% | 0.02011% | 0.02011%
8412 | 0.02014% | 0.01855% | 0.01881% | 0.01388% | 0.01536% | 0.01112% | 0.0161% | 0.01378% | 0.01443% | 0.01378% | 0.01536% | 0.01388% | 0.01536% | 0.01461% | 0.0199% | 0.01388% | 0.01536% | 0.01112% | 0.0161% | 0.01378% | 0.01443% | 0.01443% | 0.01378% | 0.01536% | 0.01388% | 0.01536% | 0.01461% | 0.0199% | 0.02014% | 0.02014%
8413 | 0.01938% | 0.01831% | 0.01891% | 0.0142% | 0.01473% | 0.01021% | 0.01589% | 0.01293% | 0.01401% | 0.01293% | 0.01473% | 0.0142% | 0.01473% | 0.01471% | 0.02023% | 0.0142% | 0.01473% | 0.01021% | 0.01589% | 0.01293% | 0.01401% | 0.01401% | 0.01293% | 0.01473% | 0.0142% | 0.01473% | 0.01471% | 0.02023% | 0.01938% | 0.01938%
8414 | 0.01786% | 0.01755% | 0.01887% | 0.01436% | 0.01365% | 0.009125% | 0.01535% | 0.01201% | 0.01317% | 0.01201% | 0.01365% | 0.01436% | 0.01365% | 0.01479% | 0.02019% | 0.01436% | 0.01365% | 0.009125% | 0.01535% | 0.01201% | 0.01317% | 0.01317% | 0.01201% | 0.01365% | 0.01436% | 0.01365% | 0.01479% | 0.02019% | 0.01786% | 0.01786%
8415 | 0.01575% | 0.0148% | 0.01786% | 0.01444% | 0.01242% | 0.008463% | 0.01445% | 0.0116% | 0.01206% | 0.0116% | 0.01242% | 0.01444% | 0.01242% | 0.01477% | 0.01986% | 0.01444% | 0.01242% | 0.008463% | 0.01445% | 0.0116% | 0.01206% | 0.01206% | 0.0116% | 0.01242% | 0.01444% | 0.01242% | 0.01477% | 0.01986% | 0.01575% | 0.01575%
8416 | 0.01392% | 0.01218% | 0.01742% | 0.01438% | 0.01149% | 0.008283% | 0.01325% | 0.01179% | 0.01128% | 0.01179% | 0.01149% | 0.01438% | 0.01149% | 0.01453% | 0.01886% | 0.01438% | 0.01149% | 0.008283% | 0.01325% | 0.01179% | 0.01128% | 0.01128% | 0.01179% | 0.01149% | 0.01438% | 0.01149% | 0.01453% | 0.01886% | 0.01392% | 0.01392%
8417 | 0.01368% | 0.01087% | 0.01738% | 0.01519% | 0.01161% | 0.009593% | 0.01357% | 0.01043% | 0.0111% | 0.01043% | 0.01161% | 0.01519% | 0.01161% | 0.01526% | 0.01876% | 0.01519% | 0.01161% | 0.009593% | 0.01357% | 0.01043% | 0.0111% | 0.0111% | 0.01043% | 0.01161% | 0.01519% | 0.01161% | 0.01526% | 0.01876% | 0.01368% | 0.01368%
8418 | 0.01294% | 0.009112% | 0.01759% | 0.01528% | 0.01131% | 0.01063% | 0.0133% | 0.01045% | 0.01087% | 0.01045% | 0.01131% | 0.01528% | 0.01131% | 0.01516% | 0.01699% | 0.01528% | 0.01131% | 0.01063% | 0.0133% | 0.01045% | 0.01087% | 0.01087% | 0.01045% | 0.01131% | 0.01528% | 0.01131% | 0.01516% | 0.01699% | 0.01294% | 0.01294%
8419 | 0.01189% | 0.008439% | 0.01745% | 0.01482% | 0.01075% | 0.01174% | 0.01278% | 0.01041% | 0.01035% | 0.01041% | 0.01075% | 0.01482% | 0.01075% | 0.01457% | 0.01434% | 0.01482% | 0.01075% | 0.01174% | 0.01278% | 0.01041% | 0.01035% | 0.01035% | 0.01041% | 0.01075% | 0.01482% | 0.01075% | 0.01457% | 0.01434% | 0.01189% | 0.01189%
8420 | 0.01125% | 0.008124% | 0.01515% | 0.0141% | 0.01009% | 0.01279% | 0.01235% | 0.01044% | 0.009859% | 0.01044% | 0.01009% | 0.0141% | 0.01009% | 0.01397% | 0.01242% | 0.0141% | 0.01009% | 0.01279% | 0.01235% | 0.01044% | 0.009859% | 0.009859% | 0.01044% | 0.01009% | 0.0141% | 0.01009% | 0.01397% | 0.01242% | 0.01125% | 0.01125%
8421 | 0.01101% | 0.008001% | 0.01175% | 0.01319% | 0.009626% | 0.01322% | 0.01174% | 0.01055% | 0.009345% | 0.01055% | 0.009626% | 0.01319% | 0.009626% | 0.0132% | 0.01121% | 0.01319% | 0.009626% | 0.01322% | 0.01174% | 0.01055% | 0.009345% | 0.009345% | 0.01055% | 0.009626% | 0.01319% | 0.009626% | 0.0132% | 0.01121% | 0.01101% | 0.01101%
8422 | 0.007906% | 0.00791% | 0.007776% | 0.01163% | 0.009359% | 0.01345% | 0.01112% | 0.01085% | 0.009098% | 0.01085% | 0.009359% | 0.01163% | 0.009359% | 0.01149% | 0.01041% | 0.01163% | 0.009359% | 0.01345% | 0.01112% | 0.01085% | 0.009098% | 0.009098% | 0.01085% | 0.009359% | 0.01163% | 0.009359% | 0.01149% | 0.01041% | 0.007906% | 0.007906%
8423 | 0.008018% | 0.007912% | 0.007386% | 0.00941% | 0.009325% | 0.01362% | 0.01056% | 0.01108% | 0.009019% | 0.01108% | 0.009325% | 0.00941% | 0.009325% | 0.008512% | 0.009833% | 0.00941% | 0.009325% | 0.01362% | 0.01056% | 0.01108% | 0.009019% | 0.009019% | 0.01108% | 0.009325% | 0.00941% | 0.009325% | 0.008512% | 0.009833% | 0.008018% | 0.008018%
8424 | 0.007651% | 0.007773% | 0.007193% | 0.007923% | 0.009011% | 0.01367% | 0.009913% | 0.01056% | 0.008772% | 0.01056% | 0.009011% | 0.007923% | 0.009011% | 0.006703% | 0.009104% | 0.007923% | 0.009011% | 0.01367% | 0.009913% | 0.01056% | 0.008772% | 0.008772% | 0.01056% | 0.009011% | 0.007923% | 0.009011% | 0.006703% | 0.009104% | 0.007651% | 0.007651%
8425 | 0.008334% | 0.00787% | 0.007669% | 0.00713% | 0.009362% | 0.01374% | 0.01019% | 0.00943% | 0.009005% | 0.00943% | 0.009362% | 0.00713% | 0.009362% | 0.00628% | 0.009107% | 0.00713% | 0.009362% | 0.01374% | 0.01019% | 0.00943% | 0.009005% | 0.009005% | 0.00943% | 0.009362% | 0.00713% | 0.009362% | 0.00628% | 0.009107% | 0.008334% | 0.008334%
8426 | 0.00847% | 0.00791% | 0.007992% | 0.00664% | 0.009368% | 0.0138% | 0.01015% | 0.008091% | 0.009083% | 0.008091% | 0.009368% | 0.00664% | 0.009368% | 0.006307% | 0.009117% | 0.00664% | 0.009368% | 0.0138% | 0.01015% | 0.008091% | 0.009083% | 0.009083% | 0.008091% | 0.009368% | 0.00664% | 0.009368% | 0.006307% | 0.009117% | 0.00847% | 0.00847%
8427 | 0.008595% | 0.007885% | 0.008164% | 0.006552% | 0.009442% | 0.01385% | 0.01025% | 0.007081% | 0.009277% | 0.007081% | 0.009442% | 0.006552% | 0.009442% | 0.006458% | 0.009307% | 0.006552% | 0.009442% | 0.01385% | 0.01025% | 0.007081% | 0.009277% | 0.009277% | 0.007081% | 0.009442% | 0.006552% | 0.009442% | 0.006458% | 0.009307% | 0.008595% | 0.008595%
8428 | 0.008911% | 0.007839% | 0.008273% | 0.006612% | 0.009582% | 0.01393% | 0.01037% | 0.006443% | 0.009659% | 0.006443% | 0.009582% | 0.006612% | 0.009582% | 0.006878% | 0.009683% | 0.006612% | 0.009582% | 0.01393% | 0.01037% | 0.006443% | 0.009659% | 0.009659% | 0.006443% | 0.009582% | 0.006612% | 0.009582% | 0.006878% | 0.009683% | 0.008911% | 0.008911%
8429 | 0.009916% | 0.007833% | 0.008302% | 0.006883% | 0.01021% | 0.01399% | 0.01084% | 0.006492% | 0.01027% | 0.006492% | 0.01021% | 0.006883% | 0.01021% | 0.007412% | 0.01053% | 0.006883% | 0.01021% | 0.01399% | 0.01084% | 0.006492% | 0.01027% | 0.01027% | 0.006492% | 0.01021% | 0.006883% | 0.01021% | 0.007412% | 0.01053% | 0.009916% | 0.009916%
8430 | 0.01208% | 0.007986% | 0.008566% | 0.008128% | 0.01141% | 0.01409% | 0.01184% | 0.007752% | 0.01145% | 0.007752% | 0.01141% | 0.008128% | 0.01141% | 0.008445% | 0.01212% | 0.008128% | 0.01141% | 0.01409% | 0.01184% | 0.007752% | 0.01145% | 0.01145% | 0.007752% | 0.01141% | 0.008128% | 0.01141% | 0.008445% | 0.01212% | 0.01208% | 0.01208%
8431 | 0.01896% | 0.008398% | 0.01556% | 0.009049% | 0.01298% | 0.01423% | 0.01342% | 0.009638% | 0.01269% | 0.009638% | 0.01298% | 0.009049% | 0.01298% | 0.01013% | 0.01465% | 0.009049% | 0.01298% | 0.01423% | 0.01342% | 0.009638% | 0.01269% | 0.01269% | 0.009638% | 0.01298% | 0.009049% | 0.01298% | 0.01013% | 0.01465% | 0.01896% | 0.01896%
8432 | 0.01868% | 0.009478% | 0.0173% | 0.00998% | 0.01385% | 0.0136% | 0.01371% | 0.01192% | 0.01338% | 0.01192% | 0.01385% | 0.00998% | 0.01385% | 0.01157% | 0.01565% | 0.00998% | 0.01385% | 0.0136% | 0.01371% | 0.01192% | 0.01338% | 0.01338% | 0.01192% | 0.01385% | 0.00998% | 0.01385% | 0.01157% | 0.01565% | 0.01868% | 0.01868%
8433 | 0.01951% | 0.01229% | 0.01852% | 0.01181% | 0.01468% | 0.01287% | 0.01425% | 0.01412% | 0.01422% | 0.01412% | 0.01468% | 0.01181% | 0.01468% | 0.01381% | 0.01691% | 0.01181% | 0.01468% | 0.01287% | 0.01425% | 0.01412% | 0.01422% | 0.01422% | 0.01412% | 0.01468% | 0.01181% | 0.01468% | 0.01381% | 0.01691% | 0.01951% | 0.01951%
8434 | 0.02051% | 0.01519% | 0.01899% | 0.0132% | 0.01561% | 0.01227% | 0.01535% | 0.01441% | 0.0149% | 0.01441% | 0.01561% | 0.0132% | 0.01561% | 0.0148% | 0.01853% | 0.0132% | 0.01561% | 0.01227% | 0.01535% | 0.01441% | 0.0149% | 0.0149% | 0.01441% | 0.01561% | 0.0132% | 0.01561% | 0.0148% | 0.01853% | 0.02051% | 0.02051%
8435 | 0.02086% | 0.0175% | 0.01954% | 0.01396% | 0.01593% | 0.01174% | 0.01615% | 0.01464% | 0.01496% | 0.01464% | 0.01593% | 0.01396% | 0.01593% | 0.01509% | 0.01962% | 0.01396% | 0.01593% | 0.01174% | 0.01615% | 0.01464% | 0.01496% | 0.01496% | 0.01464% | 0.01593% | 0.01396% | 0.01593% | 0.01509% | 0.01962% | 0.02086% | 0.02086%
8436 | 0.02067% | 0.01827% | 0.0195% | 0.01443% | 0.01563% | 0.01113% | 0.01641% | 0.01433% | 0.01463% | 0.01433% | 0.01563% | 0.01443% | 0.01563% | 0.01513% | 0.02036% | 0.01443% | 0.01563% | 0.01113% | 0.01641% | 0.01433% | 0.01463% | 0.01463% | 0.01433% | 0.01563% | 0.01443% | 0.01563% | 0.01513% | 0.02036% | 0.02067% | 0.02067%
8437 | 0.01976% | 0.01797% | 0.01955% | 0.01473% | 0.01497% | 0.01022% | 0.01619% | 0.01361% | 0.01422% | 0.01361% | 0.01497% | 0.01473% | 0.01497% | 0.01511% | 0.02063% | 0.01473% | 0.01497% | 0.01022% | 0.01619% | 0.01361% | 0.01422% | 0.01422% | 0.01361% | 0.01497% | 0.01473% | 0.01497% | 0.01511% | 0.02063% | 0.01976% | 0.01976%
8438 | 0.0182% | 0.01721% | 0.01946% | 0.01488% | 0.014% | 0.009149% | 0.01568% | 0.01274% | 0.01358% | 0.01274% | 0.014% | 0.01488% | 0.014% | 0.01519% | 0.02055% | 0.01488% | 0.014% | 0.009149% | 0.01568% | 0.01274% | 0.01358% | 0.01358% | 0.01274% | 0.014% | 0.01488% | 0.014% | 0.01519% | 0.02055% | 0.0182% | 0.0182%
8439 | 0.01618% | 0.0146% | 0.01849% | 0.01495% | 0.01295% | 0.00839% | 0.0148% | 0.01242% | 0.01265% | 0.01242% | 0.01295% | 0.01495% | 0.01295% | 0.01518% | 0.02028% | 0.01495% | 0.01295% | 0.00839% | 0.0148% | 0.01242% | 0.01265% | 0.01265% | 0.01242% | 0.01295% | 0.01495% | 0.01295% | 0.01518% | 0.02028% | 0.01618% | 0.01618%
8440 | 0.01435% | 0.01211% | 0.01804% | 0.01488% | 0.01211% | 0.008247% | 0.0136% | 0.01263% | 0.01194% | 0.01263% | 0.01211% | 0.01488% | 0.01211% | 0.01491% | 0.01936% | 0.01488% | 0.01211% | 0.008247% | 0.0136% | 0.01263% | 0.01194% | 0.01194% | 0.01263% | 0.01211% | 0.01488% | 0.01211% | 0.01491% | 0.01936% | 0.01435% | 0.01435%
8441 | 0.01426% | 0.01091% | 0.01798% | 0.01561% | 0.01223% | 0.009718% | 0.01395% | 0.01113% | 0.01172% | 0.01113% | 0.01223% | 0.01561% | 0.01223% | 0.01559% | 0.01934% | 0.01561% | 0.01223% | 0.009718% | 0.01395% | 0.01113% | 0.01172% | 0.01172% | 0.01113% | 0.01223% | 0.01561% | 0.01223% | 0.01559% | 0.01934% | 0.01426% | 0.01426%
8442 | 0.01358% | 0.009233% | 0.01822% | 0.01567% | 0.01197% | 0.01086% | 0.01374% | 0.01107% | 0.01151% | 0.01107% | 0.01197% | 0.01567% | 0.01197% | 0.01554% | 0.01773% | 0.01567% | 0.01197% | 0.01086% | 0.01374% | 0.01107% | 0.01151% | 0.01151% | 0.01107% | 0.01197% | 0.01567% | 0.01197% | 0.01554% | 0.01773% | 0.01358% | 0.01358%
8443 | 0.01267% | 0.00857% | 0.0181% | 0.01518% | 0.0113% | 0.01202% | 0.01322% | 0.01096% | 0.01091% | 0.01096% | 0.0113% | 0.01518% | 0.0113% | 0.01499% | 0.01518% | 0.01518% | 0.0113% | 0.01202% | 0.01322% | 0.01096% | 0.01091% | 0.01091% | 0.01096% | 0.0113% | 0.01518% | 0.0113% | 0.01499% | 0.01518% | 0.01267% | 0.01267%
8444 | 0.01199% | 0.008239% | 0.01571% | 0.01441% | 0.01049% | 0.0131% | 0.01273% | 0.011% | 0.01037% | 0.011% | 0.01049% | 0.01441% | 0.01049% | 0.01433% | 0.01334% | 0.01441% | 0.01049% | 0.0131% | 0.01273% | 0.011% | 0.01037% | 0.01037% | 0.011% | 0.01049% | 0.01441% | 0.01049% | 0.01433% | 0.01334% | 0.01199% | 0.01199%
8445 | 0.01161% | 0.008082% | 0.01217% | 0.01343% | 0.009974% | 0.01353% | 0.01202% | 0.01105% | 0.009877% | 0.01105% | 0.009974% | 0.01343% | 0.009974% | 0.01345% | 0.01207% | 0.01343% | 0.009974% | 0.01353% | 0.01202% | 0.01105% | 0.009877% | 0.009877% | 0.01105% | 0.009974% | 0.01343% | 0.009974% | 0.01345% | 0.01207% | 0.01161% | 0.01161%
8446 | 0.008164% | 0.008013% | 0.007965% | 0.01187% | 0.009712% | 0.01371% | 0.01139% | 0.01136% | 0.009668% | 0.01136% | 0.009712% | 0.01187% | 0.009712% | 0.01173% | 0.01127% | 0.01187% | 0.009712% | 0.01371% | 0.01139% | 0.01136% | 0.009668% | 0.009668% | 0.01136% | 0.009712% | 0.01187% | 0.009712% | 0.01173% | 0.01127% | 0.008164% | 0.008164%
8447 | 0.008418% | 0.008004% | 0.007555% | 0.009661% | 0.009711% | 0.0139% | 0.01081% | 0.01165% | 0.009674% | 0.01165% | 0.009711% | 0.009661% | 0.009711% | 0.008711% | 0.01076% | 0.009661% | 0.009711% | 0.0139% | 0.01081% | 0.01165% | 0.009674% | 0.009674% | 0.01165% | 0.009711% | 0.009661% | 0.009711% | 0.008711% | 0.01076% | 0.008418% | 0.008418%
8448 | 0.008413% | 0.007966% | 0.007718% | 0.008137% | 0.009616% | 0.01389% | 0.01049% | 0.01144% | 0.009435% | 0.01144% | 0.009616% | 0.008137% | 0.009616% | 0.006776% | 0.01014% | 0.008137% | 0.009616% | 0.01389% | 0.01049% | 0.01144% | 0.009435% | 0.009435% | 0.01144% | 0.009616% | 0.008137% | 0.009616% | 0.006776% | 0.01014% | 0.008413% | 0.008413%
8449 | 0.00863% | 0.007984% | 0.00782% | 0.007335% | 0.009726% | 0.01396% | 0.01043% | 0.009806% | 0.009529% | 0.009806% | 0.009726% | 0.007335% | 0.009726% | 0.006502% | 0.009898% | 0.007335% | 0.009726% | 0.01396% | 0.01043% | 0.009806% | 0.009529% | 0.009529% | 0.009806% | 0.009726% | 0.007335% | 0.009726% | 0.006502% | 0.009898% | 0.00863% | 0.00863%
8450 | 0.00869% | 0.007945% | 0.008017% | 0.006775% | 0.009662% | 0.014% | 0.01035% | 0.008388% | 0.009469% | 0.008388% | 0.009662% | 0.006775% | 0.009662% | 0.006494% | 0.009726% | 0.006775% | 0.009662% | 0.014% | 0.01035% | 0.008388% | 0.009469% | 0.009469% | 0.008388% | 0.009662% | 0.006775% | 0.009662% | 0.006494% | 0.009726% | 0.00869% | 0.00869%
8451 | 0.008784% | 0.007929% | 0.008% | 0.006681% | 0.009692% | 0.01396% | 0.01045% | 0.00738% | 0.009609% | 0.00738% | 0.009692% | 0.006681% | 0.009692% | 0.006629% | 0.009796% | 0.006681% | 0.009692% | 0.01396% | 0.01045% | 0.00738% | 0.009609% | 0.009609% | 0.00738% | 0.009692% | 0.006681% | 0.009692% | 0.006629% | 0.009796% | 0.008784% | 0.008784%
8452 | 0.009118% | 0.007911% | 0.007972% | 0.006739% | 0.00985% | 0.01393% | 0.01057% | 0.006791% | 0.009973% | 0.006791% | 0.00985% | 0.006739% | 0.00985% | 0.007005% | 0.01012% | 0.006739% | 0.00985% | 0.01393% | 0.01057% | 0.006791% | 0.009973% | 0.009973% | 0.006791% | 0.00985% | 0.006739% | 0.00985% | 0.007005% | 0.01012% | 0.009118% | 0.009118%
8453 | 0.01002% | 0.007924% | 0.008246% | 0.006981% | 0.01041% | 0.01392% | 0.01097% | 0.006822% | 0.01053% | 0.006822% | 0.01041% | 0.006981% | 0.01041% | 0.007465% | 0.01084% | 0.006981% | 0.01041% | 0.01392% | 0.01097% | 0.006822% | 0.01053% | 0.01053% | 0.006822% | 0.01041% | 0.006981% | 0.01041% | 0.007465% | 0.01084% | 0.01002% | 0.01002%
8454 | 0.01221% | 0.008094% | 0.008364% | 0.008133% | 0.01141% | 0.01397% | 0.01189% | 0.007879% | 0.01115% | 0.007879% | 0.01141% | 0.008133% | 0.01141% | 0.008323% | 0.01225% | 0.008133% | 0.01141% | 0.01397% | 0.01189% | 0.007879% | 0.01115% | 0.01115% | 0.007879% | 0.01141% | 0.008133% | 0.01141% | 0.008323% | 0.01225% | 0.01221% | 0.01221%
8455 | 0.0187% | 0.008486% | 0.01533% | 0.008993% | 0.01296% | 0.01407% | 0.01342% | 0.009735% | 0.0128% | 0.009735% | 0.01296% | 0.008993% | 0.01296% | 0.009938% | 0.01464% | 0.008993% | 0.01296% | 0.01407% | 0.01342% | 0.009735% | 0.0128% | 0.0128% | 0.009735% | 0.01296% | 0.008993% | 0.01296% | 0.009938% | 0.01464% | 0.0187% | 0.0187%
8456 | 0.01861% | 0.009551% | 0.01712% | 0.009907% | 0.0139% | 0.01342% | 0.01374% | 0.0122% | 0.01363% | 0.0122% | 0.0139% | 0.009907% | 0.0139% | 0.01131% | 0.01571% | 0.009907% | 0.0139% | 0.01342% | 0.01374% | 0.0122% | 0.01363% | 0.01363% | 0.0122% | 0.0139% | 0.009907% | 0.0139% | 0.01131% | 0.01571% | 0.01861% | 0.01861%
8457 | 0.01951% | 0.01236% | 0.01833% | 0.01173% | 0.0148% | 0.01274% | 0.01431% | 0.01436% | 0.01442% | 0.01436% | 0.0148% | 0.01173% | 0.0148% | 0.0136% | 0.01687% | 0.01173% | 0.0148% | 0.01274% | 0.01431% | 0.01436% | 0.01442% | 0.01442% | 0.01436% | 0.0148% | 0.01173% | 0.0148% | 0.0136% | 0.01687% | 0.01951% | 0.01951%
8458 | 0.02046% | 0.01531% | 0.01878% | 0.01315% | 0.0157% | 0.01229% | 0.0154% | 0.01461% | 0.01505% | 0.01461% | 0.0157% | 0.01315% | 0.0157% | 0.01477% | 0.01841% | 0.01315% | 0.0157% | 0.01229% | 0.0154% | 0.01461% | 0.01505% | 0.01505% | 0.01461% | 0.0157% | 0.01315% | 0.0157% | 0.01477% | 0.01841% | 0.02046% | 0.02046%
8459 | 0.02086% | 0.01762% | 0.01931% | 0.01394% | 0.01607% | 0.01192% | 0.0162% | 0.01488% | 0.01514% | 0.01488% | 0.01607% | 0.01394% | 0.01607% | 0.0151% | 0.01957% | 0.01394% | 0.01607% | 0.01192% | 0.0162% | 0.01488% | 0.01514% | 0.01514% | 0.01488% | 0.01607% | 0.01394% | 0.01607% | 0.0151% | 0.01957% | 0.02086% | 0.02086%
8460 | 0.02066% | 0.01835% | 0.01928% | 0.01436% | 0.01574% | 0.01134% | 0.01645% | 0.01451% | 0.0147% | 0.01451% | 0.01574% | 0.01436% | 0.01574% | 0.01515% | 0.02031% | 0.01436% | 0.01574% | 0.01134% | 0.01645% | 0.01451% | 0.0147% | 0.0147% | 0.01451% | 0.01574% | 0.01436% | 0.01574% | 0.01515% | 0.02031% | 0.02066% | 0.02066%
8461 | 0.01978% | 0.01801% | 0.01934% | 0.01464% | 0.01503% | 0.01039% | 0.01621% | 0.01363% | 0.01418% | 0.01363% | 0.01503% | 0.01464% | 0.01503% | 0.01517% | 0.02058% | 0.01464% | 0.01503% | 0.01039% | 0.01621% | 0.01363% | 0.01418% | 0.01418% | 0.01363% | 0.01503% | 0.01464% | 0.01503% | 0.01517% | 0.02058% | 0.01978% | 0.01978%
8462 | 0.0182% | 0.01725% | 0.01923% | 0.01477% | 0.01398% | 0.009244% | 0.01563% | 0.01279% | 0.0135% | 0.01279% | 0.01398% | 0.01477% | 0.01398% | 0.01518% | 0.02045% | 0.01477% | 0.01398% | 0.009244% | 0.01563% | 0.01279% | 0.0135% | 0.0135% | 0.01279% | 0.01398% | 0.01477% | 0.01398% | 0.01518% | 0.02045% | 0.0182% | 0.0182%
8463 | 0.01606% | 0.01459% | 0.01818% | 0.01476% | 0.0127% | 0.008504% | 0.01466% | 0.01225% | 0.01249% | 0.01225% | 0.0127% | 0.01476% | 0.0127% | 0.01509% | 0.02001% | 0.01476% | 0.0127% | 0.008504% | 0.01466% | 0.01225% | 0.01249% | 0.01249% | 0.01225% | 0.0127% | 0.01476% | 0.0127% | 0.01509% | 0.02001% | 0.01606% | 0.01606%
8464 | 0.01418% | 0.01209% | 0.01769% | 0.01464% | 0.01172% | 0.008332% | 0.0134% | 0.01245% | 0.01176% | 0.01245% | 0.01172% | 0.01464% | 0.01172% | 0.01475% | 0.01893% | 0.01464% | 0.01172% | 0.008332% | 0.0134% | 0.01245% | 0.01176% | 0.01176% | 0.01245% | 0.01172% | 0.01464% | 0.01172% | 0.01475% | 0.01893% | 0.01418% | 0.01418%
8465 | 0.01398% | 0.01085% | 0.0176% | 0.01536% | 0.01183% | 0.009592% | 0.01372% | 0.01091% | 0.01156% | 0.01091% | 0.01183% | 0.01536% | 0.01183% | 0.01538% | 0.01884% | 0.01536% | 0.01183% | 0.009592% | 0.01372% | 0.01091% | 0.01156% | 0.01156% | 0.01091% | 0.01183% | 0.01536% | 0.01183% | 0.01538% | 0.01884% | 0.01398% | 0.01398%
8466 | 0.01324% | 0.009141% | 0.01778% | 0.01541% | 0.01157% | 0.01059% | 0.0135% | 0.01084% | 0.01132% | 0.01084% | 0.01157% | 0.01541% | 0.01157% | 0.01528% | 0.01716% | 0.01541% | 0.01157% | 0.01059% | 0.0135% | 0.01084% | 0.01132% | 0.01132% | 0.01084% | 0.01157% | 0.01541% | 0.01157% | 0.01528% | 0.01716% | 0.01324% | 0.01324%
8467 | 0.01225% | 0.008499% | 0.01761% | 0.01494% | 0.01101% | 0.01167% | 0.01299% | 0.01075% | 0.01079% | 0.01075% | 0.01101% | 0.01494% | 0.01101% | 0.0147% | 0.0146% | 0.01494% | 0.01101% | 0.01167% | 0.01299% | 0.01075% | 0.01079% | 0.01079% | 0.01075% | 0.01101% | 0.01494% | 0.01101% | 0.0147% | 0.0146% | 0.01225% | 0.01225%
8468 | 0.01155% | 0.008175% | 0.01532% | 0.0142% | 0.01027% | 0.0128% | 0.01253% | 0.0107% | 0.01016% | 0.0107% | 0.01027% | 0.0142% | 0.01027% | 0.01409% | 0.01271% | 0.0142% | 0.01027% | 0.0128% | 0.01253% | 0.0107% | 0.01016% | 0.01016% | 0.0107% | 0.01027% | 0.0142% | 0.01027% | 0.01409% | 0.01271% | 0.01155% | 0.01155%
8469 | 0.0112% | 0.008034% | 0.01189% | 0.01331% | 0.009791% | 0.01335% | 0.01187% | 0.01081% | 0.009694% | 0.01081% | 0.009791% | 0.01331% | 0.009791% | 0.01329% | 0.01148% | 0.01331% | 0.009791% | 0.01335% | 0.01187% | 0.01081% | 0.009694% | 0.009694% | 0.01081% | 0.009791% | 0.01331% | 0.009791% | 0.01329% | 0.01148% | 0.0112% | 0.0112%
8470 | 0.007939% | 0.007946% | 0.007756% | 0.01181% | 0.009473% | 0.01361% | 0.01123% | 0.01102% | 0.009385% | 0.01102% | 0.009473% | 0.01181% | 0.009473% | 0.01167% | 0.01071% | 0.01181% | 0.009473% | 0.01361% | 0.01123% | 0.01102% | 0.009385% | 0.009385% | 0.01102% | 0.009473% | 0.01181% | 0.009473% | 0.01167% | 0.01071% | 0.007939% | 0.007939%
8471 | 0.007999% | 0.007907% | 0.007347% | 0.009585% | 0.009343% | 0.01373% | 0.01058% | 0.01122% | 0.009223% | 0.01122% | 0.009343% | 0.009585% | 0.009343% | 0.008672% | 0.01002% | 0.009585% | 0.009343% | 0.01373% | 0.01058% | 0.01122% | 0.009223% | 0.009223% | 0.01122% | 0.009343% | 0.009585% | 0.009343% | 0.008672% | 0.01002% | 0.007999% | 0.007999%
8472 | 0.008196% | 0.007918% | 0.007559% | 0.008079% | 0.0094% | 0.01379% | 0.01033% | 0.01126% | 0.009287% | 0.01126% | 0.0094% | 0.008079% | 0.0094% | 0.00668% | 0.009705% | 0.008079% | 0.0094% | 0.01379% | 0.01033% | 0.01126% | 0.009287% | 0.009287% | 0.01126% | 0.0094% | 0.008079% | 0.0094% | 0.00668% | 0.009705% | 0.008196% | 0.008196%
8473 | 0.008231% | 0.007866% | 0.007535% | 0.007049% | 0.009271% | 0.01374% | 0.01008% | 0.009416% | 0.00917% | 0.009416% | 0.009271% | 0.007049% | 0.009271% | 0.005989% | 0.008907% | 0.007049% | 0.009271% | 0.01374% | 0.01008% | 0.009416% | 0.00917% | 0.00917% | 0.009416% | 0.009271% | 0.007049% | 0.009271% | 0.005989% | 0.008907% | 0.008231% | 0.008231%
8474 | 0.008311% | 0.007881% | 0.007703% | 0.006545% | 0.009246% | 0.01374% | 0.009999% | 0.008111% | 0.009214% | 0.008111% | 0.009246% | 0.006545% | 0.009246% | 0.005987% | 0.008733% | 0.006545% | 0.009246% | 0.01374% | 0.009999% | 0.008111% | 0.009214% | 0.009214% | 0.008111% | 0.009246% | 0.006545% | 0.009246% | 0.005987% | 0.008733% | 0.008311% | 0.008311%
8475 | 0.008405% | 0.007878% | 0.0077% | 0.006434% | 0.009257% | 0.01377% | 0.0101% | 0.007157% | 0.009387% | 0.007157% | 0.009257% | 0.006434% | 0.009257% | 0.006075% | 0.00881% | 0.006434% | 0.009257% | 0.01377% | 0.0101% | 0.007157% | 0.009387% | 0.009387% | 0.007157% | 0.009257% | 0.006434% | 0.009257% | 0.006075% | 0.00881% | 0.008405% | 0.008405%
8476 | 0.008693% | 0.007852% | 0.007732% | 0.006477% | 0.009374% | 0.01376% | 0.01021% | 0.006536% | 0.00976% | 0.006536% | 0.009374% | 0.006477% | 0.009374% | 0.006443% | 0.009122% | 0.006477% | 0.009374% | 0.01376% | 0.01021% | 0.006536% | 0.00976% | 0.00976% | 0.006536% | 0.009374% | 0.006477% | 0.009374% | 0.006443% | 0.009122% | 0.008693% | 0.008693%
8477 | 0.009681% | 0.007851% | 0.007825% | 0.006725% | 0.009962% | 0.01376% | 0.01066% | 0.006593% | 0.01034% | 0.006593% | 0.009962% | 0.006725% | 0.009962% | 0.006948% | 0.009966% | 0.006725% | 0.009962% | 0.01376% | 0.01066% | 0.006593% | 0.01034% | 0.01034% | 0.006593% | 0.009962% | 0.006725% | 0.009962% | 0.006948% | 0.009966% | 0.009681% | 0.009681%
8478 | 0.0119% | 0.008031% | 0.007987% | 0.00789% | 0.01103% | 0.01389% | 0.01164% | 0.007693% | 0.01103% | 0.007693% | 0.01103% | 0.00789% | 0.01103% | 0.007896% | 0.01153% | 0.00789% | 0.01103% | 0.01389% | 0.01164% | 0.007693% | 0.01103% | 0.01103% | 0.007693% | 0.01103% | 0.00789% | 0.01103% | 0.007896% | 0.01153% | 0.0119% | 0.0119%
8479 | 0.01879% | 0.008435% | 0.01555% | 0.008879% | 0.01274% | 0.01413% | 0.01325% | 0.009634% | 0.01275% | 0.009634% | 0.01274% | 0.008879% | 0.01274% | 0.009706% | 0.01412% | 0.008879% | 0.01274% | 0.01413% | 0.01325% | 0.009634% | 0.01275% | 0.01275% | 0.009634% | 0.01274% | 0.008879% | 0.01274% | 0.009706% | 0.01412% | 0.01879% | 0.01879%
8480 | 0.01856% | 0.009475% | 0.01728% | 0.009876% | 0.0137% | 0.01359% | 0.01361% | 0.01199% | 0.01349% | 0.01199% | 0.0137% | 0.009876% | 0.0137% | 0.01123% | 0.01532% | 0.009876% | 0.0137% | 0.01359% | 0.01361% | 0.01199% | 0.01349% | 0.01349% | 0.01199% | 0.0137% | 0.009876% | 0.0137% | 0.01123% | 0.01532% | 0.01856% | 0.01856%
8481 | 0.01953% | 0.01225% | 0.01845% | 0.01169% | 0.01458% | 0.01301% | 0.01421% | 0.01404% | 0.01418% | 0.01404% | 0.01458% | 0.01169% | 0.01458% | 0.01354% | 0.01659% | 0.01169% | 0.01458% | 0.01301% | 0.01421% | 0.01404% | 0.01418% | 0.01418% | 0.01404% | 0.01458% | 0.01169% | 0.01458% | 0.01354% | 0.01659% | 0.01953% | 0.01953%
8482 | 0.02045% | 0.01523% | 0.01885% | 0.01306% | 0.01554% | 0.01275% | 0.01532% | 0.0144% | 0.01485% | 0.0144% | 0.01554% | 0.01306% | 0.01554% | 0.01455% | 0.01831% | 0.01306% | 0.01554% | 0.01275% | 0.01532% | 0.0144% | 0.01485% | 0.01485% | 0.0144% | 0.01554% | 0.01306% | 0.01554% | 0.01455% | 0.01831% | 0.02045% | 0.02045%
8483 | 0.02082% | 0.01756% | 0.01941% | 0.01382% | 0.01598% | 0.01225% | 0.01614% | 0.0147% | 0.01502% | 0.0147% | 0.01598% | 0.01382% | 0.01598% | 0.01472% | 0.01951% | 0.01382% | 0.01598% | 0.01225% | 0.01614% | 0.0147% | 0.01502% | 0.01502% | 0.0147% | 0.01598% | 0.01382% | 0.01598% | 0.01472% | 0.01951% | 0.02082% | 0.02082%
8484 | 0.0207% | 0.0183% | 0.01946% | 0.01425% | 0.01572% | 0.01162% | 0.01645% | 0.01445% | 0.01464% | 0.01445% | 0.01572% | 0.01425% | 0.01572% | 0.01467% | 0.02031% | 0.01425% | 0.01572% | 0.01162% | 0.01645% | 0.01445% | 0.01464% | 0.01464% | 0.01445% | 0.01572% | 0.01425% | 0.01572% | 0.01467% | 0.02031% | 0.0207% | 0.0207%
8485 | 0.01987% | 0.01798% | 0.01955% | 0.01451% | 0.01507% | 0.01079% | 0.01629% | 0.01358% | 0.01416% | 0.01358% | 0.01507% | 0.01451% | 0.01507% | 0.01465% | 0.02062% | 0.01451% | 0.01507% | 0.01079% | 0.01629% | 0.01358% | 0.01416% | 0.01416% | 0.01358% | 0.01507% | 0.01451% | 0.01507% | 0.01465% | 0.02062% | 0.01987% | 0.01987%
8486 | 0.01832% | 0.01721% | 0.01951% | 0.01465% | 0.01402% | 0.009815% | 0.01577% | 0.01268% | 0.01342% | 0.01268% | 0.01402% | 0.01465% | 0.01402% | 0.01473% | 0.02053% | 0.01465% | 0.01402% | 0.009815% | 0.01577% | 0.01268% | 0.01342% | 0.01342% | 0.01268% | 0.01402% | 0.01465% | 0.01402% | 0.01473% | 0.02053% | 0.01832% | 0.01832%
8487 | 0.01624% | 0.01455% | 0.01848% | 0.01468% | 0.01277% | 0.009029% | 0.01483% | 0.01207% | 0.01239% | 0.01207% | 0.01277% | 0.01468% | 0.01277% | 0.01477% | 0.02015% | 0.01468% | 0.01277% | 0.009029% | 0.01483% | 0.01207% | 0.01239% | 0.01239% | 0.01207% | 0.01277% | 0.01468% | 0.01277% | 0.01477% | 0.02015% | 0.01624% | 0.01624%
8488 | 0.0144% | 0.01204% | 0.01804% | 0.01462% | 0.01178% | 0.00881% | 0.01356% | 0.0123% | 0.01165% | 0.0123% | 0.01178% | 0.01462% | 0.01178% | 0.01464% | 0.01905% | 0.01462% | 0.01178% | 0.00881% | 0.01356% | 0.0123% | 0.01165% | 0.01165% | 0.0123% | 0.01178% | 0.01462% | 0.01178% | 0.01464% | 0.01905% | 0.0144% | 0.0144%
8489 | 0.01425% | 0.01085% | 0.01797% | 0.01541% | 0.0119% | 0.01013% | 0.01388% | 0.01079% | 0.01149% | 0.01079% | 0.0119% | 0.01541% | 0.0119% | 0.01544% | 0.01898% | 0.01541% | 0.0119% | 0.01013% | 0.01388% | 0.01079% | 0.01149% | 0.01149% | 0.01079% | 0.0119% | 0.01541% | 0.0119% | 0.01544% | 0.01898% | 0.01425% | 0.01425%
8490 | 0.01351% | 0.009185% | 0.01814% | 0.01553% | 0.01155% | 0.01118% | 0.01363% | 0.01072% | 0.01128% | 0.01072% | 0.01155% | 0.01553% | 0.01155% | 0.01549% | 0.01726% | 0.01553% | 0.01155% | 0.01118% | 0.01363% | 0.01072% | 0.01128% | 0.01128% | 0.01072% | 0.01155% | 0.01553% | 0.01155% | 0.01549% | 0.01726% | 0.01351% | 0.01351%
8491 | 0.01259% | 0.008584% | 0.018% | 0.01509% | 0.01094% | 0.01221% | 0.01311% | 0.01068% | 0.01079% | 0.01068% | 0.01094% | 0.01509% | 0.01094% | 0.01502% | 0.01469% | 0.01509% | 0.01094% | 0.01221% | 0.01311% | 0.01068% | 0.01079% | 0.01079% | 0.01068% | 0.01094% | 0.01509% | 0.01094% | 0.01502% | 0.01469% | 0.01259% | 0.01259%
8492 | 0.01199% | 0.008294% | 0.01566% | 0.01436% | 0.01023% | 0.01318% | 0.01259% | 0.01064% | 0.0102% | 0.01064% | 0.01023% | 0.01436% | 0.01023% | 0.01444% | 0.01287% | 0.01436% | 0.01023% | 0.01318% | 0.01259% | 0.01064% | 0.0102% | 0.0102% | 0.01064% | 0.01023% | 0.01436% | 0.01023% | 0.01444% | 0.01287% | 0.01199% | 0.01199%
8493 | 0.01169% | 0.008155% | 0.01218% | 0.01342% | 0.009734% | 0.01354% | 0.0119% | 0.01069% | 0.009686% | 0.01069% | 0.009734% | 0.01342% | 0.009734% | 0.01359% | 0.01167% | 0.01342% | 0.009734% | 0.01354% | 0.0119% | 0.01069% | 0.009686% | 0.009686% | 0.01069% | 0.009734% | 0.01342% | 0.009734% | 0.01359% | 0.01167% | 0.01169% | 0.01169%
8494 | 0.008009% | 0.00807% | 0.007828% | 0.01184% | 0.009458% | 0.01368% | 0.01127% | 0.01099% | 0.009452% | 0.01099% | 0.009458% | 0.01184% | 0.009458% | 0.01177% | 0.01087% | 0.01184% | 0.009458% | 0.01368% | 0.01127% | 0.01099% | 0.009452% | 0.009452% | 0.01099% | 0.009458% | 0.01184% | 0.009458% | 0.01177% | 0.01087% | 0.008009% | 0.008009%
8495 | 0.008144% | 0.008045% | 0.007412% | 0.009549% | 0.009396% | 0.01375% | 0.01064% | 0.01118% | 0.009327% | 0.01118% | 0.009396% | 0.009549% | 0.009396% | 0.008625% | 0.01022% | 0.009549% | 0.009396% | 0.01375% | 0.01064% | 0.01118% | 0.009327% | 0.009327% | 0.01118% | 0.009396% | 0.009549% | 0.009396% | 0.008625% | 0.01022% | 0.008144% | 0.008144%
8496 | 0.008204% | 0.007999% | 0.007496% | 0.00801% | 0.009323% | 0.01376% | 0.01031% | 0.01111% | 0.009239% | 0.01111% | 0.009323% | 0.00801% | 0.009323% | 0.006547% | 0.009673% | 0.00801% | 0.009323% | 0.01376% | 0.01031% | 0.01111% | 0.009239% | 0.009239% | 0.01111% | 0.009323% | 0.00801% | 0.009323% | 0.006547% | 0.009673% | 0.008204% | 0.008204%
8497 | 0.00836% | 0.007989% | 0.00794% | 0.007148% | 0.009295% | 0.01374% | 0.01016% | 0.009416% | 0.009211% | 0.009416% | 0.009295% | 0.007148% | 0.009295% | 0.006174% | 0.009228% | 0.007148% | 0.009295% | 0.01374% | 0.01016% | 0.009416% | 0.009211% | 0.009211% | 0.009416% | 0.009295% | 0.007148% | 0.009295% | 0.006174% | 0.009228% | 0.00836% | 0.00836%
8498 | 0.008422% | 0.007978% | 0.00807% | 0.006627% | 0.009261% | 0.01373% | 0.0101% | 0.008094% | 0.009219% | 0.008094% | 0.009261% | 0.006627% | 0.009261% | 0.006175% | 0.009112% | 0.006627% | 0.009261% | 0.01373% | 0.0101% | 0.008094% | 0.009219% | 0.009219% | 0.008094% | 0.009261% | 0.006627% | 0.009261% | 0.006175% | 0.009112% | 0.008422% | 0.008422%
8499 | 0.008535% | 0.00797% | 0.0081% | 0.006514% | 0.009277% | 0.01369% | 0.01021% | 0.007098% | 0.009355% | 0.007098% | 0.009277% | 0.006514% | 0.009277% | 0.006286% | 0.009207% | 0.006514% | 0.009277% | 0.01369% | 0.01021% | 0.007098% | 0.009355% | 0.009355% | 0.007098% | 0.009277% | 0.006514% | 0.009277% | 0.006286% | 0.009207% | 0.008535% | 0.008535%
8500 | 0.008841% | 0.007907% | 0.008093% | 0.006525% | 0.009368% | 0.01371% | 0.01029% | 0.006388% | 0.009667% | 0.006388% | 0.009368% | 0.006525% | 0.009368% | 0.006669% | 0.009384% | 0.006525% | 0.009368% | 0.01371% | 0.01029% | 0.006388% | 0.009667% | 0.009667% | 0.006388% | 0.009368% | 0.006525% | 0.009368% | 0.006669% | 0.009384% | 0.008841% | 0.008841%
8501 | 0.009809% | 0.007901% | 0.008186% | 0.006736% | 0.009924% | 0.0137% | 0.0107% | 0.006392% | 0.0102% | 0.006392% | 0.009924% | 0.006736% | 0.009924% | 0.007177% | 0.01008% | 0.006736% | 0.009924% | 0.0137% | 0.0107% | 0.006392% | 0.0102% | 0.0102% | 0.006392% | 0.009924% | 0.006736% | 0.009924% | 0.007177% | 0.01008% | 0.009809% | 0.009809%
8502 | 0.01202% | 0.007995% | 0.008485% | 0.007842% | 0.01096% | 0.01368% | 0.01166% | 0.007414% | 0.01088% | 0.007414% | 0.01096% | 0.007842% | 0.01096% | 0.008124% | 0.01155% | 0.007842% | 0.01096% | 0.01368% | 0.01166% | 0.007414% | 0.01088% | 0.01088% | 0.007414% | 0.01096% | 0.007842% | 0.01096% | 0.008124% | 0.01155% | 0.01202% | 0.01202%
8503 | 0.01893% | 0.008389% | 0.01549% | 0.008735% | 0.01252% | 0.01386% | 0.01319% | 0.009264% | 0.01252% | 0.009264% | 0.01252% | 0.008735% | 0.01252% | 0.009794% | 0.01387% | 0.008735% | 0.01252% | 0.01386% | 0.01319% | 0.009264% | 0.01252% | 0.01252% | 0.009264% | 0.01252% | 0.008735% | 0.01252% | 0.009794% | 0.01387% | 0.01893% | 0.01893%
8504 | 0.01862% | 0.009492% | 0.01727% | 0.00964% | 0.01335% | 0.01325% | 0.01341% | 0.01142% | 0.01324% | 0.01142% | 0.01335% | 0.00964% | 0.01335% | 0.01121% | 0.01486% | 0.00964% | 0.01335% | 0.01325% | 0.01341% | 0.01142% | 0.01324% | 0.01324% | 0.01142% | 0.01335% | 0.00964% | 0.01335% | 0.01121% | 0.01486% | 0.01862% | 0.01862%
8505 | 0.01949% | 0.01234% | 0.01844% | 0.01148% | 0.0143% | 0.01255% | 0.01401% | 0.01358% | 0.01402% | 0.01358% | 0.0143% | 0.01148% | 0.0143% | 0.01356% | 0.01617% | 0.01148% | 0.0143% | 0.01255% | 0.01401% | 0.01358% | 0.01402% | 0.01402% | 0.01358% | 0.0143% | 0.01148% | 0.0143% | 0.01356% | 0.01617% | 0.01949% | 0.01949%
8506 | 0.02033% | 0.01529% | 0.01884% | 0.01287% | 0.01526% | 0.01202% | 0.01513% | 0.0139% | 0.01474% | 0.0139% | 0.01526% | 0.01287% | 0.01526% | 0.01463% | 0.01786% | 0.01287% | 0.01526% | 0.01202% | 0.01513% | 0.0139% | 0.01474% | 0.01474% | 0.0139% | 0.01526% | 0.01287% | 0.01526% | 0.01463% | 0.01786% | 0.02033% | 0.02033%
8507 | 0.0207% | 0.01755% | 0.01942% | 0.01366% | 0.01566% | 0.01152% | 0.01594% | 0.0142% | 0.01483% | 0.0142% | 0.01566% | 0.01366% | 0.01566% | 0.01493% | 0.01908% | 0.01366% | 0.01566% | 0.01152% | 0.01594% | 0.0142% | 0.01483% | 0.01483% | 0.0142% | 0.01566% | 0.01366% | 0.01566% | 0.01493% | 0.01908% | 0.0207% | 0.0207%
8508 | 0.02046% | 0.01828% | 0.01942% | 0.01414% | 0.01536% | 0.01089% | 0.01622% | 0.01389% | 0.01441% | 0.01389% | 0.01536% | 0.01414% | 0.01536% | 0.01502% | 0.01989% | 0.01414% | 0.01536% | 0.01089% | 0.01622% | 0.01389% | 0.01441% | 0.01441% | 0.01389% | 0.01536% | 0.01414% | 0.01536% | 0.01502% | 0.01989% | 0.02046% | 0.02046%
8509 | 0.0196% | 0.01803% | 0.01945% | 0.01441% | 0.01468% | 0.01014% | 0.016% | 0.01294% | 0.01395% | 0.01294% | 0.01468% | 0.01441% | 0.01468% | 0.01502% | 0.0202% | 0.01441% | 0.01468% | 0.01014% | 0.016% | 0.01294% | 0.01395% | 0.01395% | 0.01294% | 0.01468% | 0.01441% | 0.01468% | 0.01502% | 0.0202% | 0.0196% | 0.0196%
8510 | 0.01815% | 0.01737% | 0.01937% | 0.01457% | 0.01367% | 0.00919% | 0.01548% | 0.01203% | 0.01322% | 0.01203% | 0.01367% | 0.01457% | 0.01367% | 0.0151% | 0.02015% | 0.01457% | 0.01367% | 0.00919% | 0.01548% | 0.01203% | 0.01322% | 0.01322% | 0.01203% | 0.01367% | 0.01457% | 0.01367% | 0.0151% | 0.02015% | 0.01815% | 0.01815%
8511 | 0.01607% | 0.0147% | 0.0183% | 0.0146% | 0.01252% | 0.008558% | 0.01462% | 0.01155% | 0.0122% | 0.01155% | 0.01252% | 0.0146% | 0.01252% | 0.0151% | 0.01984% | 0.0146% | 0.01252% | 0.008558% | 0.01462% | 0.01155% | 0.0122% | 0.0122% | 0.01155% | 0.01252% | 0.0146% | 0.01252% | 0.0151% | 0.01984% | 0.01607% | 0.01607%
8512 | 0.01434% | 0.01213% | 0.01786% | 0.01457% | 0.01167% | 0.008337% | 0.01346% | 0.01184% | 0.01146% | 0.01184% | 0.01167% | 0.01457% | 0.01167% | 0.01488% | 0.01891% | 0.01457% | 0.01167% | 0.008337% | 0.01346% | 0.01184% | 0.01146% | 0.01146% | 0.01184% | 0.01167% | 0.01457% | 0.01167% | 0.01488% | 0.01891% | 0.01434% | 0.01434%
8513 | 0.01415% | 0.01086% | 0.01781% | 0.0153% | 0.0118% | 0.009582% | 0.0138% | 0.01034% | 0.01126% | 0.01034% | 0.0118% | 0.0153% | 0.0118% | 0.01552% | 0.01884% | 0.0153% | 0.0118% | 0.009582% | 0.0138% | 0.01034% | 0.01126% | 0.01126% | 0.01034% | 0.0118% | 0.0153% | 0.0118% | 0.01552% | 0.01884% | 0.01415% | 0.01415%
8514 | 0.0134% | 0.009167% | 0.01807% | 0.01541% | 0.01145% | 0.01061% | 0.01354% | 0.01038% | 0.01107% | 0.01038% | 0.01145% | 0.01541% | 0.01145% | 0.01539% | 0.01707% | 0.01541% | 0.01145% | 0.01061% | 0.01354% | 0.01038% | 0.01107% | 0.01107% | 0.01038% | 0.01145% | 0.01541% | 0.01145% | 0.01539% | 0.01707% | 0.0134% | 0.0134%
8515 | 0.01241% | 0.008499% | 0.01793% | 0.01494% | 0.0108% | 0.01177% | 0.01297% | 0.01041% | 0.01055% | 0.01041% | 0.0108% | 0.01494% | 0.0108% | 0.0148% | 0.01442% | 0.01494% | 0.0108% | 0.01177% | 0.01297% | 0.01041% | 0.01055% | 0.01055% | 0.01041% | 0.0108% | 0.01494% | 0.0108% | 0.0148% | 0.01442% | 0.01241% | 0.01241%
8516 | 0.01178% | 0.008186% | 0.01555% | 0.0142% | 0.01011% | 0.01285% | 0.01248% | 0.01044% | 0.009978% | 0.01044% | 0.01011% | 0.0142% | 0.01011% | 0.01411% | 0.0125% | 0.0142% | 0.01011% | 0.01285% | 0.01248% | 0.01044% | 0.009978% | 0.009978% | 0.01044% | 0.01011% | 0.0142% | 0.01011% | 0.01411% | 0.0125% | 0.01178% | 0.01178%
8517 | 0.01142% | 0.008031% | 0.01199% | 0.01324% | 0.009624% | 0.0133% | 0.01183% | 0.01055% | 0.00944% | 0.01055% | 0.009624% | 0.01324% | 0.009624% | 0.01328% | 0.01129% | 0.01324% | 0.009624% | 0.0133% | 0.01183% | 0.01055% | 0.00944% | 0.00944% | 0.01055% | 0.009624% | 0.01324% | 0.009624% | 0.01328% | 0.01129% | 0.01142% | 0.01142%
8518 | 0.008054% | 0.007936% | 0.007847% | 0.0117% | 0.009411% | 0.01354% | 0.01124% | 0.01094% | 0.009287% | 0.01094% | 0.009411% | 0.0117% | 0.009411% | 0.01154% | 0.01055% | 0.0117% | 0.009411% | 0.01354% | 0.01124% | 0.01094% | 0.009287% | 0.009287% | 0.01094% | 0.009411% | 0.0117% | 0.009411% | 0.01154% | 0.01055% | 0.008054% | 0.008054%
8519 | 0.008181% | 0.007897% | 0.007419% | 0.009447% | 0.009311% | 0.01367% | 0.01059% | 0.01113% | 0.009177% | 0.01113% | 0.009311% | 0.009447% | 0.009311% | 0.008492% | 0.009884% | 0.009447% | 0.009311% | 0.01367% | 0.01059% | 0.01113% | 0.009177% | 0.009177% | 0.01113% | 0.009311% | 0.009447% | 0.009311% | 0.008492% | 0.009884% | 0.008181% | 0.008181%
8520 | 0.008246% | 0.007914% | 0.00752% | 0.007956% | 0.009269% | 0.0137% | 0.01029% | 0.01104% | 0.009135% | 0.01104% | 0.009269% | 0.007956% | 0.009269% | 0.006537% | 0.009476% | 0.007956% | 0.009269% | 0.0137% | 0.01029% | 0.01104% | 0.009135% | 0.009135% | 0.01104% | 0.009269% | 0.007956% | 0.009269% | 0.006537% | 0.009476% | 0.008246% | 0.008246%
8521 | 0.007458% | 0.009376% | 0.006848% | 0.006879% | 0.009663% | 0.01435% | 0.01015% | 0.008643% | 0.009194% | 0.008643% | 0.009663% | 0.006879% | 0.009663% | 0.007358% | 0.0088% | 0.006879% | 0.009663% | 0.01435% | 0.01015% | 0.008643% | 0.009194% | 0.009194% | 0.008643% | 0.009663% | 0.006879% | 0.009663% | 0.007358% | 0.0088% | 0.007458% | 0.007458%
8522 | 0.007363% | 0.009536% | 0.00685% | 0.006447% | 0.009497% | 0.01434% | 0.01027% | 0.008093% | 0.009128% | 0.008093% | 0.009497% | 0.006447% | 0.009497% | 0.006503% | 0.00884% | 0.006447% | 0.009497% | 0.01434% | 0.01027% | 0.008093% | 0.009128% | 0.009128% | 0.008093% | 0.009497% | 0.006447% | 0.009497% | 0.006503% | 0.00884% | 0.007363% | 0.007363%
8523 | 0.00728% | 0.009604% | 0.006804% | 0.006412% | 0.009499% | 0.01431% | 0.01028% | 0.007456% | 0.00926% | 0.007456% | 0.009499% | 0.006412% | 0.009499% | 0.006107% | 0.008946% | 0.006412% | 0.009499% | 0.01431% | 0.01028% | 0.007456% | 0.00926% | 0.00926% | 0.007456% | 0.009499% | 0.006412% | 0.009499% | 0.006107% | 0.008946% | 0.00728% | 0.00728%
8524 | 0.007243% | 0.009636% | 0.006781% | 0.006462% | 0.009736% | 0.01432% | 0.01027% | 0.007241% | 0.009537% | 0.007241% | 0.009736% | 0.006462% | 0.009736% | 0.006256% | 0.009018% | 0.006462% | 0.009736% | 0.01432% | 0.01027% | 0.007241% | 0.009537% | 0.009537% | 0.007241% | 0.009736% | 0.006462% | 0.009736% | 0.006256% | 0.009018% | 0.007243% | 0.007243%
8525 | 0.007247% | 0.009716% | 0.006993% | 0.006661% | 0.01005% | 0.01435% | 0.01031% | 0.007415% | 0.009736% | 0.007415% | 0.01005% | 0.006661% | 0.01005% | 0.006711% | 0.00918% | 0.006661% | 0.01005% | 0.01435% | 0.01031% | 0.007415% | 0.009736% | 0.009736% | 0.007415% | 0.01005% | 0.006661% | 0.01005% | 0.006711% | 0.00918% | 0.007247% | 0.007247%
8526 | 0.007311% | 0.01017% | 0.007078% | 0.007471% | 0.01009% | 0.01441% | 0.01038% | 0.008198% | 0.009889% | 0.008198% | 0.01009% | 0.007471% | 0.01009% | 0.0076% | 0.009386% | 0.007471% | 0.01009% | 0.01441% | 0.01038% | 0.008198% | 0.009889% | 0.009889% | 0.008198% | 0.01009% | 0.007471% | 0.01009% | 0.0076% | 0.009386% | 0.007311% | 0.007311%
8527 | 0.01275% | 0.0101% | 0.01169% | 0.008282% | 0.01039% | 0.01449% | 0.01058% | 0.009689% | 0.01021% | 0.009689% | 0.01039% | 0.008282% | 0.01039% | 0.00914% | 0.009623% | 0.008282% | 0.01039% | 0.01449% | 0.01058% | 0.009689% | 0.01021% | 0.01021% | 0.009689% | 0.01039% | 0.008282% | 0.01039% | 0.00914% | 0.009623% | 0.01275% | 0.01275%
8528 | 0.009464% | 0.01018% | 0.009079% | 0.009239% | 0.01017% | 0.01372% | 0.009432% | 0.01158% | 0.01019% | 0.01158% | 0.01017% | 0.009239% | 0.01017% | 0.01069% | 0.007936% | 0.009239% | 0.01017% | 0.01372% | 0.009432% | 0.01158% | 0.01019% | 0.01019% | 0.01158% | 0.01017% | 0.009239% | 0.01017% | 0.01069% | 0.007936% | 0.009464% | 0.009464%
8529 | 0.008112% | 0.01067% | 0.007624% | 0.01104% | 0.009957% | 0.01287% | 0.008815% | 0.01365% | 0.009983% | 0.01365% | 0.009957% | 0.01104% | 0.009957% | 0.01297% | 0.006466% | 0.01104% | 0.009957% | 0.01287% | 0.008815% | 0.01365% | 0.009983% | 0.009983% | 0.01365% | 0.009957% | 0.01104% | 0.009957% | 0.01297% | 0.006466% | 0.008112% | 0.008112%
8530 | 0.00753% | 0.01162% | 0.007011% | 0.01237% | 0.01012% | 0.01223% | 0.008863% | 0.014% | 0.009954% | 0.014% | 0.01012% | 0.01237% | 0.01012% | 0.01415% | 0.005761% | 0.01237% | 0.01012% | 0.01223% | 0.008863% | 0.014% | 0.009954% | 0.009954% | 0.014% | 0.01012% | 0.01237% | 0.01012% | 0.01415% | 0.005761% | 0.00753% | 0.00753%
8531 | 0.007225% | 0.01286% | 0.00667% | 0.01314% | 0.01012% | 0.0117% | 0.009094% | 0.01467% | 0.00994% | 0.01467% | 0.01012% | 0.01314% | 0.01012% | 0.01435% | 0.005341% | 0.01314% | 0.01012% | 0.0117% | 0.009094% | 0.01467% | 0.00994% | 0.00994% | 0.01467% | 0.01012% | 0.01314% | 0.01012% | 0.01435% | 0.005341% | 0.007225% | 0.007225%
8532 | 0.006932% | 0.01372% | 0.00652% | 0.01364% | 0.009885% | 0.01093% | 0.0094% | 0.01489% | 0.009843% | 0.01489% | 0.009885% | 0.01364% | 0.009885% | 0.01426% | 0.005143% | 0.01364% | 0.009885% | 0.01093% | 0.0094% | 0.01489% | 0.009843% | 0.009843% | 0.01489% | 0.009885% | 0.01364% | 0.009885% | 0.01426% | 0.005143% | 0.006932% | 0.006932%
8533 | 0.006787% | 0.01358% | 0.006384% | 0.01405% | 0.009703% | 0.0101% | 0.009493% | 0.01474% | 0.009852% | 0.01474% | 0.009703% | 0.01405% | 0.009703% | 0.01419% | 0.005094% | 0.01405% | 0.009703% | 0.0101% | 0.009493% | 0.01474% | 0.009852% | 0.009852% | 0.01474% | 0.009703% | 0.01405% | 0.009703% | 0.01419% | 0.005094% | 0.006787% | 0.006787%
8534 | 0.006671% | 0.01291% | 0.006118% | 0.01424% | 0.009617% | 0.009073% | 0.009287% | 0.01458% | 0.009758% | 0.01458% | 0.009617% | 0.01424% | 0.009617% | 0.01424% | 0.005021% | 0.01424% | 0.009617% | 0.009073% | 0.009287% | 0.01458% | 0.009758% | 0.009758% | 0.01458% | 0.009617% | 0.01424% | 0.009617% | 0.01424% | 0.005021% | 0.006671% | 0.006671%
8535 | 0.006635% | 0.01183% | 0.006124% | 0.01421% | 0.009648% | 0.008284% | 0.009004% | 0.01445% | 0.009789% | 0.01445% | 0.009648% | 0.01421% | 0.009648% | 0.01442% | 0.005042% | 0.01421% | 0.009648% | 0.008284% | 0.009004% | 0.01445% | 0.009789% | 0.009789% | 0.01445% | 0.009648% | 0.01421% | 0.009648% | 0.01442% | 0.005042% | 0.006635% | 0.006635%
8536 | 0.006794% | 0.01084% | 0.006224% | 0.01416% | 0.009795% | 0.008064% | 0.008712% | 0.01475% | 0.009969% | 0.01475% | 0.009795% | 0.01416% | 0.009795% | 0.01469% | 0.00517% | 0.01416% | 0.009795% | 0.008064% | 0.008712% | 0.01475% | 0.009969% | 0.009969% | 0.01475% | 0.009795% | 0.01416% | 0.009795% | 0.01469% | 0.00517% | 0.006794% | 0.006794%
8537 | 0.008402% | 0.01037% | 0.007831% | 0.01496% | 0.01061% | 0.00942% | 0.01002% | 0.01325% | 0.01037% | 0.01325% | 0.01061% | 0.01496% | 0.01061% | 0.016% | 0.007322% | 0.01496% | 0.01061% | 0.00942% | 0.01002% | 0.01325% | 0.01037% | 0.01037% | 0.01325% | 0.01061% | 0.01496% | 0.01061% | 0.016% | 0.007322% | 0.008402% | 0.008402%
8538 | 0.009302% | 0.009802% | 0.008755% | 0.01512% | 0.0109% | 0.01065% | 0.0105% | 0.01305% | 0.01046% | 0.01305% | 0.0109% | 0.01512% | 0.0109% | 0.01663% | 0.00852% | 0.01512% | 0.0109% | 0.01065% | 0.0105% | 0.01305% | 0.01046% | 0.01046% | 0.01305% | 0.0109% | 0.01512% | 0.0109% | 0.01663% | 0.00852% | 0.009302% | 0.009302%
8539 | 0.009703% | 0.009544% | 0.009077% | 0.01468% | 0.01076% | 0.01192% | 0.0103% | 0.01278% | 0.01034% | 0.01278% | 0.01076% | 0.01468% | 0.01076% | 0.01666% | 0.008816% | 0.01468% | 0.01076% | 0.01192% | 0.0103% | 0.01278% | 0.01034% | 0.01034% | 0.01278% | 0.01076% | 0.01468% | 0.01076% | 0.01666% | 0.008816% | 0.009703% | 0.009703%
8540 | 0.01009% | 0.009526% | 0.009408% | 0.01391% | 0.01049% | 0.01322% | 0.01016% | 0.01239% | 0.01018% | 0.01239% | 0.01049% | 0.01391% | 0.01049% | 0.01637% | 0.008925% | 0.01391% | 0.01049% | 0.01322% | 0.01016% | 0.01239% | 0.01018% | 0.01018% | 0.01239% | 0.01049% | 0.01391% | 0.01049% | 0.01637% | 0.008925% | 0.01009% | 0.01009%
8541 | 0.01037% | 0.009548% | 0.00965% | 0.01292% | 0.01015% | 0.01359% | 0.01013% | 0.01191% | 0.009947% | 0.01191% | 0.01015% | 0.01292% | 0.01015% | 0.01568% | 0.009039% | 0.01292% | 0.01015% | 0.01359% | 0.01013% | 0.01191% | 0.009947% | 0.009947% | 0.01191% | 0.01015% | 0.01292% | 0.01015% | 0.01568% | 0.009039% | 0.01037% | 0.01037%
8542 | 0.007273% | 0.009602% | 0.007176% | 0.01132% | 0.009802% | 0.01379% | 0.01011% | 0.0115% | 0.009628% | 0.0115% | 0.009802% | 0.01132% | 0.009802% | 0.01382% | 0.009109% | 0.01132% | 0.009802% | 0.01379% | 0.01011% | 0.0115% | 0.009628% | 0.009628% | 0.0115% | 0.009802% | 0.01132% | 0.009802% | 0.01382% | 0.009109% | 0.007273% | 0.007273%
8543 | 0.007603% | 0.009675% | 0.007306% | 0.009055% | 0.009656% | 0.014% | 0.01021% | 0.01111% | 0.009432% | 0.01111% | 0.009656% | 0.009055% | 0.009656% | 0.01052% | 0.009255% | 0.009055% | 0.009656% | 0.014% | 0.01021% | 0.01111% | 0.009432% | 0.009432% | 0.01111% | 0.009656% | 0.009055% | 0.009656% | 0.01052% | 0.009255% | 0.007603% | 0.007603%
8544 | 0.007795% | 0.00927% | 0.007477% | 0.007626% | 0.009532% | 0.01389% | 0.01029% | 0.01043% | 0.009247% | 0.01043% | 0.009532% | 0.007626% | 0.009532% | 0.007764% | 0.00934% | 0.007626% | 0.009532% | 0.01389% | 0.01029% | 0.01043% | 0.009247% | 0.009247% | 0.01043% | 0.009532% | 0.007626% | 0.009532% | 0.007764% | 0.00934% | 0.007795% | 0.007795%
8545 | 0.006802% | 0.007645% | 0.006756% | 0.007169% | 0.008369% | 0.0138% | 0.009016% | 0.009391% | 0.008421% | 0.009391% | 0.008369% | 0.007169% | 0.008369% | 0.006427% | 0.009257% | 0.007169% | 0.008369% | 0.0138% | 0.009016% | 0.009391% | 0.008421% | 0.008421% | 0.009391% | 0.008369% | 0.007169% | 0.008369% | 0.006427% | 0.009257% | 0.006802% | 0.006802%
8546 | 0.006845% | 0.007658% | 0.00686% | 0.006761% | 0.008597% | 0.01375% | 0.009239% | 0.009029% | 0.008648% | 0.009029% | 0.008597% | 0.006761% | 0.008597% | 0.006057% | 0.009422% | 0.006761% | 0.008597% | 0.01375% | 0.009239% | 0.009029% | 0.008648% | 0.008648% | 0.009029% | 0.008597% | 0.006761% | 0.008597% | 0.006057% | 0.009422% | 0.006845% | 0.006845%
8547 | 0.006936% | 0.007629% | 0.006991% | 0.006694% | 0.008795% | 0.01368% | 0.009383% | 0.008477% | 0.008836% | 0.008477% | 0.008795% | 0.006694% | 0.008795% | 0.005886% | 0.009507% | 0.006694% | 0.008795% | 0.01368% | 0.009383% | 0.008477% | 0.008836% | 0.008836% | 0.008477% | 0.008795% | 0.006694% | 0.008795% | 0.005886% | 0.009507% | 0.006936% | 0.006936%
8548 | 0.006816% | 0.007627% | 0.006885% | 0.006703% | 0.008771% | 0.01364% | 0.009487% | 0.008145% | 0.008595% | 0.008145% | 0.008771% | 0.006703% | 0.008771% | 0.005967% | 0.009548% | 0.006703% | 0.008771% | 0.01364% | 0.009487% | 0.008145% | 0.008595% | 0.008595% | 0.008145% | 0.008771% | 0.006703% | 0.008771% | 0.005967% | 0.009548% | 0.006816% | 0.006816%
8549 | 0.006877% | 0.007598% | 0.006952% | 0.00679% | 0.008878% | 0.01359% | 0.009609% | 0.00831% | 0.008665% | 0.00831% | 0.008878% | 0.00679% | 0.008878% | 0.006488% | 0.009545% | 0.00679% | 0.008878% | 0.01359% | 0.009609% | 0.00831% | 0.008665% | 0.008665% | 0.00831% | 0.008878% | 0.00679% | 0.008878% | 0.006488% | 0.009545% | 0.006877% | 0.006877%
8550 | 0.006853% | 0.00757% | 0.007008% | 0.007633% | 0.009002% | 0.01354% | 0.009764% | 0.008988% | 0.008783% | 0.008988% | 0.009002% | 0.007633% | 0.009002% | 0.007375% | 0.009449% | 0.007633% | 0.009002% | 0.01354% | 0.009764% | 0.008988% | 0.008783% | 0.008783% | 0.008988% | 0.009002% | 0.007633% | 0.009002% | 0.007375% | 0.009449% | 0.006853% | 0.006853%
8551 | 0.0119% | 0.007691% | 0.01138% | 0.008063% | 0.00899% | 0.01346% | 0.009804% | 0.009528% | 0.008612% | 0.009528% | 0.00899% | 0.008063% | 0.00899% | 0.008948% | 0.00946% | 0.008063% | 0.00899% | 0.01346% | 0.009804% | 0.009528% | 0.008612% | 0.008612% | 0.009528% | 0.00899% | 0.008063% | 0.00899% | 0.008948% | 0.00946% | 0.0119% | 0.0119%
8552 | 0.008187% | 0.008184% | 0.008414% | 0.00806% | 0.008414% | 0.01267% | 0.008621% | 0.01067% | 0.008435% | 0.01067% | 0.008414% | 0.00806% | 0.008414% | 0.009819% | 0.007686% | 0.00806% | 0.008414% | 0.01267% | 0.008621% | 0.01067% | 0.008435% | 0.008435% | 0.01067% | 0.008414% | 0.00806% | 0.008414% | 0.009819% | 0.007686% | 0.008187% | 0.008187%
8553 | 0.007515% | 0.008164% | 0.007449% | 0.008683% | 0.008275% | 0.01205% | 0.008084% | 0.01277% | 0.00849% | 0.01277% | 0.008275% | 0.008683% | 0.008275% | 0.01118% | 0.006115% | 0.008683% | 0.008275% | 0.01205% | 0.008084% | 0.01277% | 0.00849% | 0.00849% | 0.01277% | 0.008275% | 0.008683% | 0.008275% | 0.01118% | 0.006115% | 0.007515% | 0.007515%
8554 | 0.006996% | 0.008723% | 0.00684% | 0.009875% | 0.008054% | 0.01183% | 0.007789% | 0.01356% | 0.008299% | 0.01356% | 0.008054% | 0.009875% | 0.008054% | 0.01268% | 0.005561% | 0.009875% | 0.008054% | 0.01183% | 0.007789% | 0.01356% | 0.008299% | 0.008299% | 0.01356% | 0.008054% | 0.009875% | 0.008054% | 0.01268% | 0.005561% | 0.006996% | 0.006996%
8555 | 0.006587% | 0.00947% | 0.006284% | 0.01107% | 0.007664% | 0.01146% | 0.007362% | 0.01393% | 0.008058% | 0.01393% | 0.007664% | 0.01107% | 0.007664% | 0.01355% | 0.005175% | 0.01107% | 0.007664% | 0.01146% | 0.007362% | 0.01393% | 0.008058% | 0.008058% | 0.01393% | 0.007664% | 0.01107% | 0.007664% | 0.01355% | 0.005175% | 0.006587% | 0.006587%
8556 | 0.006209% | 0.01041% | 0.00604% | 0.01211% | 0.007357% | 0.01084% | 0.007017% | 0.01413% | 0.007759% | 0.01413% | 0.007357% | 0.01211% | 0.007357% | 0.01396% | 0.004931% | 0.01211% | 0.007357% | 0.01084% | 0.007017% | 0.01413% | 0.007759% | 0.007759% | 0.01413% | 0.007357% | 0.01211% | 0.007357% | 0.01396% | 0.004931% | 0.006209% | 0.006209%
8557 | 0.006062% | 0.01086% | 0.005727% | 0.01295% | 0.007239% | 0.009991% | 0.006891% | 0.01405% | 0.007698% | 0.01405% | 0.007239% | 0.01295% | 0.007239% | 0.01405% | 0.004742% | 0.01295% | 0.007239% | 0.009991% | 0.006891% | 0.01405% | 0.007698% | 0.007698% | 0.01405% | 0.007239% | 0.01295% | 0.007239% | 0.01405% | 0.004742% | 0.006062% | 0.006062%
8558 | 0.005844% | 0.0109% | 0.005428% | 0.01339% | 0.007156% | 0.008949% | 0.006808% | 0.01414% | 0.007598% | 0.01414% | 0.007156% | 0.01339% | 0.007156% | 0.01408% | 0.004651% | 0.01339% | 0.007156% | 0.008949% | 0.006808% | 0.01414% | 0.007598% | 0.007598% | 0.01414% | 0.007156% | 0.01339% | 0.007156% | 0.01408% | 0.004651% | 0.005844% | 0.005844%
8559 | 0.005753% | 0.01033% | 0.005358% | 0.01345% | 0.007182% | 0.00814% | 0.006815% | 0.01423% | 0.007548% | 0.01423% | 0.007182% | 0.01345% | 0.007182% | 0.01415% | 0.004634% | 0.01345% | 0.007182% | 0.00814% | 0.006815% | 0.01423% | 0.007548% | 0.007548% | 0.01423% | 0.007182% | 0.01345% | 0.007182% | 0.01415% | 0.004634% | 0.005753% | 0.005753%
8560 | 0.005921% | 0.009351% | 0.005421% | 0.01322% | 0.007173% | 0.007893% | 0.006845% | 0.01432% | 0.007558% | 0.01432% | 0.007173% | 0.01322% | 0.007173% | 0.01418% | 0.004667% | 0.01322% | 0.007173% | 0.007893% | 0.006845% | 0.01432% | 0.007558% | 0.007558% | 0.01432% | 0.007173% | 0.01322% | 0.007173% | 0.01418% | 0.004667% | 0.005921% | 0.005921%
8561 | 0.007528% | 0.008712% | 0.007038% | 0.01367% | 0.007785% | 0.00904% | 0.008257% | 0.01242% | 0.007756% | 0.01242% | 0.007785% | 0.01367% | 0.007785% | 0.01511% | 0.006632% | 0.01367% | 0.007785% | 0.00904% | 0.008257% | 0.01242% | 0.007756% | 0.007756% | 0.01242% | 0.007785% | 0.01367% | 0.007785% | 0.01511% | 0.006632% | 0.007528% | 0.007528%
8562 | 0.008336% | 0.008067% | 0.007824% | 0.0134% | 0.007925% | 0.01008% | 0.008731% | 0.01184% | 0.00784% | 0.01184% | 0.007925% | 0.0134% | 0.007925% | 0.01511% | 0.007577% | 0.0134% | 0.007925% | 0.01008% | 0.008731% | 0.01184% | 0.00784% | 0.00784% | 0.01184% | 0.007925% | 0.0134% | 0.007925% | 0.01511% | 0.007577% | 0.008336% | 0.008336%
8563 | 0.008548% | 0.007725% | 0.007999% | 0.01254% | 0.007781% | 0.01124% | 0.008573% | 0.01169% | 0.007829% | 0.01169% | 0.007781% | 0.01254% | 0.007781% | 0.01435% | 0.007688% | 0.01254% | 0.007781% | 0.01124% | 0.008573% | 0.01169% | 0.007829% | 0.007829% | 0.01169% | 0.007781% | 0.01254% | 0.007781% | 0.01435% | 0.007688% | 0.008548% | 0.008548%
8564 | 0.008694% | 0.007679% | 0.008096% | 0.01144% | 0.007729% | 0.01248% | 0.008471% | 0.01152% | 0.007891% | 0.01152% | 0.007729% | 0.01144% | 0.007729% | 0.01328% | 0.007768% | 0.01144% | 0.007729% | 0.01248% | 0.008471% | 0.01152% | 0.007891% | 0.007891% | 0.01152% | 0.007729% | 0.01144% | 0.007729% | 0.01328% | 0.007768% | 0.008694% | 0.008694%
8565 | 0.008795% | 0.007616% | 0.008223% | 0.01039% | 0.007748% | 0.01287% | 0.008478% | 0.01126% | 0.007953% | 0.01126% | 0.007748% | 0.01039% | 0.007748% | 0.01193% | 0.007861% | 0.01039% | 0.007748% | 0.01287% | 0.008478% | 0.01126% | 0.007953% | 0.007953% | 0.01126% | 0.007748% | 0.01039% | 0.007748% | 0.01193% | 0.007861% | 0.008795% | 0.008795%
8566 | 0.006017% | 0.007581% | 0.005862% | 0.009424% | 0.007847% | 0.01314% | 0.008547% | 0.01094% | 0.00799% | 0.01094% | 0.007847% | 0.009424% | 0.007847% | 0.0104% | 0.007958% | 0.009424% | 0.007847% | 0.01314% | 0.008547% | 0.01094% | 0.00799% | 0.00799% | 0.01094% | 0.007847% | 0.009424% | 0.007847% | 0.0104% | 0.007958% | 0.006017% | 0.006017%
8567 | 0.006312% | 0.007561% | 0.006102% | 0.008527% | 0.008017% | 0.01348% | 0.008695% | 0.01068% | 0.008165% | 0.01068% | 0.008017% | 0.008527% | 0.008017% | 0.008811% | 0.008062% | 0.008527% | 0.008017% | 0.01348% | 0.008695% | 0.01068% | 0.008165% | 0.008165% | 0.01068% | 0.008017% | 0.008527% | 0.008017% | 0.008811% | 0.008062% | 0.006312% | 0.006312%
8568 | 0.006772% | 0.008108% | 0.006492% | 0.007728% | 0.008519% | 0.01361% | 0.009189% | 0.009843% | 0.008491% | 0.009843% | 0.008519% | 0.007728% | 0.008519% | 0.007469% | 0.008451% | 0.007728% | 0.008519% | 0.01361% | 0.009189% | 0.009843% | 0.008491% | 0.008491% | 0.009843% | 0.008519% | 0.007728% | 0.008519% | 0.007469% | 0.008451% | 0.006772% | 0.006772%
8569 | 0.008029% | 0.007907% | 0.007475% | 0.006861% | 0.009279% | 0.01294% | 0.0104% | 0.009253% | 0.009109% | 0.009253% | 0.009279% | 0.006861% | 0.009279% | 0.005748% | 0.008488% | 0.006861% | 0.009279% | 0.01294% | 0.0104% | 0.009253% | 0.009109% | 0.009109% | 0.009253% | 0.009279% | 0.006861% | 0.009279% | 0.005748% | 0.008488% | 0.008029% | 0.008029%
8570 | 0.008186% | 0.007914% | 0.007608% | 0.006405% | 0.00923% | 0.01303% | 0.01018% | 0.007942% | 0.00912% | 0.007942% | 0.00923% | 0.006405% | 0.00923% | 0.005778% | 0.008353% | 0.006405% | 0.00923% | 0.01303% | 0.01018% | 0.007942% | 0.00912% | 0.00912% | 0.007942% | 0.00923% | 0.006405% | 0.00923% | 0.005778% | 0.008353% | 0.008186% | 0.008186%
8571 | 0.008254% | 0.007893% | 0.007641% | 0.006273% | 0.009251% | 0.0131% | 0.01022% | 0.006935% | 0.009213% | 0.006935% | 0.009251% | 0.006273% | 0.009251% | 0.005899% | 0.008416% | 0.006273% | 0.009251% | 0.0131% | 0.01022% | 0.006935% | 0.009213% | 0.009213% | 0.006935% | 0.009251% | 0.006273% | 0.009251% | 0.005899% | 0.008416% | 0.008254% | 0.008254%
8572 | 0.008546% | 0.007846% | 0.007707% | 0.006299% | 0.009325% | 0.01321% | 0.01027% | 0.006277% | 0.009616% | 0.006277% | 0.009325% | 0.006299% | 0.009325% | 0.00626% | 0.008704% | 0.006299% | 0.009325% | 0.01321% | 0.01027% | 0.006277% | 0.009616% | 0.009616% | 0.006277% | 0.009325% | 0.006299% | 0.009325% | 0.00626% | 0.008704% | 0.008546% | 0.008546%
8573 | 0.009566% | 0.007835% | 0.007707% | 0.006511% | 0.009866% | 0.01327% | 0.01068% | 0.006257% | 0.01013% | 0.006257% | 0.009866% | 0.006511% | 0.009866% | 0.006707% | 0.009406% | 0.006511% | 0.009866% | 0.01327% | 0.01068% | 0.006257% | 0.01013% | 0.01013% | 0.006257% | 0.009866% | 0.006511% | 0.009866% | 0.006707% | 0.009406% | 0.009566% | 0.009566%
8574 | 0.01172% | 0.008361% | 0.00798% | 0.007552% | 0.01088% | 0.01329% | 0.01159% | 0.007316% | 0.01082% | 0.007316% | 0.01088% | 0.007552% | 0.01088% | 0.007561% | 0.01085% | 0.007552% | 0.01088% | 0.01329% | 0.01159% | 0.007316% | 0.01082% | 0.01082% | 0.007316% | 0.01088% | 0.007552% | 0.01088% | 0.007561% | 0.01085% | 0.01172% | 0.01172%
8575 | 0.01803% | 0.008529% | 0.01471% | 0.00847% | 0.0126% | 0.01351% | 0.0131% | 0.009195% | 0.01243% | 0.009195% | 0.0126% | 0.00847% | 0.0126% | 0.009291% | 0.01334% | 0.00847% | 0.0126% | 0.01351% | 0.0131% | 0.009195% | 0.01243% | 0.01243% | 0.009195% | 0.0126% | 0.00847% | 0.0126% | 0.009291% | 0.01334% | 0.01803% | 0.01803%
8576 | 0.01811% | 0.009462% | 0.01655% | 0.009448% | 0.01349% | 0.01302% | 0.01345% | 0.01151% | 0.01318% | 0.01151% | 0.01349% | 0.009448% | 0.01349% | 0.01079% | 0.01455% | 0.009448% | 0.01349% | 0.01302% | 0.01345% | 0.01151% | 0.01318% | 0.01318% | 0.01151% | 0.01349% | 0.009448% | 0.01349% | 0.01079% | 0.01455% | 0.01811% | 0.01811%
8577 | 0.01884% | 0.0123% | 0.01776% | 0.0112% | 0.01424% | 0.01234% | 0.01395% | 0.01359% | 0.01376% | 0.01359% | 0.01424% | 0.0112% | 0.01424% | 0.01309% | 0.01582% | 0.0112% | 0.01424% | 0.01234% | 0.01395% | 0.01359% | 0.01376% | 0.01376% | 0.01359% | 0.01424% | 0.0112% | 0.01424% | 0.01309% | 0.01582% | 0.01884% | 0.01884%
8578 | 0.01984% | 0.0152% | 0.01822% | 0.01255% | 0.01515% | 0.0118% | 0.01501% | 0.01377% | 0.01441% | 0.01377% | 0.01515% | 0.01255% | 0.01515% | 0.01421% | 0.01758% | 0.01255% | 0.01515% | 0.0118% | 0.01501% | 0.01377% | 0.01441% | 0.01441% | 0.01377% | 0.01515% | 0.01255% | 0.01515% | 0.01421% | 0.01758% | 0.01984% | 0.01984%
8579 | 0.0203% | 0.01764% | 0.01873% | 0.01332% | 0.01556% | 0.01124% | 0.01579% | 0.01393% | 0.01464% | 0.01393% | 0.01556% | 0.01332% | 0.01556% | 0.01454% | 0.01888% | 0.01332% | 0.01556% | 0.01124% | 0.01579% | 0.01393% | 0.01464% | 0.01464% | 0.01393% | 0.01556% | 0.01332% | 0.01556% | 0.01454% | 0.01888% | 0.0203% | 0.0203%
8580 | 0.0202% | 0.01848% | 0.01871% | 0.01377% | 0.0153% | 0.01075% | 0.01605% | 0.0136% | 0.01437% | 0.0136% | 0.0153% | 0.01377% | 0.0153% | 0.01463% | 0.01974% | 0.01377% | 0.0153% | 0.01075% | 0.01605% | 0.0136% | 0.01437% | 0.01437% | 0.0136% | 0.0153% | 0.01377% | 0.0153% | 0.01463% | 0.01974% | 0.0202% | 0.0202%
8581 | 0.01942% | 0.0182% | 0.01882% | 0.01408% | 0.01466% | 0.009932% | 0.01582% | 0.01269% | 0.01398% | 0.01269% | 0.01466% | 0.01408% | 0.01466% | 0.01467% | 0.02006% | 0.01408% | 0.01466% | 0.009932% | 0.01582% | 0.01269% | 0.01398% | 0.01398% | 0.01269% | 0.01466% | 0.01408% | 0.01466% | 0.01467% | 0.02006% | 0.01942% | 0.01942%
8582 | 0.01795% | 0.01748% | 0.01879% | 0.01427% | 0.01365% | 0.008817% | 0.01528% | 0.01187% | 0.01331% | 0.01187% | 0.01365% | 0.01427% | 0.01365% | 0.01475% | 0.02001% | 0.01427% | 0.01365% | 0.008817% | 0.01528% | 0.01187% | 0.01331% | 0.01331% | 0.01187% | 0.01365% | 0.01427% | 0.01365% | 0.01475% | 0.02001% | 0.01795% | 0.01795%
8583 | 0.01582% | 0.01484% | 0.01774% | 0.01431% | 0.01238% | 0.008% | 0.01434% | 0.01138% | 0.01218% | 0.01138% | 0.01238% | 0.01431% | 0.01238% | 0.01471% | 0.01966% | 0.01431% | 0.01238% | 0.008% | 0.01434% | 0.01138% | 0.01218% | 0.01218% | 0.01138% | 0.01238% | 0.01431% | 0.01238% | 0.01471% | 0.01966% | 0.01582% | 0.01582%
8584 | 0.01398% | 0.01227% | 0.01724% | 0.01424% | 0.01136% | 0.007807% | 0.01308% | 0.01167% | 0.01128% | 0.01167% | 0.01136% | 0.01424% | 0.01136% | 0.01444% | 0.0186% | 0.01424% | 0.01136% | 0.007807% | 0.01308% | 0.01167% | 0.01128% | 0.01128% | 0.01167% | 0.01136% | 0.01424% | 0.01136% | 0.01444% | 0.0186% | 0.01398% | 0.01398%
8585 | 0.01369% | 0.01096% | 0.01714% | 0.015% | 0.01139% | 0.009137% | 0.01331% | 0.01023% | 0.01102% | 0.01023% | 0.01139% | 0.015% | 0.01139% | 0.01506% | 0.01841% | 0.015% | 0.01139% | 0.009137% | 0.01331% | 0.01023% | 0.01102% | 0.01102% | 0.01023% | 0.01139% | 0.015% | 0.01139% | 0.01506% | 0.01841% | 0.01369% | 0.01369%
8586 | 0.01296% | 0.009219% | 0.01738% | 0.01512% | 0.01107% | 0.01023% | 0.01306% | 0.01025% | 0.01078% | 0.01025% | 0.01107% | 0.01512% | 0.01107% | 0.01495% | 0.01661% | 0.01512% | 0.01107% | 0.01023% | 0.01306% | 0.01025% | 0.01078% | 0.01078% | 0.01025% | 0.01107% | 0.01512% | 0.01107% | 0.01495% | 0.01661% | 0.01296% | 0.01296%
8587 | 0.01194% | 0.008537% | 0.01727% | 0.01468% | 0.01047% | 0.0113% | 0.01255% | 0.0103% | 0.01034% | 0.0103% | 0.01047% | 0.01468% | 0.01047% | 0.01435% | 0.01395% | 0.01468% | 0.01047% | 0.0113% | 0.01255% | 0.0103% | 0.01034% | 0.01034% | 0.0103% | 0.01047% | 0.01468% | 0.01047% | 0.01435% | 0.01395% | 0.01194% | 0.01194%
8588 | 0.01123% | 0.00821% | 0.01483% | 0.01393% | 0.00982% | 0.01227% | 0.01209% | 0.01027% | 0.009763% | 0.01027% | 0.00982% | 0.01393% | 0.00982% | 0.0137% | 0.01201% | 0.01393% | 0.00982% | 0.01227% | 0.01209% | 0.01027% | 0.009763% | 0.009763% | 0.01027% | 0.00982% | 0.01393% | 0.00982% | 0.0137% | 0.01201% | 0.01123% | 0.01123%
8589 | 0.01087% | 0.008056% | 0.01132% | 0.01298% | 0.009353% | 0.01268% | 0.01147% | 0.01042% | 0.009239% | 0.01042% | 0.009353% | 0.01298% | 0.009353% | 0.01292% | 0.01072% | 0.01298% | 0.009353% | 0.01268% | 0.01147% | 0.01042% | 0.009239% | 0.009239% | 0.01042% | 0.009353% | 0.01298% | 0.009353% | 0.01292% | 0.01072% | 0.01087% | 0.01087%
8590 | 0.007662% | 0.007954% | 0.007743% | 0.01144% | 0.009094% | 0.01294% | 0.01084% | 0.01074% | 0.009016% | 0.01074% | 0.009094% | 0.01144% | 0.009094% | 0.01117% | 0.009877% | 0.01144% | 0.009094% | 0.01294% | 0.01084% | 0.01074% | 0.009016% | 0.009016% | 0.01074% | 0.009094% | 0.01144% | 0.009094% | 0.01117% | 0.009877% | 0.007662% | 0.007662%
8591 | 0.007656% | 0.007944% | 0.007267% | 0.009181% | 0.009077% | 0.01308% | 0.01024% | 0.01096% | 0.008935% | 0.01096% | 0.009077% | 0.009181% | 0.009077% | 0.008172% | 0.009229% | 0.009181% | 0.009077% | 0.01308% | 0.01024% | 0.01096% | 0.008935% | 0.008935% | 0.01096% | 0.009077% | 0.009181% | 0.009077% | 0.008172% | 0.009229% | 0.007656% | 0.007656%
8592 | 0.007449% | 0.007829% | 0.007084% | 0.007741% | 0.008843% | 0.01323% | 0.009694% | 0.01046% | 0.008733% | 0.01046% | 0.008843% | 0.007741% | 0.008843% | 0.006456% | 0.008654% | 0.007741% | 0.008843% | 0.01323% | 0.009694% | 0.01046% | 0.008733% | 0.008733% | 0.01046% | 0.008843% | 0.007741% | 0.008843% | 0.006456% | 0.008654% | 0.007449% | 0.007449%
8593 | 0.007849% | 0.007882% | 0.007377% | 0.006827% | 0.009056% | 0.01321% | 0.009795% | 0.009256% | 0.008781% | 0.009256% | 0.009056% | 0.006827% | 0.009056% | 0.005865% | 0.008222% | 0.006827% | 0.009056% | 0.01321% | 0.009795% | 0.009256% | 0.008781% | 0.008781% | 0.009256% | 0.009056% | 0.006827% | 0.009056% | 0.005865% | 0.008222% | 0.007849% | 0.007849%
8594 | 0.007901% | 0.007893% | 0.007595% | 0.00636% | 0.00909% | 0.01327% | 0.009772% | 0.007989% | 0.008897% | 0.007989% | 0.00909% | 0.00636% | 0.00909% | 0.00586% | 0.008062% | 0.00636% | 0.00909% | 0.01327% | 0.009772% | 0.007989% | 0.008897% | 0.008897% | 0.007989% | 0.00909% | 0.00636% | 0.00909% | 0.00586% | 0.008062% | 0.007901% | 0.007901%
8595 | 0.007986% | 0.007877% | 0.007586% | 0.006243% | 0.009132% | 0.01327% | 0.009858% | 0.006981% | 0.009097% | 0.006981% | 0.009132% | 0.006243% | 0.009132% | 0.005979% | 0.008161% | 0.006243% | 0.009132% | 0.01327% | 0.009858% | 0.006981% | 0.009097% | 0.009097% | 0.006981% | 0.009132% | 0.006243% | 0.009132% | 0.005979% | 0.008161% | 0.007986% | 0.007986%
8596 | 0.008336% | 0.007851% | 0.007645% | 0.006259% | 0.00926% | 0.01328% | 0.009977% | 0.006241% | 0.009396% | 0.006241% | 0.00926% | 0.006259% | 0.00926% | 0.006349% | 0.008477% | 0.006259% | 0.00926% | 0.01328% | 0.009977% | 0.006241% | 0.009396% | 0.009396% | 0.006241% | 0.00926% | 0.006259% | 0.00926% | 0.006349% | 0.008477% | 0.008336% | 0.008336%
8597 | 0.009281% | 0.007845% | 0.007773% | 0.006482% | 0.009828% | 0.01336% | 0.01042% | 0.006208% | 0.009892% | 0.006208% | 0.009828% | 0.006482% | 0.009828% | 0.006867% | 0.009255% | 0.006482% | 0.009828% | 0.01336% | 0.01042% | 0.006208% | 0.009892% | 0.009892% | 0.006208% | 0.009828% | 0.006482% | 0.009828% | 0.006867% | 0.009255% | 0.009281% | 0.009281%
8598 | 0.01144% | 0.008463% | 0.007999% | 0.007509% | 0.01084% | 0.01331% | 0.01138% | 0.007303% | 0.01064% | 0.007303% | 0.01084% | 0.007509% | 0.01084% | 0.007718% | 0.01077% | 0.007509% | 0.01084% | 0.01331% | 0.01138% | 0.007303% | 0.01064% | 0.01064% | 0.007303% | 0.01084% | 0.007509% | 0.01084% | 0.007718% | 0.01077% | 0.01144% | 0.01144%
8599 | 0.01788% | 0.008534% | 0.01476% | 0.008433% | 0.01253% | 0.01365% | 0.013% | 0.009084% | 0.01222% | 0.009084% | 0.01253% | 0.008433% | 0.01253% | 0.009527% | 0.01336% | 0.008433% | 0.01253% | 0.01365% | 0.013% | 0.009084% | 0.01222% | 0.01222% | 0.009084% | 0.01253% | 0.008433% | 0.01253% | 0.009527% | 0.01336% | 0.01788% | 0.01788%
8600 | 0.01801% | 0.009538% | 0.01679% | 0.009394% | 0.01346% | 0.01313% | 0.01336% | 0.0112% | 0.01301% | 0.0112% | 0.01346% | 0.009394% | 0.01346% | 0.01105% | 0.01463% | 0.009394% | 0.01346% | 0.01313% | 0.01336% | 0.0112% | 0.01301% | 0.01301% | 0.0112% | 0.01346% | 0.009394% | 0.01346% | 0.01105% | 0.01463% | 0.01801% | 0.01801%
8601 | 0.01903% | 0.01248% | 0.01816% | 0.01121% | 0.01436% | 0.01243% | 0.0139% | 0.01345% | 0.01379% | 0.01345% | 0.01436% | 0.01121% | 0.01436% | 0.01333% | 0.0161% | 0.01121% | 0.01436% | 0.01243% | 0.0139% | 0.01345% | 0.01379% | 0.01379% | 0.01345% | 0.01436% | 0.01121% | 0.01436% | 0.01333% | 0.0161% | 0.01903% | 0.01903%
8602 | 0.02011% | 0.01541% | 0.01875% | 0.01266% | 0.01531% | 0.01199% | 0.01505% | 0.0138% | 0.01447% | 0.0138% | 0.01531% | 0.01266% | 0.01531% | 0.01447% | 0.01797% | 0.01266% | 0.01531% | 0.01199% | 0.01505% | 0.0138% | 0.01447% | 0.01447% | 0.0138% | 0.01531% | 0.01266% | 0.01531% | 0.01447% | 0.01797% | 0.02011% | 0.02011%
8603 | 0.02065% | 0.01773% | 0.0193% | 0.0135% | 0.01569% | 0.01163% | 0.01591% | 0.01402% | 0.01457% | 0.01402% | 0.01569% | 0.0135% | 0.01569% | 0.01483% | 0.01926% | 0.0135% | 0.01569% | 0.01163% | 0.01591% | 0.01402% | 0.01457% | 0.01457% | 0.01402% | 0.01569% | 0.0135% | 0.01569% | 0.01483% | 0.01926% | 0.02065% | 0.02065%
8604 | 0.02055% | 0.01851% | 0.0193% | 0.01401% | 0.01536% | 0.01102% | 0.01621% | 0.01381% | 0.0142% | 0.01381% | 0.01536% | 0.01401% | 0.01536% | 0.01496% | 0.02003% | 0.01401% | 0.01536% | 0.01102% | 0.01621% | 0.01381% | 0.0142% | 0.0142% | 0.01381% | 0.01536% | 0.01401% | 0.01536% | 0.01496% | 0.02003% | 0.02055% | 0.02055%
8605 | 0.01973% | 0.01811% | 0.01942% | 0.01434% | 0.0147% | 0.0101% | 0.016% | 0.01291% | 0.01374% | 0.01291% | 0.0147% | 0.01434% | 0.0147% | 0.01502% | 0.02033% | 0.01434% | 0.0147% | 0.0101% | 0.016% | 0.01291% | 0.01374% | 0.01374% | 0.01291% | 0.0147% | 0.01434% | 0.0147% | 0.01502% | 0.02033% | 0.01973% | 0.01973%
8606 | 0.0182% | 0.01733% | 0.01943% | 0.01454% | 0.01374% | 0.00899% | 0.0155% | 0.01212% | 0.01308% | 0.01212% | 0.01374% | 0.01454% | 0.01374% | 0.01512% | 0.02031% | 0.01454% | 0.01374% | 0.00899% | 0.0155% | 0.01212% | 0.01308% | 0.01308% | 0.01212% | 0.01374% | 0.01454% | 0.01374% | 0.01512% | 0.02031% | 0.0182% | 0.0182%
8607 | 0.01613% | 0.01468% | 0.01841% | 0.01461% | 0.0126% | 0.008382% | 0.01464% | 0.01174% | 0.01214% | 0.01174% | 0.0126% | 0.01461% | 0.0126% | 0.01512% | 0.01997% | 0.01461% | 0.0126% | 0.008382% | 0.01464% | 0.01174% | 0.01214% | 0.01214% | 0.01174% | 0.0126% | 0.01461% | 0.0126% | 0.01512% | 0.01997% | 0.01613% | 0.01613%
8608 | 0.01444% | 0.01216% | 0.01809% | 0.01459% | 0.01171% | 0.008368% | 0.01346% | 0.01203% | 0.01146% | 0.01203% | 0.01171% | 0.01459% | 0.01171% | 0.01491% | 0.01897% | 0.01459% | 0.01171% | 0.008368% | 0.01346% | 0.01203% | 0.01146% | 0.01146% | 0.01203% | 0.01171% | 0.01459% | 0.01171% | 0.01491% | 0.01897% | 0.01444% | 0.01444%
8609 | 0.01428% | 0.01092% | 0.01818% | 0.01534% | 0.01184% | 0.0097% | 0.0138% | 0.01049% | 0.01124% | 0.01049% | 0.01184% | 0.01534% | 0.01184% | 0.01555% | 0.01894% | 0.01534% | 0.01184% | 0.0097% | 0.0138% | 0.01049% | 0.01124% | 0.01124% | 0.01049% | 0.01184% | 0.01534% | 0.01184% | 0.01555% | 0.01894% | 0.01428% | 0.01428%
8610 | 0.01363% | 0.009243% | 0.01852% | 0.01546% | 0.01164% | 0.01078% | 0.01368% | 0.01052% | 0.01104% | 0.01052% | 0.01164% | 0.01546% | 0.01164% | 0.01553% | 0.01746% | 0.01546% | 0.01164% | 0.01078% | 0.01368% | 0.01052% | 0.01104% | 0.01104% | 0.01052% | 0.01164% | 0.01546% | 0.01164% | 0.01553% | 0.01746% | 0.01363% | 0.01363%
8611 | 0.0127% | 0.008619% | 0.01848% | 0.01502% | 0.01104% | 0.01192% | 0.01321% | 0.01054% | 0.01057% | 0.01054% | 0.01104% | 0.01502% | 0.01104% | 0.01498% | 0.01497% | 0.01502% | 0.01104% | 0.01192% | 0.01321% | 0.01054% | 0.01057% | 0.01057% | 0.01054% | 0.01104% | 0.01502% | 0.01104% | 0.01498% | 0.01497% | 0.0127% | 0.0127%
8612 | 0.01208% | 0.008332% | 0.01624% | 0.01429% | 0.01036% | 0.01302% | 0.01278% | 0.01062% | 0.01005% | 0.01062% | 0.01036% | 0.01429% | 0.01036% | 0.01433% | 0.01317% | 0.01429% | 0.01036% | 0.01302% | 0.01278% | 0.01062% | 0.01005% | 0.01005% | 0.01062% | 0.01036% | 0.01429% | 0.01036% | 0.01433% | 0.01317% | 0.01208% | 0.01208%
8613 | 0.01182% | 0.008192% | 0.01277% | 0.01337% | 0.009908% | 0.01353% | 0.01213% | 0.01079% | 0.009574% | 0.01079% | 0.009908% | 0.01337% | 0.009908% | 0.01354% | 0.012% | 0.01337% | 0.009908% | 0.01353% | 0.01213% | 0.01079% | 0.009574% | 0.009574% | 0.01079% | 0.009908% | 0.01337% | 0.009908% | 0.01354% | 0.012% | 0.01182% | 0.01182%
8614 | 0.008237% | 0.008105% | 0.008067% | 0.01182% | 0.009639% | 0.01374% | 0.01148% | 0.01105% | 0.00931% | 0.01105% | 0.009639% | 0.01182% | 0.009639% | 0.01181% | 0.01125% | 0.01182% | 0.009639% | 0.01374% | 0.01148% | 0.01105% | 0.00931% | 0.00931% | 0.01105% | 0.009639% | 0.01182% | 0.009639% | 0.01181% | 0.01125% | 0.008237% | 0.008237%
8615 | 0.008491% | 0.008103% | 0.007927% | 0.009602% | 0.009647% | 0.01382% | 0.01092% | 0.01128% | 0.009261% | 0.01128% | 0.009647% | 0.009602% | 0.009647% | 0.008829% | 0.0108% | 0.009602% | 0.009647% | 0.01382% | 0.01092% | 0.01128% | 0.009261% | 0.009261% | 0.01128% | 0.009647% | 0.009602% | 0.009647% | 0.008829% | 0.0108% | 0.008491% | 0.008491%
8616 | 0.008384% | 0.008055% | 0.007968% | 0.008054% | 0.009524% | 0.01371% | 0.01049% | 0.01113% | 0.009139% | 0.01113% | 0.009524% | 0.008054% | 0.009524% | 0.006788% | 0.01007% | 0.008054% | 0.009524% | 0.01371% | 0.01049% | 0.01113% | 0.009139% | 0.009139% | 0.01113% | 0.009524% | 0.008054% | 0.009524% | 0.006788% | 0.01007% | 0.008384% | 0.008384%
8617 | 0.008842% | 0.008121% | 0.008338% | 0.007357% | 0.00975% | 0.01395% | 0.01052% | 0.009575% | 0.009312% | 0.009575% | 0.00975% | 0.007357% | 0.00975% | 0.006617% | 0.01018% | 0.007357% | 0.00975% | 0.01395% | 0.01052% | 0.009575% | 0.009312% | 0.009312% | 0.009575% | 0.00975% | 0.007357% | 0.00975% | 0.006617% | 0.01018% | 0.008842% | 0.008842%
8618 | 0.008948% | 0.008129% | 0.008576% | 0.006795% | 0.009745% | 0.01398% | 0.01049% | 0.008254% | 0.009331% | 0.008254% | 0.009745% | 0.006795% | 0.009745% | 0.006628% | 0.01019% | 0.006795% | 0.009745% | 0.01398% | 0.01049% | 0.008254% | 0.009331% | 0.009331% | 0.008254% | 0.009745% | 0.006795% | 0.009745% | 0.006628% | 0.01019% | 0.008948% | 0.008948%
8619 | 0.00904% | 0.008118% | 0.008927% | 0.006745% | 0.009858% | 0.01398% | 0.01066% | 0.007326% | 0.009564% | 0.007326% | 0.009858% | 0.006745% | 0.009858% | 0.006784% | 0.0105% | 0.006745% | 0.009858% | 0.01398% | 0.01066% | 0.007326% | 0.009564% | 0.009564% | 0.007326% | 0.009858% | 0.006745% | 0.009858% | 0.006784% | 0.0105% | 0.00904% | 0.00904%
8620 | 0.009381% | 0.008128% | 0.008953% | 0.00686% | 0.01018% | 0.01405% | 0.01089% | 0.006815% | 0.01008% | 0.006815% | 0.01018% | 0.00686% | 0.01018% | 0.007293% | 0.01116% | 0.00686% | 0.01018% | 0.01405% | 0.01089% | 0.006815% | 0.01008% | 0.01008% | 0.006815% | 0.01018% | 0.00686% | 0.01018% | 0.007293% | 0.01116% | 0.009381% | 0.009381%
8621 | 0.01042% | 0.008165% | 0.00909% | 0.007174% | 0.01086% | 0.01409% | 0.0114% | 0.006968% | 0.0107% | 0.006968% | 0.01086% | 0.007174% | 0.01086% | 0.007854% | 0.01214% | 0.007174% | 0.01086% | 0.01409% | 0.0114% | 0.006968% | 0.0107% | 0.0107% | 0.006968% | 0.01086% | 0.007174% | 0.01086% | 0.007854% | 0.01214% | 0.01042% | 0.01042%
8622 | 0.01256% | 0.00836% | 0.00932% | 0.008442% | 0.012% | 0.01412% | 0.0124% | 0.008134% | 0.01177% | 0.008134% | 0.012% | 0.008442% | 0.012% | 0.008803% | 0.01374% | 0.008442% | 0.012% | 0.01412% | 0.0124% | 0.008134% | 0.01177% | 0.01177% | 0.008134% | 0.012% | 0.008442% | 0.012% | 0.008803% | 0.01374% | 0.01256% | 0.01256%
8623 | 0.01953% | 0.008671% | 0.01685% | 0.009306% | 0.01354% | 0.01416% | 0.01392% | 0.01011% | 0.01306% | 0.01011% | 0.01354% | 0.009306% | 0.01354% | 0.01036% | 0.01615% | 0.009306% | 0.01354% | 0.01416% | 0.01392% | 0.01011% | 0.01306% | 0.01306% | 0.01011% | 0.01354% | 0.009306% | 0.01354% | 0.01036% | 0.01615% | 0.01953% | 0.01953%
8624 | 0.01939% | 0.00985% | 0.01847% | 0.01029% | 0.01458% | 0.01363% | 0.01431% | 0.01255% | 0.01381% | 0.01255% | 0.01458% | 0.01029% | 0.01458% | 0.01178% | 0.01724% | 0.01029% | 0.01458% | 0.01363% | 0.01431% | 0.01255% | 0.01381% | 0.01381% | 0.01255% | 0.01458% | 0.01029% | 0.01458% | 0.01178% | 0.01724% | 0.01939% | 0.01939%
8625 | 0.02022% | 0.01271% | 0.0196% | 0.01202% | 0.01526% | 0.01294% | 0.01472% | 0.01451% | 0.01433% | 0.01451% | 0.01526% | 0.01202% | 0.01526% | 0.01398% | 0.01789% | 0.01202% | 0.01526% | 0.01294% | 0.01472% | 0.01451% | 0.01433% | 0.01433% | 0.01451% | 0.01526% | 0.01202% | 0.01526% | 0.01398% | 0.01789% | 0.02022% | 0.02022%
8626 | 0.0211% | 0.01553% | 0.01983% | 0.01344% | 0.01602% | 0.01241% | 0.01576% | 0.01472% | 0.01487% | 0.01472% | 0.01602% | 0.01344% | 0.01602% | 0.01511% | 0.01915% | 0.01344% | 0.01602% | 0.01241% | 0.01576% | 0.01472% | 0.01487% | 0.01487% | 0.01472% | 0.01602% | 0.01344% | 0.01602% | 0.01511% | 0.01915% | 0.0211% | 0.0211%
8627 | 0.02137% | 0.01772% | 0.02028% | 0.01424% | 0.01636% | 0.01187% | 0.01653% | 0.0149% | 0.01499% | 0.0149% | 0.01636% | 0.01424% | 0.01636% | 0.01545% | 0.02024% | 0.01424% | 0.01636% | 0.01187% | 0.01653% | 0.0149% | 0.01499% | 0.01499% | 0.0149% | 0.01636% | 0.01424% | 0.01636% | 0.01545% | 0.02024% | 0.02137% | 0.02137%
8628 | 0.02107% | 0.01839% | 0.02021% | 0.01468% | 0.01603% | 0.01124% | 0.0168% | 0.01466% | 0.01465% | 0.01466% | 0.01603% | 0.01468% | 0.01603% | 0.01552% | 0.02094% | 0.01468% | 0.01603% | 0.01124% | 0.0168% | 0.01466% | 0.01465% | 0.01465% | 0.01466% | 0.01603% | 0.01468% | 0.01603% | 0.01552% | 0.02094% | 0.02107% | 0.02107%
8629 | 0.02019% | 0.01802% | 0.02022% | 0.01496% | 0.01535% | 0.01042% | 0.01657% | 0.01383% | 0.01422% | 0.01383% | 0.01535% | 0.01496% | 0.01535% | 0.01553% | 0.02117% | 0.01496% | 0.01535% | 0.01042% | 0.01657% | 0.01383% | 0.01422% | 0.01422% | 0.01383% | 0.01535% | 0.01496% | 0.01535% | 0.01553% | 0.02117% | 0.02019% | 0.02019%
8630 | 0.01862% | 0.0172% | 0.02014% | 0.01507% | 0.01429% | 0.009529% | 0.01602% | 0.0129% | 0.0135% | 0.0129% | 0.01429% | 0.01507% | 0.01429% | 0.0156% | 0.02097% | 0.01507% | 0.01429% | 0.009529% | 0.01602% | 0.0129% | 0.0135% | 0.0135% | 0.0129% | 0.01429% | 0.01507% | 0.01429% | 0.0156% | 0.02097% | 0.01862% | 0.01862%
8631 | 0.01648% | 0.01453% | 0.01911% | 0.01511% | 0.01308% | 0.008798% | 0.01512% | 0.01242% | 0.01246% | 0.01242% | 0.01308% | 0.01511% | 0.01308% | 0.01558% | 0.02062% | 0.01511% | 0.01308% | 0.008798% | 0.01512% | 0.01242% | 0.01246% | 0.01246% | 0.01242% | 0.01308% | 0.01511% | 0.01308% | 0.01558% | 0.02062% | 0.01648% | 0.01648%
8632 | 0.01468% | 0.01209% | 0.0187% | 0.01499% | 0.01219% | 0.008638% | 0.01391% | 0.01276% | 0.01176% | 0.01276% | 0.01219% | 0.01499% | 0.01219% | 0.01532% | 0.01967% | 0.01499% | 0.01219% | 0.008638% | 0.01391% | 0.01276% | 0.01176% | 0.01176% | 0.01276% | 0.01219% | 0.01499% | 0.01219% | 0.01532% | 0.01967% | 0.01468% | 0.01468%
8633 | 0.01452% | 0.01092% | 0.01863% | 0.01571% | 0.01232% | 0.009944% | 0.01421% | 0.01132% | 0.01165% | 0.01132% | 0.01232% | 0.01571% | 0.01232% | 0.01589% | 0.01966% | 0.01571% | 0.01232% | 0.009944% | 0.01421% | 0.01132% | 0.01165% | 0.01165% | 0.01132% | 0.01232% | 0.01571% | 0.01232% | 0.01589% | 0.01966% | 0.01452% | 0.01452%
8634 | 0.01392% | 0.009265% | 0.0189% | 0.0158% | 0.01211% | 0.01101% | 0.01403% | 0.01134% | 0.01159% | 0.01134% | 0.01211% | 0.0158% | 0.01211% | 0.01582% | 0.01824% | 0.0158% | 0.01211% | 0.01101% | 0.01403% | 0.01134% | 0.01159% | 0.01159% | 0.01134% | 0.01211% | 0.0158% | 0.01211% | 0.01582% | 0.01824% | 0.01392% | 0.01392%
8635 | 0.01311% | 0.008702% | 0.01886% | 0.01539% | 0.01153% | 0.01214% | 0.01359% | 0.01138% | 0.0112% | 0.01138% | 0.01153% | 0.01539% | 0.01153% | 0.01529% | 0.01607% | 0.01539% | 0.01153% | 0.01214% | 0.01359% | 0.01138% | 0.0112% | 0.0112% | 0.01138% | 0.01153% | 0.01539% | 0.01153% | 0.01529% | 0.01607% | 0.01311% | 0.01311%
8636 | 0.01249% | 0.008407% | 0.01651% | 0.01463% | 0.01084% | 0.01321% | 0.0131% | 0.01139% | 0.01065% | 0.01139% | 0.01084% | 0.01463% | 0.01084% | 0.01459% | 0.01436% | 0.01463% | 0.01084% | 0.01321% | 0.0131% | 0.01139% | 0.01065% | 0.01065% | 0.01139% | 0.01084% | 0.01463% | 0.01084% | 0.01459% | 0.01436% | 0.01249% | 0.01249%
8637 | 0.01216% | 0.008279% | 0.01295% | 0.01372% | 0.01038% | 0.01364% | 0.01241% | 0.01145% | 0.01018% | 0.01145% | 0.01038% | 0.01372% | 0.01038% | 0.01377% | 0.01326% | 0.01372% | 0.01038% | 0.01364% | 0.01241% | 0.01145% | 0.01018% | 0.01018% | 0.01145% | 0.01038% | 0.01372% | 0.01038% | 0.01377% | 0.01326% | 0.01216% | 0.01216%
8638 | 0.008474% | 0.008196% | 0.008303% | 0.01224% | 0.01013% | 0.01382% | 0.01179% | 0.0117% | 0.009954% | 0.0117% | 0.01013% | 0.01224% | 0.01013% | 0.01216% | 0.01257% | 0.01224% | 0.01013% | 0.01382% | 0.01179% | 0.0117% | 0.009954% | 0.009954% | 0.0117% | 0.01013% | 0.01224% | 0.01013% | 0.01216% | 0.01257% | 0.008474% | 0.008474%
8639 | 0.00871% | 0.008175% | 0.008134% | 0.01002% | 0.01009% | 0.01389% | 0.01116% | 0.01185% | 0.009853% | 0.01185% | 0.01009% | 0.01002% | 0.01009% | 0.00918% | 0.01197% | 0.01002% | 0.01009% | 0.01389% | 0.01116% | 0.01185% | 0.009853% | 0.009853% | 0.01185% | 0.01009% | 0.01002% | 0.01009% | 0.00918% | 0.01197% | 0.00871% | 0.00871%
8640 | 0.008775% | 0.008134% | 0.00828% | 0.008433% | 0.00997% | 0.01392% | 0.01084% | 0.01159% | 0.009637% | 0.01159% | 0.00997% | 0.008433% | 0.00997% | 0.007144% | 0.01135% | 0.008433% | 0.00997% | 0.01392% | 0.01084% | 0.01159% | 0.009637% | 0.009637% | 0.01159% | 0.00997% | 0.008433% | 0.00997% | 0.007144% | 0.01135% | 0.008775% | 0.008775%
8641 | 0.009055% | 0.008142% | 0.008498% | 0.00756% | 0.01016% | 0.01397% | 0.01077% | 0.009973% | 0.009819% | 0.009973% | 0.01016% | 0.00756% | 0.01016% | 0.006646% | 0.01138% | 0.00756% | 0.01016% | 0.01397% | 0.01077% | 0.009973% | 0.009819% | 0.009819% | 0.009973% | 0.01016% | 0.00756% | 0.01016% | 0.006646% | 0.01138% | 0.009055% | 0.009055%
8642 | 0.009163% | 0.008142% | 0.008821% | 0.006975% | 0.01011% | 0.01398% | 0.0107% | 0.008641% | 0.009808% | 0.008641% | 0.01011% | 0.006975% | 0.01011% | 0.006706% | 0.01136% | 0.006975% | 0.01011% | 0.01398% | 0.0107% | 0.008641% | 0.009808% | 0.009808% | 0.008641% | 0.01011% | 0.006975% | 0.01011% | 0.006706% | 0.01136% | 0.009163% | 0.009163%
8643 | 0.009236% | 0.008092% | 0.008855% | 0.00689% | 0.01015% | 0.01393% | 0.0108% | 0.007606% | 0.009955% | 0.007606% | 0.01015% | 0.00689% | 0.01015% | 0.006839% | 0.01141% | 0.00689% | 0.01015% | 0.01393% | 0.0108% | 0.007606% | 0.009955% | 0.009955% | 0.007606% | 0.01015% | 0.00689% | 0.01015% | 0.006839% | 0.01141% | 0.009236% | 0.009236%
8644 | 0.009534% | 0.008059% | 0.00889% | 0.006942% | 0.01032% | 0.01397% | 0.01094% | 0.00703% | 0.01032% | 0.00703% | 0.01032% | 0.006942% | 0.01032% | 0.007286% | 0.01174% | 0.006942% | 0.01032% | 0.01397% | 0.01094% | 0.00703% | 0.01032% | 0.01032% | 0.00703% | 0.01032% | 0.006942% | 0.01032% | 0.007286% | 0.01174% | 0.009534% | 0.009534%
8645 | 0.01045% | 0.008057% | 0.008977% | 0.007216% | 0.01093% | 0.01398% | 0.0114% | 0.007115% | 0.01087% | 0.007115% | 0.01093% | 0.007216% | 0.01093% | 0.007798% | 0.01245% | 0.007216% | 0.01093% | 0.01398% | 0.0114% | 0.007115% | 0.01087% | 0.01087% | 0.007115% | 0.01093% | 0.007216% | 0.01093% | 0.007798% | 0.01245% | 0.01045% | 0.01045%
8646 | 0.01259% | 0.008432% | 0.009236% | 0.008479% | 0.01199% | 0.01401% | 0.01234% | 0.008238% | 0.0119% | 0.008238% | 0.01199% | 0.008479% | 0.01199% | 0.008719% | 0.01383% | 0.008479% | 0.01199% | 0.01401% | 0.01234% | 0.008238% | 0.0119% | 0.0119% | 0.008238% | 0.01199% | 0.008479% | 0.01199% | 0.008719% | 0.01383% | 0.01259% | 0.01259%
8647 | 0.01967% | 0.008571% | 0.01666% | 0.009363% | 0.01353% | 0.01415% | 0.01389% | 0.01017% | 0.0131% | 0.01017% | 0.01353% | 0.009363% | 0.01353% | 0.01038% | 0.01604% | 0.009363% | 0.01353% | 0.01415% | 0.01389% | 0.01017% | 0.0131% | 0.0131% | 0.01017% | 0.01353% | 0.009363% | 0.01353% | 0.01038% | 0.01604% | 0.01967% | 0.01967%
8648 | 0.01951% | 0.009619% | 0.01836% | 0.01041% | 0.01459% | 0.01369% | 0.01432% | 0.01258% | 0.01382% | 0.01258% | 0.01459% | 0.01041% | 0.01459% | 0.01191% | 0.01707% | 0.01041% | 0.01459% | 0.01369% | 0.01432% | 0.01258% | 0.01382% | 0.01382% | 0.01258% | 0.01459% | 0.01041% | 0.01459% | 0.01191% | 0.01707% | 0.01951% | 0.01951%
8649 | 0.0202% | 0.01246% | 0.01943% | 0.01214% | 0.01524% | 0.01311% | 0.01469% | 0.01454% | 0.01435% | 0.01454% | 0.01524% | 0.01214% | 0.01524% | 0.01403% | 0.01774% | 0.01214% | 0.01524% | 0.01311% | 0.01469% | 0.01454% | 0.01435% | 0.01435% | 0.01454% | 0.01524% | 0.01214% | 0.01524% | 0.01403% | 0.01774% | 0.0202% | 0.0202%
8650 | 0.02112% | 0.01525% | 0.01983% | 0.01346% | 0.016% | 0.01283% | 0.01576% | 0.01468% | 0.01478% | 0.01468% | 0.016% | 0.01346% | 0.016% | 0.01503% | 0.01902% | 0.01346% | 0.016% | 0.01283% | 0.01576% | 0.01468% | 0.01478% | 0.01478% | 0.01468% | 0.016% | 0.01346% | 0.016% | 0.01503% | 0.01902% | 0.02112% | 0.02112%
8651 | 0.02146% | 0.01747% | 0.02032% | 0.01412% | 0.01622% | 0.01225% | 0.01651% | 0.01464% | 0.01476% | 0.01464% | 0.01622% | 0.01412% | 0.01622% | 0.01513% | 0.01995% | 0.01412% | 0.01622% | 0.01225% | 0.01651% | 0.01464% | 0.01476% | 0.01476% | 0.01464% | 0.01622% | 0.01412% | 0.01622% | 0.01513% | 0.01995% | 0.02146% | 0.02146%
8652 | 0.02119% | 0.01824% | 0.02021% | 0.01449% | 0.01595% | 0.01149% | 0.01678% | 0.01452% | 0.0145% | 0.01452% | 0.01595% | 0.01449% | 0.01595% | 0.01499% | 0.02069% | 0.01449% | 0.01595% | 0.01149% | 0.01678% | 0.01452% | 0.0145% | 0.0145% | 0.01452% | 0.01595% | 0.01449% | 0.01595% | 0.01499% | 0.02069% | 0.02119% | 0.02119%
8653 | 0.02033% | 0.01797% | 0.02024% | 0.01475% | 0.01532% | 0.01051% | 0.01654% | 0.01375% | 0.01411% | 0.01375% | 0.01532% | 0.01475% | 0.01532% | 0.0149% | 0.02097% | 0.01475% | 0.01532% | 0.01051% | 0.01654% | 0.01375% | 0.01411% | 0.01411% | 0.01375% | 0.01532% | 0.01475% | 0.01532% | 0.0149% | 0.02097% | 0.02033% | 0.02033%
8654 | 0.0188% | 0.01719% | 0.02021% | 0.01488% | 0.01433% | 0.009534% | 0.01601% | 0.01297% | 0.01347% | 0.01297% | 0.01433% | 0.01488% | 0.01433% | 0.01496% | 0.02084% | 0.01488% | 0.01433% | 0.009534% | 0.01601% | 0.01297% | 0.01347% | 0.01347% | 0.01297% | 0.01433% | 0.01488% | 0.01433% | 0.01496% | 0.02084% | 0.0188% | 0.0188%
8655 | 0.01663% | 0.0146% | 0.01917% | 0.01496% | 0.01317% | 0.008948% | 0.01514% | 0.01268% | 0.01252% | 0.01268% | 0.01317% | 0.01496% | 0.01317% | 0.01503% | 0.02054% | 0.01496% | 0.01317% | 0.008948% | 0.01514% | 0.01268% | 0.01252% | 0.01252% | 0.01268% | 0.01317% | 0.01496% | 0.01317% | 0.01503% | 0.02054% | 0.01663% | 0.01663%
8656 | 0.01479% | 0.01211% | 0.01875% | 0.01493% | 0.01228% | 0.008929% | 0.01393% | 0.0129% | 0.01187% | 0.0129% | 0.01228% | 0.01493% | 0.01228% | 0.01493% | 0.01964% | 0.01493% | 0.01228% | 0.008929% | 0.01393% | 0.0129% | 0.01187% | 0.01187% | 0.0129% | 0.01228% | 0.01493% | 0.01228% | 0.01493% | 0.01964% | 0.01479% | 0.01479%
8657 | 0.01451% | 0.0109% | 0.01862% | 0.01567% | 0.01239% | 0.01029% | 0.01422% | 0.01135% | 0.01171% | 0.01135% | 0.01239% | 0.01567% | 0.01239% | 0.0157% | 0.01967% | 0.01567% | 0.01239% | 0.01029% | 0.01422% | 0.01135% | 0.01171% | 0.01171% | 0.01135% | 0.01239% | 0.01567% | 0.01239% | 0.0157% | 0.01967% | 0.01451% | 0.01451%
8658 | 0.01382% | 0.009193% | 0.01884% | 0.01579% | 0.012% | 0.01137% | 0.01396% | 0.01116% | 0.01144% | 0.01116% | 0.012% | 0.01579% | 0.012% | 0.01578% | 0.01811% | 0.01579% | 0.012% | 0.01137% | 0.01396% | 0.01116% | 0.01144% | 0.01144% | 0.01116% | 0.012% | 0.01579% | 0.012% | 0.01578% | 0.01811% | 0.01382% | 0.01382%
8659 | 0.0129% | 0.008549% | 0.01869% | 0.01533% | 0.01129% | 0.01244% | 0.01341% | 0.01103% | 0.01088% | 0.01103% | 0.01129% | 0.01533% | 0.01129% | 0.0153% | 0.01565% | 0.01533% | 0.01129% | 0.01244% | 0.01341% | 0.01103% | 0.01088% | 0.01088% | 0.01103% | 0.01129% | 0.01533% | 0.01129% | 0.0153% | 0.01565% | 0.0129% | 0.0129%
8660 | 0.01229% | 0.00824% | 0.01629% | 0.01459% | 0.01055% | 0.01349% | 0.01293% | 0.011% | 0.0103% | 0.011% | 0.01055% | 0.01459% | 0.01055% | 0.01465% | 0.01384% | 0.01459% | 0.01055% | 0.01349% | 0.01293% | 0.011% | 0.0103% | 0.0103% | 0.011% | 0.01055% | 0.01459% | 0.01055% | 0.01465% | 0.01384% | 0.01229% | 0.01229%
8661 | 0.01201% | 0.008138% | 0.01266% | 0.01368% | 0.01014% | 0.01396% | 0.01227% | 0.01121% | 0.009938% | 0.01121% | 0.01014% | 0.01368% | 0.01014% | 0.01385% | 0.0128% | 0.01368% | 0.01014% | 0.01396% | 0.01227% | 0.01121% | 0.009938% | 0.009938% | 0.01121% | 0.01014% | 0.01368% | 0.01014% | 0.01385% | 0.0128% | 0.01201% | 0.01201%
8662 | 0.00835% | 0.008077% | 0.008262% | 0.01213% | 0.009949% | 0.01413% | 0.0117% | 0.01152% | 0.009768% | 0.01152% | 0.009949% | 0.01213% | 0.009949% | 0.01215% | 0.01217% | 0.01213% | 0.009949% | 0.01413% | 0.0117% | 0.01152% | 0.009768% | 0.009768% | 0.01152% | 0.009949% | 0.01213% | 0.009949% | 0.01215% | 0.01217% | 0.00835% | 0.00835%
8663 | 0.008578% | 0.008039% | 0.008015% | 0.00984% | 0.009889% | 0.01423% | 0.01111% | 0.01166% | 0.009647% | 0.01166% | 0.009889% | 0.00984% | 0.009889% | 0.009051% | 0.01158% | 0.00984% | 0.009889% | 0.01423% | 0.01111% | 0.01166% | 0.009647% | 0.009647% | 0.01166% | 0.009889% | 0.00984% | 0.009889% | 0.009051% | 0.01158% | 0.008578% | 0.008578%
8664 | 0.008741% | 0.008026% | 0.00822% | 0.008351% | 0.009891% | 0.01423% | 0.01083% | 0.01152% | 0.009596% | 0.01152% | 0.009891% | 0.008351% | 0.009891% | 0.007045% | 0.01125% | 0.008351% | 0.009891% | 0.01423% | 0.01083% | 0.01152% | 0.009596% | 0.009596% | 0.01152% | 0.009891% | 0.008351% | 0.009891% | 0.007045% | 0.01125% | 0.008741% | 0.008741%
8665 | 0.008851% | 0.007965% | 0.008327% | 0.007463% | 0.009849% | 0.01443% | 0.01064% | 0.009705% | 0.009503% | 0.009705% | 0.009849% | 0.007463% | 0.009849% | 0.006692% | 0.0107% | 0.007463% | 0.009849% | 0.01443% | 0.01064% | 0.009705% | 0.009503% | 0.009503% | 0.009705% | 0.009849% | 0.007463% | 0.009849% | 0.006692% | 0.0107% | 0.008851% | 0.008851%
8666 | 0.009015% | 0.007978% | 0.008629% | 0.006889% | 0.009873% | 0.01453% | 0.01064% | 0.008396% | 0.009533% | 0.008396% | 0.009873% | 0.006889% | 0.009873% | 0.006764% | 0.01075% | 0.006889% | 0.009873% | 0.01453% | 0.01064% | 0.008396% | 0.009533% | 0.009533% | 0.008396% | 0.009873% | 0.006889% | 0.009873% | 0.006764% | 0.01075% | 0.009015% | 0.009015%
8667 | 0.009131% | 0.007971% | 0.008728% | 0.006828% | 0.009991% | 0.01459% | 0.01083% | 0.007447% | 0.009732% | 0.007447% | 0.009991% | 0.006828% | 0.009991% | 0.006967% | 0.01101% | 0.006828% | 0.009991% | 0.01459% | 0.01083% | 0.007447% | 0.009732% | 0.009732% | 0.007447% | 0.009991% | 0.006828% | 0.009991% | 0.006967% | 0.01101% | 0.009131% | 0.009131%
8668 | 0.009507% | 0.007968% | 0.008827% | 0.006948% | 0.01026% | 0.01467% | 0.011% | 0.006957% | 0.01019% | 0.006957% | 0.01026% | 0.006948% | 0.01026% | 0.007479% | 0.01149% | 0.006948% | 0.01026% | 0.01467% | 0.011% | 0.006957% | 0.01019% | 0.01019% | 0.006957% | 0.01026% | 0.006948% | 0.01026% | 0.007479% | 0.01149% | 0.009507% | 0.009507%
8669 | 0.01059% | 0.00796% | 0.008972% | 0.007227% | 0.0109% | 0.01475% | 0.01151% | 0.006998% | 0.01068% | 0.006998% | 0.0109% | 0.007227% | 0.0109% | 0.008063% | 0.0123% | 0.007227% | 0.0109% | 0.01475% | 0.01151% | 0.006998% | 0.01068% | 0.01068% | 0.006998% | 0.0109% | 0.007227% | 0.0109% | 0.008063% | 0.0123% | 0.01059% | 0.01059%
8670 | 0.01284% | 0.008398% | 0.009314% | 0.008539% | 0.012% | 0.01486% | 0.01256% | 0.008054% | 0.01167% | 0.008054% | 0.012% | 0.008539% | 0.012% | 0.009146% | 0.01381% | 0.008539% | 0.012% | 0.01486% | 0.01256% | 0.008054% | 0.01167% | 0.01167% | 0.008054% | 0.012% | 0.008539% | 0.012% | 0.009146% | 0.01381% | 0.01284% | 0.01284%
8671 | 0.02031% | 0.008554% | 0.01703% | 0.009543% | 0.01375% | 0.01502% | 0.01423% | 0.01018% | 0.01306% | 0.01018% | 0.01375% | 0.009543% | 0.01375% | 0.01092% | 0.01645% | 0.009543% | 0.01375% | 0.01502% | 0.01423% | 0.01018% | 0.01306% | 0.01306% | 0.01018% | 0.01375% | 0.009543% | 0.01375% | 0.01092% | 0.01645% | 0.02031% | 0.02031%
8672 | 0.01993% | 0.009631% | 0.01878% | 0.01058% | 0.01482% | 0.01455% | 0.01466% | 0.0126% | 0.01377% | 0.0126% | 0.01482% | 0.01058% | 0.01482% | 0.01248% | 0.01751% | 0.01058% | 0.01482% | 0.01455% | 0.01466% | 0.0126% | 0.01377% | 0.01377% | 0.0126% | 0.01482% | 0.01058% | 0.01482% | 0.01248% | 0.01751% | 0.01993% | 0.01993%
8673 | 0.02067% | 0.01257% | 0.01983% | 0.01233% | 0.01546% | 0.01368% | 0.01499% | 0.01454% | 0.0143% | 0.01454% | 0.01546% | 0.01233% | 0.01546% | 0.01466% | 0.01811% | 0.01233% | 0.01546% | 0.01368% | 0.01499% | 0.01454% | 0.0143% | 0.0143% | 0.01454% | 0.01546% | 0.01233% | 0.01546% | 0.01466% | 0.01811% | 0.02067% | 0.02067%
8674 | 0.02151% | 0.01543% | 0.02008% | 0.01366% | 0.01624% | 0.01308% | 0.01599% | 0.01475% | 0.01481% | 0.01475% | 0.01624% | 0.01366% | 0.01624% | 0.01563% | 0.01937% | 0.01366% | 0.01624% | 0.01308% | 0.01599% | 0.01475% | 0.01481% | 0.01481% | 0.01475% | 0.01624% | 0.01366% | 0.01624% | 0.01563% | 0.01937% | 0.02151% | 0.02151%
8675 | 0.02187% | 0.01766% | 0.02057% | 0.01439% | 0.01657% | 0.01252% | 0.01675% | 0.01489% | 0.01489% | 0.01489% | 0.01657% | 0.01439% | 0.01657% | 0.01586% | 0.02037% | 0.01439% | 0.01657% | 0.01252% | 0.01675% | 0.01489% | 0.01489% | 0.01489% | 0.01489% | 0.01657% | 0.01439% | 0.01657% | 0.01586% | 0.02037% | 0.02187% | 0.02187%
8676 | 0.02159% | 0.01837% | 0.02042% | 0.01477% | 0.0162% | 0.01181% | 0.01698% | 0.01456% | 0.01447% | 0.01456% | 0.0162% | 0.01477% | 0.0162% | 0.01582% | 0.021% | 0.01477% | 0.0162% | 0.01181% | 0.01698% | 0.01456% | 0.01447% | 0.01447% | 0.01456% | 0.0162% | 0.01477% | 0.0162% | 0.01582% | 0.021% | 0.02159% | 0.02159%
8677 | 0.02071% | 0.01803% | 0.0204% | 0.01504% | 0.01552% | 0.01094% | 0.0167% | 0.0137% | 0.014% | 0.0137% | 0.01552% | 0.01504% | 0.01552% | 0.01576% | 0.02123% | 0.01504% | 0.01552% | 0.01094% | 0.0167% | 0.0137% | 0.014% | 0.014% | 0.0137% | 0.01552% | 0.01504% | 0.01552% | 0.01576% | 0.02123% | 0.02071% | 0.02071%
8678 | 0.01904% | 0.01723% | 0.02021% | 0.01515% | 0.01442% | 0.009828% | 0.0161% | 0.01272% | 0.01329% | 0.01272% | 0.01442% | 0.01515% | 0.01442% | 0.01575% | 0.021% | 0.01515% | 0.01442% | 0.009828% | 0.0161% | 0.01272% | 0.01329% | 0.01329% | 0.01272% | 0.01442% | 0.01515% | 0.01442% | 0.01575% | 0.021% | 0.01904% | 0.01904%
8679 | 0.01677% | 0.01462% | 0.01902% | 0.01515% | 0.01321% | 0.009191% | 0.01518% | 0.01237% | 0.01231% | 0.01237% | 0.01321% | 0.01515% | 0.01321% | 0.01567% | 0.0206% | 0.01515% | 0.01321% | 0.009191% | 0.01518% | 0.01237% | 0.01231% | 0.01231% | 0.01237% | 0.01321% | 0.01515% | 0.01321% | 0.01567% | 0.0206% | 0.01677% | 0.01677%
8680 | 0.01493% | 0.0121% | 0.01855% | 0.01503% | 0.01223% | 0.009004% | 0.01393% | 0.01261% | 0.0116% | 0.01261% | 0.01223% | 0.01503% | 0.01223% | 0.01532% | 0.01957% | 0.01503% | 0.01223% | 0.009004% | 0.01393% | 0.01261% | 0.0116% | 0.0116% | 0.01261% | 0.01223% | 0.01503% | 0.01223% | 0.01532% | 0.01957% | 0.01493% | 0.01493%
8681 | 0.01475% | 0.01089% | 0.01845% | 0.01571% | 0.01237% | 0.01028% | 0.01424% | 0.01119% | 0.01154% | 0.01119% | 0.01237% | 0.01571% | 0.01237% | 0.01589% | 0.01965% | 0.01571% | 0.01237% | 0.01028% | 0.01424% | 0.01119% | 0.01154% | 0.01154% | 0.01119% | 0.01237% | 0.01571% | 0.01237% | 0.01589% | 0.01965% | 0.01475% | 0.01475%
8682 | 0.01419% | 0.00922% | 0.01885% | 0.01585% | 0.01213% | 0.01135% | 0.01411% | 0.01119% | 0.01142% | 0.01119% | 0.01213% | 0.01585% | 0.01213% | 0.01587% | 0.01832% | 0.01585% | 0.01213% | 0.01135% | 0.01411% | 0.01119% | 0.01142% | 0.01142% | 0.01119% | 0.01213% | 0.01585% | 0.01213% | 0.01587% | 0.01832% | 0.01419% | 0.01419%
8683 | 0.01339% | 0.008607% | 0.0188% | 0.0154% | 0.0115% | 0.01246% | 0.01362% | 0.01114% | 0.01094% | 0.01114% | 0.0115% | 0.0154% | 0.0115% | 0.01532% | 0.01606% | 0.0154% | 0.0115% | 0.01246% | 0.01362% | 0.01114% | 0.01094% | 0.01094% | 0.01114% | 0.0115% | 0.0154% | 0.0115% | 0.01532% | 0.01606% | 0.01339% | 0.01339%
8684 | 0.01277% | 0.00832% | 0.01646% | 0.01463% | 0.01077% | 0.01352% | 0.01312% | 0.01119% | 0.01044% | 0.01119% | 0.01077% | 0.01463% | 0.01077% | 0.0146% | 0.0143% | 0.01463% | 0.01077% | 0.01352% | 0.01312% | 0.01119% | 0.01044% | 0.01044% | 0.01119% | 0.01077% | 0.01463% | 0.01077% | 0.0146% | 0.0143% | 0.01277% | 0.01277%
8685 | 0.01249% | 0.008209% | 0.01291% | 0.01369% | 0.01033% | 0.01387% | 0.01243% | 0.01127% | 0.01001% | 0.01127% | 0.01033% | 0.01369% | 0.01033% | 0.01376% | 0.01318% | 0.01369% | 0.01033% | 0.01387% | 0.01243% | 0.01127% | 0.01001% | 0.01001% | 0.01127% | 0.01033% | 0.01369% | 0.01033% | 0.01376% | 0.01318% | 0.01249% | 0.01249%
8686 | 0.008599% | 0.008195% | 0.008377% | 0.01218% | 0.0102% | 0.01398% | 0.01186% | 0.01166% | 0.009919% | 0.01166% | 0.0102% | 0.01218% | 0.0102% | 0.01209% | 0.01267% | 0.01218% | 0.0102% | 0.01398% | 0.01186% | 0.01166% | 0.009919% | 0.009919% | 0.01166% | 0.0102% | 0.01218% | 0.0102% | 0.01209% | 0.01267% | 0.008599% | 0.008599%
8687 | 0.008899% | 0.008194% | 0.008196% | 0.009951% | 0.01023% | 0.01405% | 0.01126% | 0.01196% | 0.009954% | 0.01196% | 0.01023% | 0.009951% | 0.01023% | 0.009042% | 0.0122% | 0.009951% | 0.01023% | 0.01405% | 0.01126% | 0.01196% | 0.009954% | 0.009954% | 0.01196% | 0.01023% | 0.009951% | 0.01023% | 0.009042% | 0.0122% | 0.008899% | 0.008899%
8688 | 0.008946% | 0.008142% | 0.008418% | 0.008448% | 0.01016% | 0.01416% | 0.01096% | 0.0117% | 0.009804% | 0.0117% | 0.01016% | 0.008448% | 0.01016% | 0.007114% | 0.01164% | 0.008448% | 0.01016% | 0.01416% | 0.01096% | 0.0117% | 0.009804% | 0.009804% | 0.0117% | 0.01016% | 0.008448% | 0.01016% | 0.007114% | 0.01164% | 0.008946% | 0.008946%
8689 | 0.008316% | 0.009827% | 0.007843% | 0.007421% | 0.01085% | 0.01473% | 0.0108% | 0.009272% | 0.009872% | 0.009272% | 0.01085% | 0.007421% | 0.01085% | 0.008043% | 0.01131% | 0.007421% | 0.01085% | 0.01473% | 0.0108% | 0.009272% | 0.009872% | 0.009872% | 0.009272% | 0.01085% | 0.007421% | 0.01085% | 0.008043% | 0.01131% | 0.008316% | 0.008316%
8690 | 0.008301% | 0.009992% | 0.007931% | 0.006871% | 0.01049% | 0.01472% | 0.01093% | 0.008601% | 0.009752% | 0.008601% | 0.01049% | 0.006871% | 0.01049% | 0.007166% | 0.01126% | 0.006871% | 0.01049% | 0.01472% | 0.01093% | 0.008601% | 0.009752% | 0.009752% | 0.008601% | 0.01049% | 0.006871% | 0.01049% | 0.007166% | 0.01126% | 0.008301% | 0.008301%
8691 | 0.008211% | 0.01007% | 0.007866% | 0.006824% | 0.0104% | 0.01463% | 0.0109% | 0.007902% | 0.009868% | 0.007902% | 0.0104% | 0.006824% | 0.0104% | 0.006709% | 0.01116% | 0.006824% | 0.0104% | 0.01463% | 0.0109% | 0.007902% | 0.009868% | 0.009868% | 0.007902% | 0.0104% | 0.006824% | 0.0104% | 0.006709% | 0.01116% | 0.008211% | 0.008211%
8692 | 0.008132% | 0.01014% | 0.00784% | 0.006907% | 0.01066% | 0.01452% | 0.0109% | 0.007777% | 0.01023% | 0.007777% | 0.01066% | 0.006907% | 0.01066% | 0.006841% | 0.01122% | 0.006907% | 0.01066% | 0.01452% | 0.0109% | 0.007777% | 0.01023% | 0.01023% | 0.007777% | 0.01066% | 0.006907% | 0.01066% | 0.006841% | 0.01122% | 0.008132% | 0.008132%
8693 | 0.008137% | 0.01024% | 0.007866% | 0.007139% | 0.011% | 0.01455% | 0.01096% | 0.007916% | 0.01037% | 0.007916% | 0.011% | 0.007139% | 0.011% | 0.007306% | 0.01131% | 0.007139% | 0.011% | 0.01455% | 0.01096% | 0.007916% | 0.01037% | 0.01037% | 0.007916% | 0.011% | 0.007139% | 0.011% | 0.007306% | 0.01131% | 0.008137% | 0.008137%
8694 | 0.008194% | 0.01063% | 0.007835% | 0.00801% | 0.01106% | 0.01467% | 0.01098% | 0.008668% | 0.0105% | 0.008668% | 0.01106% | 0.00801% | 0.01106% | 0.008141% | 0.01131% | 0.00801% | 0.01106% | 0.01467% | 0.01098% | 0.008668% | 0.0105% | 0.0105% | 0.008668% | 0.01106% | 0.00801% | 0.01106% | 0.008141% | 0.01131% | 0.008194% | 0.008194%
8695 | 0.01369% | 0.01052% | 0.01258% | 0.008814% | 0.01128% | 0.01476% | 0.01116% | 0.01016% | 0.01076% | 0.01016% | 0.01128% | 0.008814% | 0.01128% | 0.009737% | 0.01145% | 0.008814% | 0.01128% | 0.01476% | 0.01116% | 0.01016% | 0.01076% | 0.01076% | 0.01016% | 0.01128% | 0.008814% | 0.01128% | 0.009737% | 0.01145% | 0.01369% | 0.01369%
8696 | 0.01025% | 0.01054% | 0.009721% | 0.0098% | 0.01104% | 0.01415% | 0.01009% | 0.01225% | 0.01062% | 0.01225% | 0.01104% | 0.0098% | 0.01104% | 0.01134% | 0.009757% | 0.0098% | 0.01104% | 0.01415% | 0.01009% | 0.01225% | 0.01062% | 0.01062% | 0.01225% | 0.01104% | 0.0098% | 0.01104% | 0.01134% | 0.009757% | 0.01025% | 0.01025%
8697 | 0.008744% | 0.01093% | 0.008276% | 0.01149% | 0.01061% | 0.01329% | 0.009298% | 0.01419% | 0.0102% | 0.01419% | 0.01061% | 0.01149% | 0.01061% | 0.01349% | 0.007661% | 0.01149% | 0.01061% | 0.01329% | 0.009298% | 0.01419% | 0.0102% | 0.0102% | 0.01419% | 0.01061% | 0.01149% | 0.01061% | 0.01349% | 0.007661% | 0.008744% | 0.008744%
8698 | 0.008186% | 0.01181% | 0.007567% | 0.01283% | 0.01074% | 0.01272% | 0.00933% | 0.01455% | 0.01012% | 0.01455% | 0.01074% | 0.01283% | 0.01074% | 0.01467% | 0.006637% | 0.01283% | 0.01074% | 0.01272% | 0.00933% | 0.01455% | 0.01012% | 0.01012% | 0.01455% | 0.01074% | 0.01283% | 0.01074% | 0.01467% | 0.006637% | 0.008186% | 0.008186%
8699 | 0.007757% | 0.01303% | 0.007123% | 0.01356% | 0.01071% | 0.01217% | 0.009526% | 0.01522% | 0.01008% | 0.01522% | 0.01071% | 0.01356% | 0.01071% | 0.01481% | 0.005991% | 0.01356% | 0.01071% | 0.01217% | 0.009526% | 0.01522% | 0.01008% | 0.01008% | 0.01522% | 0.01071% | 0.01356% | 0.01071% | 0.01481% | 0.005991% | 0.007757% | 0.007757%
8700 | 0.007535% | 0.01389% | 0.006971% | 0.01402% | 0.01041% | 0.01135% | 0.009779% | 0.01543% | 0.009994% | 0.01543% | 0.01041% | 0.01402% | 0.01041% | 0.01461% | 0.005632% | 0.01402% | 0.01041% | 0.01135% | 0.009779% | 0.01543% | 0.009994% | 0.009994% | 0.01543% | 0.01041% | 0.01402% | 0.01041% | 0.01461% | 0.005632% | 0.007535% | 0.007535%
8701 | 0.007344% | 0.01372% | 0.006588% | 0.01437% | 0.01016% | 0.01035% | 0.009824% | 0.01527% | 0.009941% | 0.01527% | 0.01016% | 0.01437% | 0.01016% | 0.01446% | 0.005503% | 0.01437% | 0.01016% | 0.01035% | 0.009824% | 0.01527% | 0.009941% | 0.009941% | 0.01527% | 0.01016% | 0.01437% | 0.01016% | 0.01446% | 0.005503% | 0.007344% | 0.007344%
8702 | 0.007147% | 0.01305% | 0.006462% | 0.01457% | 0.01006% | 0.009312% | 0.009591% | 0.01496% | 0.009869% | 0.01496% | 0.01006% | 0.01457% | 0.01006% | 0.01449% | 0.00535% | 0.01457% | 0.01006% | 0.009312% | 0.009591% | 0.01496% | 0.009869% | 0.009869% | 0.01496% | 0.01006% | 0.01457% | 0.01006% | 0.01449% | 0.00535% | 0.007147% | 0.007147%
8703 | 0.007077% | 0.01198% | 0.006417% | 0.01454% | 0.01005% | 0.008615% | 0.009301% | 0.01496% | 0.009942% | 0.01496% | 0.01005% | 0.01454% | 0.01005% | 0.01467% | 0.005362% | 0.01454% | 0.01005% | 0.008615% | 0.009301% | 0.01496% | 0.009942% | 0.009942% | 0.01496% | 0.01005% | 0.01454% | 0.01005% | 0.01467% | 0.005362% | 0.007077% | 0.007077%
8704 | 0.007197% | 0.01098% | 0.006501% | 0.01449% | 0.01022% | 0.008544% | 0.009055% | 0.01531% | 0.01022% | 0.01531% | 0.01022% | 0.01449% | 0.01022% | 0.01496% | 0.005661% | 0.01449% | 0.01022% | 0.008544% | 0.009055% | 0.01531% | 0.01022% | 0.01022% | 0.01531% | 0.01022% | 0.01449% | 0.01022% | 0.01496% | 0.005661% | 0.007197% | 0.007197%
8705 | 0.008824% | 0.0105% | 0.008197% | 0.01521% | 0.01097% | 0.009848% | 0.01026% | 0.01367% | 0.01053% | 0.01367% | 0.01097% | 0.01521% | 0.01097% | 0.01626% | 0.00782% | 0.01521% | 0.01097% | 0.009848% | 0.01026% | 0.01367% | 0.01053% | 0.01053% | 0.01367% | 0.01097% | 0.01521% | 0.01097% | 0.01626% | 0.00782% | 0.008824% | 0.008824%
8706 | 0.00973% | 0.009903% | 0.008982% | 0.01537% | 0.01121% | 0.01108% | 0.01075% | 0.01336% | 0.01051% | 0.01336% | 0.01121% | 0.01537% | 0.01121% | 0.01694% | 0.009122% | 0.01537% | 0.01121% | 0.01108% | 0.01075% | 0.01336% | 0.01051% | 0.01051% | 0.01336% | 0.01121% | 0.01537% | 0.01121% | 0.01694% | 0.009122% | 0.00973% | 0.00973%
8707 | 0.01013% | 0.009636% | 0.009326% | 0.01486% | 0.01094% | 0.0123% | 0.01046% | 0.01296% | 0.0103% | 0.01296% | 0.01094% | 0.01486% | 0.01094% | 0.01693% | 0.009321% | 0.01486% | 0.01094% | 0.0123% | 0.01046% | 0.01296% | 0.0103% | 0.0103% | 0.01296% | 0.01094% | 0.01486% | 0.01094% | 0.01693% | 0.009321% | 0.01013% | 0.01013%
8708 | 0.01044% | 0.009563% | 0.009627% | 0.01406% | 0.01057% | 0.01357% | 0.01031% | 0.01258% | 0.01012% | 0.01258% | 0.01057% | 0.01406% | 0.01057% | 0.01668% | 0.009457% | 0.01406% | 0.01057% | 0.01357% | 0.01031% | 0.01258% | 0.01012% | 0.01012% | 0.01258% | 0.01057% | 0.01406% | 0.01057% | 0.01668% | 0.009457% | 0.01044% | 0.01044%
8709 | 0.0107% | 0.0096% | 0.009833% | 0.01307% | 0.01027% | 0.01393% | 0.0103% | 0.01215% | 0.009969% | 0.01215% | 0.01027% | 0.01307% | 0.01027% | 0.01598% | 0.009648% | 0.01307% | 0.01027% | 0.01393% | 0.0103% | 0.01215% | 0.009969% | 0.009969% | 0.01215% | 0.01027% | 0.01307% | 0.01027% | 0.01598% | 0.009648% | 0.0107% | 0.0107%
8710 | 0.007545% | 0.009616% | 0.007156% | 0.01146% | 0.009961% | 0.01417% | 0.01032% | 0.01172% | 0.009615% | 0.01172% | 0.009961% | 0.01146% | 0.009961% | 0.01409% | 0.009712% | 0.01146% | 0.009961% | 0.01417% | 0.01032% | 0.01172% | 0.009615% | 0.009615% | 0.01172% | 0.009961% | 0.01146% | 0.009961% | 0.01409% | 0.009712% | 0.007545% | 0.007545%
8711 | 0.00781% | 0.009648% | 0.007333% | 0.009163% | 0.009751% | 0.01431% | 0.0104% | 0.01123% | 0.009331% | 0.01123% | 0.009751% | 0.009163% | 0.009751% | 0.01077% | 0.009732% | 0.009163% | 0.009751% | 0.01431% | 0.0104% | 0.01123% | 0.009331% | 0.009331% | 0.01123% | 0.009751% | 0.009163% | 0.009751% | 0.01077% | 0.009732% | 0.00781% | 0.00781%
8712 | 0.008126% | 0.009345% | 0.007588% | 0.007831% | 0.00983% | 0.01423% | 0.0106% | 0.01072% | 0.009424% | 0.01072% | 0.00983% | 0.007831% | 0.00983% | 0.008052% | 0.01024% | 0.007831% | 0.00983% | 0.01423% | 0.0106% | 0.01072% | 0.009424% | 0.009424% | 0.01072% | 0.00983% | 0.007831% | 0.00983% | 0.008052% | 0.01024% | 0.008126% | 0.008126%
8713 | 0.006978% | 0.00764% | 0.006557% | 0.007314% | 0.008529% | 0.01424% | 0.009223% | 0.009484% | 0.008443% | 0.009484% | 0.008529% | 0.007314% | 0.008529% | 0.006596% | 0.009632% | 0.007314% | 0.008529% | 0.01424% | 0.009223% | 0.009484% | 0.008443% | 0.008443% | 0.009484% | 0.008529% | 0.007314% | 0.008529% | 0.006596% | 0.009632% | 0.006978% | 0.006978%
8714 | 0.007056% | 0.007602% | 0.006631% | 0.006881% | 0.00871% | 0.01425% | 0.009426% | 0.009095% | 0.008668% | 0.009095% | 0.00871% | 0.006881% | 0.00871% | 0.006214% | 0.009692% | 0.006881% | 0.00871% | 0.01425% | 0.009426% | 0.009095% | 0.008668% | 0.008668% | 0.009095% | 0.00871% | 0.006881% | 0.00871% | 0.006214% | 0.009692% | 0.007056% | 0.007056%
8715 | 0.007171% | 0.007571% | 0.006772% | 0.006815% | 0.008877% | 0.01424% | 0.009549% | 0.008562% | 0.008867% | 0.008562% | 0.008877% | 0.006815% | 0.008877% | 0.006022% | 0.009726% | 0.006815% | 0.008877% | 0.01424% | 0.009549% | 0.008562% | 0.008867% | 0.008867% | 0.008562% | 0.008877% | 0.006815% | 0.008877% | 0.006022% | 0.009726% | 0.007171% | 0.007171%
8716 | 0.007111% | 0.007594% | 0.006718% | 0.006856% | 0.0089% | 0.01427% | 0.009654% | 0.00834% | 0.008743% | 0.00834% | 0.0089% | 0.006856% | 0.0089% | 0.006129% | 0.009848% | 0.006856% | 0.0089% | 0.01427% | 0.009654% | 0.00834% | 0.008743% | 0.008743% | 0.00834% | 0.0089% | 0.006856% | 0.0089% | 0.006129% | 0.009848% | 0.007111% | 0.007111%
8717 | 0.007127% | 0.007552% | 0.006755% | 0.006938% | 0.008996% | 0.01429% | 0.009771% | 0.008455% | 0.008767% | 0.008455% | 0.008996% | 0.006938% | 0.008996% | 0.00668% | 0.009771% | 0.006938% | 0.008996% | 0.01429% | 0.009771% | 0.008455% | 0.008767% | 0.008767% | 0.008455% | 0.008996% | 0.006938% | 0.008996% | 0.00668% | 0.009771% | 0.007127% | 0.007127%
8718 | 0.007141% | 0.007524% | 0.006874% | 0.007826% | 0.009131% | 0.01438% | 0.009996% | 0.009117% | 0.008785% | 0.009117% | 0.009131% | 0.007826% | 0.009131% | 0.007699% | 0.009712% | 0.007826% | 0.009131% | 0.01438% | 0.009996% | 0.009117% | 0.008785% | 0.008785% | 0.009117% | 0.009131% | 0.007826% | 0.009131% | 0.007699% | 0.009712% | 0.007141% | 0.007141%
8719 | 0.01227% | 0.007692% | 0.01126% | 0.0083% | 0.009209% | 0.01446% | 0.01009% | 0.009801% | 0.008685% | 0.009801% | 0.009209% | 0.0083% | 0.009209% | 0.009336% | 0.009884% | 0.0083% | 0.009209% | 0.01446% | 0.01009% | 0.009801% | 0.008685% | 0.008685% | 0.009801% | 0.009209% | 0.0083% | 0.009209% | 0.009336% | 0.009884% | 0.01227% | 0.01227%
8720 | 0.008698% | 0.008206% | 0.008308% | 0.008338% | 0.008619% | 0.01379% | 0.008955% | 0.01111% | 0.008465% | 0.01111% | 0.008619% | 0.008338% | 0.008619% | 0.01032% | 0.008164% | 0.008338% | 0.008619% | 0.01379% | 0.008955% | 0.01111% | 0.008465% | 0.008465% | 0.01111% | 0.008619% | 0.008338% | 0.008619% | 0.01032% | 0.008164% | 0.008698% | 0.008698%
8721 | 0.0078% | 0.00817% | 0.007331% | 0.008943% | 0.008446% | 0.01287% | 0.008304% | 0.01314% | 0.008427% | 0.01314% | 0.008446% | 0.008943% | 0.008446% | 0.01164% | 0.006419% | 0.008943% | 0.008446% | 0.01287% | 0.008304% | 0.01314% | 0.008427% | 0.008427% | 0.01314% | 0.008446% | 0.008943% | 0.008446% | 0.01164% | 0.006419% | 0.0078% | 0.0078%
8722 | 0.007363% | 0.008741% | 0.006866% | 0.01017% | 0.008281% | 0.01237% | 0.008069% | 0.01396% | 0.008221% | 0.01396% | 0.008281% | 0.01017% | 0.008281% | 0.0132% | 0.005954% | 0.01017% | 0.008281% | 0.01237% | 0.008069% | 0.01396% | 0.008221% | 0.008221% | 0.01396% | 0.008281% | 0.01017% | 0.008281% | 0.0132% | 0.005954% | 0.007363% | 0.007363%
8723 | 0.007% | 0.009513% | 0.006562% | 0.01137% | 0.007889% | 0.01189% | 0.007635% | 0.01419% | 0.007936% | 0.01419% | 0.007889% | 0.01137% | 0.007889% | 0.01411% | 0.005563% | 0.01137% | 0.007889% | 0.01189% | 0.007635% | 0.01419% | 0.007936% | 0.007936% | 0.01419% | 0.007889% | 0.01137% | 0.007889% | 0.01411% | 0.005563% | 0.007% | 0.007%
8724 | 0.006728% | 0.01048% | 0.006441% | 0.01243% | 0.007623% | 0.01109% | 0.007289% | 0.01442% | 0.007783% | 0.01442% | 0.007623% | 0.01243% | 0.007623% | 0.0145% | 0.005282% | 0.01243% | 0.007623% | 0.01109% | 0.007289% | 0.01442% | 0.007783% | 0.007783% | 0.01442% | 0.007623% | 0.01243% | 0.007623% | 0.0145% | 0.005282% | 0.006728% | 0.006728%
8725 | 0.006656% | 0.01088% | 0.006203% | 0.01333% | 0.007549% | 0.01016% | 0.00721% | 0.01448% | 0.007844% | 0.01448% | 0.007549% | 0.01333% | 0.007549% | 0.01456% | 0.005117% | 0.01333% | 0.007549% | 0.01016% | 0.00721% | 0.01448% | 0.007844% | 0.007844% | 0.01448% | 0.007549% | 0.01333% | 0.007549% | 0.01456% | 0.005117% | 0.006656% | 0.006656%
8726 | 0.006537% | 0.01091% | 0.006055% | 0.01375% | 0.007488% | 0.009128% | 0.007188% | 0.01449% | 0.007774% | 0.01449% | 0.007488% | 0.01375% | 0.007488% | 0.01459% | 0.005067% | 0.01375% | 0.007488% | 0.009128% | 0.007188% | 0.01449% | 0.007774% | 0.007774% | 0.01449% | 0.007488% | 0.01375% | 0.007488% | 0.01459% | 0.005067% | 0.006537% | 0.006537%
8727 | 0.006471% | 0.01033% | 0.006079% | 0.0138% | 0.007504% | 0.008327% | 0.007214% | 0.01457% | 0.007685% | 0.01457% | 0.007504% | 0.0138% | 0.007504% | 0.01463% | 0.005075% | 0.0138% | 0.007504% | 0.008327% | 0.007214% | 0.01457% | 0.007685% | 0.007685% | 0.01457% | 0.007504% | 0.0138% | 0.007504% | 0.01463% | 0.005075% | 0.006471% | 0.006471%
8728 | 0.006575% | 0.009393% | 0.006158% | 0.01358% | 0.007479% | 0.008136% | 0.007259% | 0.0146% | 0.007615% | 0.0146% | 0.007479% | 0.01358% | 0.007479% | 0.01464% | 0.005168% | 0.01358% | 0.007479% | 0.008136% | 0.007259% | 0.0146% | 0.007615% | 0.007615% | 0.0146% | 0.007479% | 0.01358% | 0.007479% | 0.01464% | 0.005168% | 0.006575% | 0.006575%
8729 | 0.00788% | 0.008731% | 0.007567% | 0.01387% | 0.007986% | 0.009477% | 0.008553% | 0.0126% | 0.007731% | 0.0126% | 0.007986% | 0.01387% | 0.007986% | 0.0155% | 0.006975% | 0.01387% | 0.007986% | 0.009477% | 0.008553% | 0.0126% | 0.007731% | 0.007731% | 0.0126% | 0.007986% | 0.01387% | 0.007986% | 0.0155% | 0.006975% | 0.00788% | 0.00788%
8730 | 0.008883% | 0.00811% | 0.008456% | 0.0137% | 0.008232% | 0.01081% | 0.009182% | 0.01208% | 0.007843% | 0.01208% | 0.008232% | 0.0137% | 0.008232% | 0.01559% | 0.00821% | 0.0137% | 0.008232% | 0.01081% | 0.009182% | 0.01208% | 0.007843% | 0.007843% | 0.01208% | 0.008232% | 0.0137% | 0.008232% | 0.01559% | 0.00821% | 0.008883% | 0.008883%
8731 | 0.009052% | 0.00778% | 0.008562% | 0.01284% | 0.008099% | 0.01207% | 0.009023% | 0.01192% | 0.007832% | 0.01192% | 0.008099% | 0.01284% | 0.008099% | 0.01479% | 0.008313% | 0.01284% | 0.008099% | 0.01207% | 0.009023% | 0.01192% | 0.007832% | 0.007832% | 0.01192% | 0.008099% | 0.01284% | 0.008099% | 0.01479% | 0.008313% | 0.009052% | 0.009052%
8732 | 0.009167% | 0.007724% | 0.008659% | 0.0117% | 0.008035% | 0.01333% | 0.008912% | 0.01175% | 0.007867% | 0.01175% | 0.008035% | 0.0117% | 0.008035% | 0.01367% | 0.008381% | 0.0117% | 0.008035% | 0.01333% | 0.008912% | 0.01175% | 0.007867% | 0.007867% | 0.01175% | 0.008035% | 0.0117% | 0.008035% | 0.01367% | 0.008381% | 0.009167% | 0.009167%
8733 | 0.009269% | 0.007671% | 0.008849% | 0.01064% | 0.008053% | 0.01367% | 0.008924% | 0.01148% | 0.007943% | 0.01148% | 0.008053% | 0.01064% | 0.008053% | 0.01232% | 0.008458% | 0.01064% | 0.008053% | 0.01367% | 0.008924% | 0.01148% | 0.007943% | 0.007943% | 0.01148% | 0.008053% | 0.01064% | 0.008053% | 0.01232% | 0.008458% | 0.009269% | 0.009269%
8734 | 0.006212% | 0.007617% | 0.006039% | 0.009657% | 0.008125% | 0.01383% | 0.009% | 0.0111% | 0.007945% | 0.0111% | 0.008125% | 0.009657% | 0.008125% | 0.01077% | 0.008543% | 0.009657% | 0.008125% | 0.01383% | 0.009% | 0.0111% | 0.007945% | 0.007945% | 0.0111% | 0.008125% | 0.009657% | 0.008125% | 0.01077% | 0.008543% | 0.006212% | 0.006212%
8735 | 0.006602% | 0.007584% | 0.006392% | 0.00875% | 0.00827% | 0.0139% | 0.009139% | 0.01082% | 0.008088% | 0.01082% | 0.00827% | 0.00875% | 0.00827% | 0.009161% | 0.008639% | 0.00875% | 0.00827% | 0.0139% | 0.009139% | 0.01082% | 0.008088% | 0.008088% | 0.01082% | 0.00827% | 0.00875% | 0.00827% | 0.009161% | 0.008639% | 0.006602% | 0.006602%
8736 | 0.007068% | 0.008119% | 0.006705% | 0.00792% | 0.008751% | 0.0139% | 0.009598% | 0.009986% | 0.00845% | 0.009986% | 0.008751% | 0.00792% | 0.008751% | 0.00777% | 0.008993% | 0.00792% | 0.008751% | 0.0139% | 0.009598% | 0.009986% | 0.00845% | 0.00845% | 0.009986% | 0.008751% | 0.00792% | 0.008751% | 0.00777% | 0.008993% | 0.007068% | 0.007068%
8737 | 0.008389% | 0.007917% | 0.007843% | 0.00704% | 0.009521% | 0.01308% | 0.01089% | 0.009201% | 0.008965% | 0.009201% | 0.009521% | 0.00704% | 0.009521% | 0.006047% | 0.009031% | 0.00704% | 0.009521% | 0.01308% | 0.01089% | 0.009201% | 0.008965% | 0.008965% | 0.009201% | 0.009521% | 0.00704% | 0.009521% | 0.006047% | 0.009031% | 0.008389% | 0.008389%
8738 | 0.008467% | 0.007904% | 0.007954% | 0.006543% | 0.009447% | 0.01306% | 0.0106% | 0.007902% | 0.009001% | 0.007902% | 0.009447% | 0.006543% | 0.009447% | 0.006026% | 0.008844% | 0.006543% | 0.009447% | 0.01306% | 0.0106% | 0.007902% | 0.009001% | 0.009001% | 0.007902% | 0.009447% | 0.006543% | 0.009447% | 0.006026% | 0.008844% | 0.008467% | 0.008467%
8739 | 0.008527% | 0.007884% | 0.008038% | 0.006428% | 0.00952% | 0.01303% | 0.01067% | 0.006943% | 0.009179% | 0.006943% | 0.00952% | 0.006428% | 0.00952% | 0.006164% | 0.008998% | 0.006428% | 0.00952% | 0.01303% | 0.01067% | 0.006943% | 0.009179% | 0.009179% | 0.006943% | 0.00952% | 0.006428% | 0.00952% | 0.006164% | 0.008998% | 0.008527% | 0.008527%
8740 | 0.008863% | 0.007844% | 0.00816% | 0.006483% | 0.009623% | 0.01307% | 0.01074% | 0.006287% | 0.009597% | 0.006287% | 0.009623% | 0.006483% | 0.009623% | 0.006584% | 0.009332% | 0.006483% | 0.009623% | 0.01307% | 0.01074% | 0.006287% | 0.009597% | 0.009597% | 0.006287% | 0.009623% | 0.006483% | 0.009623% | 0.006584% | 0.009332% | 0.008863% | 0.008863%
8741 | 0.009792% | 0.007832% | 0.008181% | 0.006727% | 0.01023% | 0.01313% | 0.0112% | 0.006395% | 0.01021% | 0.006395% | 0.01023% | 0.006727% | 0.01023% | 0.007105% | 0.01011% | 0.006727% | 0.01023% | 0.01313% | 0.0112% | 0.006395% | 0.01021% | 0.01021% | 0.006395% | 0.01023% | 0.006727% | 0.01023% | 0.007105% | 0.01011% | 0.009792% | 0.009792%
8742 | 0.01192% | 0.008228% | 0.008412% | 0.007835% | 0.0113% | 0.01315% | 0.01211% | 0.007513% | 0.01086% | 0.007513% | 0.0113% | 0.007835% | 0.0113% | 0.007984% | 0.0115% | 0.007835% | 0.0113% | 0.01315% | 0.01211% | 0.007513% | 0.01086% | 0.01086% | 0.007513% | 0.0113% | 0.007835% | 0.0113% | 0.007984% | 0.0115% | 0.01192% | 0.01192%
8743 | 0.01864% | 0.008448% | 0.01568% | 0.008745% | 0.01287% | 0.01322% | 0.01366% | 0.009354% | 0.01245% | 0.009354% | 0.01287% | 0.008745% | 0.01287% | 0.009625% | 0.01391% | 0.008745% | 0.01287% | 0.01322% | 0.01366% | 0.009354% | 0.01245% | 0.01245% | 0.009354% | 0.01287% | 0.008745% | 0.01287% | 0.009625% | 0.01391% | 0.01864% | 0.01864%
8744 | 0.01855% | 0.009417% | 0.01751% | 0.009757% | 0.01383% | 0.01272% | 0.01407% | 0.01166% | 0.0132% | 0.01166% | 0.01383% | 0.009757% | 0.01383% | 0.01118% | 0.01515% | 0.009757% | 0.01383% | 0.01272% | 0.01407% | 0.01166% | 0.0132% | 0.0132% | 0.01166% | 0.01383% | 0.009757% | 0.01383% | 0.01118% | 0.01515% | 0.01855% | 0.01855%
8745 | 0.01945% | 0.0123% | 0.0187% | 0.01156% | 0.0146% | 0.0121% | 0.01449% | 0.0138% | 0.01386% | 0.0138% | 0.0146% | 0.01156% | 0.0146% | 0.01347% | 0.01642% | 0.01156% | 0.0146% | 0.0121% | 0.01449% | 0.0138% | 0.01386% | 0.01386% | 0.0138% | 0.0146% | 0.01156% | 0.0146% | 0.01347% | 0.01642% | 0.01945% | 0.01945%
8746 | 0.02038% | 0.01517% | 0.01915% | 0.01298% | 0.01555% | 0.01172% | 0.01557% | 0.01418% | 0.01456% | 0.01418% | 0.01555% | 0.01298% | 0.01555% | 0.01461% | 0.01816% | 0.01298% | 0.01555% | 0.01172% | 0.01557% | 0.01418% | 0.01456% | 0.01456% | 0.01418% | 0.01555% | 0.01298% | 0.01555% | 0.01461% | 0.01816% | 0.02038% | 0.02038%
8747 | 0.02071% | 0.01745% | 0.01964% | 0.01375% | 0.01592% | 0.01141% | 0.01633% | 0.01434% | 0.01462% | 0.01434% | 0.01592% | 0.01375% | 0.01592% | 0.01493% | 0.01938% | 0.01375% | 0.01592% | 0.01141% | 0.01633% | 0.01434% | 0.01462% | 0.01462% | 0.01434% | 0.01592% | 0.01375% | 0.01592% | 0.01493% | 0.01938% | 0.02071% | 0.02071%
8748 | 0.02062% | 0.01821% | 0.01963% | 0.01421% | 0.01563% | 0.01097% | 0.01662% | 0.01402% | 0.01421% | 0.01402% | 0.01563% | 0.01421% | 0.01563% | 0.01508% | 0.02022% | 0.01421% | 0.01563% | 0.01097% | 0.01662% | 0.01402% | 0.01421% | 0.01421% | 0.01402% | 0.01563% | 0.01421% | 0.01563% | 0.01508% | 0.02022% | 0.02062% | 0.02062%
8749 | 0.0198% | 0.01788% | 0.01974% | 0.01451% | 0.01498% | 0.01012% | 0.01639% | 0.01323% | 0.01378% | 0.01323% | 0.01498% | 0.01451% | 0.01498% | 0.01514% | 0.02052% | 0.01451% | 0.01498% | 0.01012% | 0.01639% | 0.01323% | 0.01378% | 0.01378% | 0.01323% | 0.01498% | 0.01451% | 0.01498% | 0.01514% | 0.02052% | 0.0198% | 0.0198%
8750 | 0.01822% | 0.01716% | 0.01959% | 0.01463% | 0.01394% | 0.008928% | 0.01578% | 0.01235% | 0.01312% | 0.01235% | 0.01394% | 0.01463% | 0.01394% | 0.01515% | 0.02038% | 0.01463% | 0.01394% | 0.008928% | 0.01578% | 0.01235% | 0.01312% | 0.01312% | 0.01235% | 0.01394% | 0.01463% | 0.01394% | 0.01515% | 0.02038% | 0.01822% | 0.01822%
8751 | 0.01609% | 0.01453% | 0.01849% | 0.01464% | 0.01268% | 0.00806% | 0.01483% | 0.01187% | 0.01213% | 0.01187% | 0.01268% | 0.01464% | 0.01268% | 0.0151% | 0.02% | 0.01464% | 0.01268% | 0.00806% | 0.01483% | 0.01187% | 0.01213% | 0.01213% | 0.01187% | 0.01268% | 0.01464% | 0.01268% | 0.0151% | 0.02% | 0.01609% | 0.01609%
8752 | 0.01432% | 0.01203% | 0.01812% | 0.01457% | 0.01173% | 0.007791% | 0.01363% | 0.01212% | 0.01141% | 0.01212% | 0.01173% | 0.01457% | 0.01173% | 0.01485% | 0.01899% | 0.01457% | 0.01173% | 0.007791% | 0.01363% | 0.01212% | 0.01141% | 0.01141% | 0.01212% | 0.01173% | 0.01457% | 0.01173% | 0.01485% | 0.01899% | 0.01432% | 0.01432%
8753 | 0.01388% | 0.0108% | 0.01785% | 0.0152% | 0.01178% | 0.00895% | 0.01381% | 0.01063% | 0.01128% | 0.01063% | 0.01178% | 0.0152% | 0.01178% | 0.01536% | 0.01868% | 0.0152% | 0.01178% | 0.00895% | 0.01381% | 0.01063% | 0.01128% | 0.01128% | 0.01063% | 0.01178% | 0.0152% | 0.01178% | 0.01536% | 0.01868% | 0.01388% | 0.01388%
8754 | 0.01344% | 0.009154% | 0.01832% | 0.01543% | 0.01164% | 0.01% | 0.01375% | 0.0107% | 0.01122% | 0.0107% | 0.01164% | 0.01543% | 0.01164% | 0.01535% | 0.01729% | 0.01543% | 0.01164% | 0.01% | 0.01375% | 0.0107% | 0.01122% | 0.01122% | 0.0107% | 0.01164% | 0.01543% | 0.01164% | 0.01535% | 0.01729% | 0.01344% | 0.01344%
8755 | 0.0127% | 0.008521% | 0.01826% | 0.01496% | 0.011% | 0.01104% | 0.01323% | 0.0106% | 0.01069% | 0.0106% | 0.011% | 0.01496% | 0.011% | 0.01481% | 0.01478% | 0.01496% | 0.011% | 0.01104% | 0.01323% | 0.0106% | 0.01069% | 0.01069% | 0.0106% | 0.011% | 0.01496% | 0.011% | 0.01481% | 0.01478% | 0.0127% | 0.0127%
8756 | 0.01219% | 0.008211% | 0.01594% | 0.01421% | 0.01031% | 0.01208% | 0.01276% | 0.01063% | 0.01016% | 0.01063% | 0.01031% | 0.01421% | 0.01031% | 0.01419% | 0.01292% | 0.01421% | 0.01031% | 0.01208% | 0.01276% | 0.01063% | 0.01016% | 0.01016% | 0.01063% | 0.01031% | 0.01421% | 0.01031% | 0.01419% | 0.01292% | 0.01219% | 0.01219%
8757 | 0.01192% | 0.008118% | 0.01248% | 0.0133% | 0.009913% | 0.01252% | 0.01209% | 0.0108% | 0.009755% | 0.0108% | 0.009913% | 0.0133% | 0.009913% | 0.01336% | 0.01177% | 0.0133% | 0.009913% | 0.01252% | 0.01209% | 0.0108% | 0.009755% | 0.009755% | 0.0108% | 0.009913% | 0.0133% | 0.009913% | 0.01336% | 0.01177% | 0.01192% | 0.01192%
8758 | 0.008391% | 0.008037% | 0.008108% | 0.01176% | 0.009668% | 0.01275% | 0.01148% | 0.01113% | 0.009566% | 0.01113% | 0.009668% | 0.01176% | 0.009668% | 0.01161% | 0.01109% | 0.01176% | 0.009668% | 0.01275% | 0.01148% | 0.01113% | 0.009566% | 0.009566% | 0.01113% | 0.009668% | 0.01176% | 0.009668% | 0.01161% | 0.01109% | 0.008391% | 0.008391%
8759 | 0.008513% | 0.007999% | 0.007784% | 0.009507% | 0.009601% | 0.01287% | 0.01086% | 0.01134% | 0.009483% | 0.01134% | 0.009601% | 0.009507% | 0.009601% | 0.008594% | 0.01049% | 0.009507% | 0.009601% | 0.01287% | 0.01086% | 0.01134% | 0.009483% | 0.009483% | 0.01134% | 0.009601% | 0.009507% | 0.009601% | 0.008594% | 0.01049% | 0.008513% | 0.008513%
8760 | 0.008225% | 0.00788% | 0.007698% | 0.008054% | 0.009302% | 0.01311% | 0.01029% | 0.01076% | 0.009146% | 0.01076% | 0.009302% | 0.008054% | 0.009302% | 0.006867% | 0.009794% | 0.008054% | 0.009302% | 0.01311% | 0.01029% | 0.01076% | 0.009146% | 0.009146% | 0.01076% | 0.009302% | 0.008054% | 0.009302% | 0.006867% | 0.009794% | 0.008225% | 0.008225%
8761
8762
8763
8764
8765
8766
8767
8768
8769
8770
8771
8772
8773
8774
8775
8776
8777
8778
8779
8780
8781
8782
8783
8784
Note on A8: The date for hour 1 of the time series.

## Hourly_Profiles
Title: | 8760/8784 Hourly Profiles
Units: | See profile name
Description: | The solar production profiles are AC system outputs (W-hr) from the PVWatts Calculator for 1 kW DC system.
Source: | Solar profiles: "PVWatts Shape" posted on Sharepoint.
Note: | It is important to specify a start date/year correctly such that the day of the week for the starting point of hour 1 is correct. This format enables use of actual load profile data from a given year. If data are modeled, simply choose any start date that aligns the first day of the week with the output of the modeled data.
Profile Names à
Loadshape Rows â | Solar_Upstate (W-hr/system) | Solar_Downstate (W-hr/system) | Solar_LI&HV (W-hr/system)
Start Date (eg, 1/1/2019) | 2018-01-01 | 2018-01-01 | 2018-01-01
1 | 0 | 0 | 0
2 | 0 | 0 | 0
3 | 0 | 0 | 0
4 | 0 | 0 | 0
5 | 0 | 0 | 0
6 | 0 | 0 | 0
7 | 0 | 0 | 0
8 | 0 | 0 | 0.49065
9 | 25.042 | 96.357 | 200.233
10 | 339.373 | 103.924 | 345.564
11 | 469.059 | 203.417 | 451.8238
12 | 330.164 | 212.721 | 531.5126
13 | 337.542 | 399.591 | 414.4965
14 | 47.124 | 314.143 | 459.1529
15 | 0 | 276.811 | 357.9481
16 | 9.145 | 106.306 | 180.267
17 | 0 | 0 | 0
18 | 0 | 0 | 0
19 | 0 | 0 | 0
20 | 0 | 0 | 0
21 | 0 | 0 | 0
22 | 0 | 0 | 0
23 | 0 | 0 | 0
24 | 0 | 0 | 0
25 | 0 | 0 | 0
26 | 0 | 0 | 0
27 | 0 | 0 | 0
28 | 0 | 0 | 0
29 | 0 | 0 | 0
30 | 0 | 0 | 0
31 | 0 | 0 | 0
32 | 0 | 0 | 0.045461
33 | 82.318 | 194.815 | 6.2176
34 | 186.19 | 386.248 | 27.8534
35 | 291.28 | 199.35 | 48.8333
36 | 212.501 | 97.074 | 62.4039
37 | 117.136 | 120.095 | 104.4283
38 | 30.938 | 94.401 | 121.0277
39 | 36.42 | 231.798 | 88.1189
40 | 85.539 | 59.32 | 193.4605
41 | 0 | 0 | 0
42 | 0 | 0 | 0
43 | 0 | 0 | 0
44 | 0 | 0 | 0
45 | 0 | 0 | 0
46 | 0 | 0 | 0
47 | 0 | 0 | 0
48 | 0 | 0 | 0
49 | 0 | 0 | 0
50 | 0 | 0 | 0
51 | 0 | 0 | 0
52 | 0 | 0 | 0
53 | 0 | 0 | 0
54 | 0 | 0 | 0
55 | 0 | 0 | 0
56 | 0 | 0 | 0
57 | 39.618 | 95.691 | 126.055
58 | 173.389 | 18.876 | 43.8463
59 | 253.105 | 137.748 | 147.3225
60 | 285.686 | 512.836 | 122.2806
61 | 468.605 | 295.095 | 119.2329
62 | 304.724 | 118.807 | 42.3286
63 | 322.583 | 177.764 | 6.3488
64 | 172.632 | 7.698 | 14.8099
65 | 0 | 0 | 0
66 | 0 | 0 | 0
67 | 0 | 0 | 0
68 | 0 | 0 | 0
69 | 0 | 0 | 0
70 | 0 | 0 | 0
71 | 0 | 0 | 0
72 | 0 | 0 | 0
73 | 0 | 0 | 0
74 | 0 | 0 | 0
75 | 0 | 0 | 0
76 | 0 | 0 | 0
77 | 0 | 0 | 0
78 | 0 | 0 | 0
79 | 0 | 0 | 0
80 | 0 | 0 | 0.056501
81 | 85.647 | 44.482 | 27.3216
82 | 225.026 | 435.81 | 40.194
83 | 101.742 | 220.905 | 60.8657
84 | 237.889 | 632.216 | 83.1423
85 | 338.792 | 629.951 | 89.9683
86 | 291.915 | 549.495 | 69.7127
87 | 407.365 | 419.609 | 54.8716
88 | 225.482 | 135.004 | 24.5159
89 | 0 | 3.036 | 0
90 | 0 | 0 | 0
91 | 0 | 0 | 0
92 | 0 | 0 | 0
93 | 0 | 0 | 0
94 | 0 | 0 | 0
95 | 0 | 0 | 0
96 | 0 | 0 | 0
97 | 0 | 0 | 0
98 | 0 | 0 | 0
99 | 0 | 0 | 0
100 | 0 | 0 | 0
101 | 0 | 0 | 0
102 | 0 | 0 | 0
103 | 0 | 0 | 0
104 | 0 | 0 | 0.35362
105 | 1.267 | 248.493 | 129.1443
106 | 33.757 | 444.046 | 331.2094
107 | 248.286 | 577.045 | 370.1382
108 | 127.537 | 640.199 | 354.1067
109 | 230.562 | 639.54 | 529.9049
110 | 221.007 | 572.46 | 503.1506
111 | 116.126 | 439.455 | 372.2714
112 | 20.152 | 251.95 | 212.8701
113 | 0 | 41.335 | 0
114 | 0 | 0 | 0
115 | 0 | 0 | 0
116 | 0 | 0 | 0
117 | 0 | 0 | 0
118 | 0 | 0 | 0
119 | 0 | 0 | 0
120 | 0 | 0 | 0
121 | 0 | 0 | 0
122 | 0 | 0 | 0
123 | 0 | 0 | 0
124 | 0 | 0 | 0
125 | 0 | 0 | 0
126 | 0 | 0 | 0
127 | 0 | 0 | 0
128 | 0 | 0 | 0.79085
129 | 170.533 | 240.231 | 28.6718
130 | 188.696 | 436.553 | 243.3237
131 | 484.398 | 574.936 | 331.8579
132 | 529.9 | 640.181 | 387.3823
133 | 532.803 | 642.018 | 235.2992
134 | 340.909 | 578.61 | 407.5121
135 | 222.437 | 448.962 | 292.9818
136 | 134.797 | 258.29 | 196.8335
137 | 26.326 | 48.256 | 0
138 | 0 | 0 | 0
139 | 0 | 0 | 0
140 | 0 | 0 | 0
141 | 0 | 0 | 0
142 | 0 | 0 | 0
143 | 0 | 0 | 0
144 | 0 | 0 | 0
145 | 0 | 0 | 0
146 | 0 | 0 | 0
147 | 0 | 0 | 0
148 | 0 | 0 | 0
149 | 0 | 0 | 0
150 | 0 | 0 | 0
151 | 0 | 0 | 0
152 | 0 | 0 | 0.48497
153 | 19.191 | 238.721 | 205.1743
154 | 5.694 | 429.478 | 404.8332
155 | 94.851 | 561.623 | 478.5484
156 | 166.996 | 625.443 | 543.1085
157 | 259.108 | 623.717 | 252.576
158 | 317.9 | 556.226 | 471.2797
159 | 360.242 | 431.628 | 371.598
160 | 212.01 | 183.387 | 249.009
161 | 7.353 | 7.465 | 0
162 | 0 | 0 | 0
163 | 0 | 0 | 0
164 | 0 | 0 | 0
165 | 0 | 0 | 0
166 | 0 | 0 | 0
167 | 0 | 0 | 0
168 | 0 | 0 | 0
169 | 0 | 0 | 0
170 | 0 | 0 | 0
171 | 0 | 0 | 0
172 | 0 | 0 | 0
173 | 0 | 0 | 0
174 | 0 | 0 | 0
175 | 0 | 0 | 0
176 | 0 | 0 | 0
177 | 7.634 | 88.661 | 205.9024
178 | 37.35 | 102.238 | 375.3036
179 | 220.931 | 343.427 | 484.0086
180 | 407.215 | 62.796 | 542.6558
181 | 383.007 | 65.622 | 526.3769
182 | 525.476 | 120.734 | 478.9734
183 | 415.578 | 199.829 | 362.561
184 | 245.235 | 236.792 | 199.982
185 | 42.803 | 36.947 | 26.4058
186 | 0 | 0 | 0
187 | 0 | 0 | 0
188 | 0 | 0 | 0
189 | 0 | 0 | 0
190 | 0 | 0 | 0
191 | 0 | 0 | 0
192 | 0 | 0 | 0
193 | 0 | 0 | 0
194 | 0 | 0 | 0
195 | 0 | 0 | 0
196 | 0 | 0 | 0
197 | 0 | 0 | 0
198 | 0 | 0 | 0
199 | 0 | 0 | 0
200 | 0 | 0 | 0.21334
201 | 181.045 | 263.018 | 66.7714
202 | 370.594 | 469.274 | 315.9794
203 | 503.327 | 609.079 | 543.8951
204 | 573.899 | 682.353 | 232.7416
205 | 580.259 | 684.651 | 327.6016
206 | 375.683 | 618.969 | 467.0397
207 | 321.743 | 488.566 | 430.1778
208 | 245.603 | 292.018 | 122.9763
209 | 12.194 | 67.031 | 31.3671
210 | 0 | 0 | 0
211 | 0 | 0 | 0
212 | 0 | 0 | 0
213 | 0 | 0 | 0
214 | 0 | 0 | 0
215 | 0 | 0 | 0
216 | 0 | 0 | 0
217 | 0 | 0 | 0
218 | 0 | 0 | 0
219 | 0 | 0 | 0
220 | 0 | 0 | 0
221 | 0 | 0 | 0
222 | 0 | 0 | 0
223 | 0 | 0 | 0
224 | 0 | 0 | 0.67395
225 | 0 | 267.34 | 220.9266
226 | 3.885 | 466.113 | 418.5802
227 | 78.652 | 596.154 | 551.4386
228 | 216.198 | 659.88 | 609.4363
229 | 119.42 | 659.5 | 602.6434
230 | 106.482 | 590.742 | 540.8622
231 | 61.866 | 467.878 | 434.4021
232 | 6.603 | 281.31 | 246.4947
233 | 12.414 | 65.526 | 43.5091
234 | 0 | 0 | 0
235 | 0 | 0 | 0
236 | 0 | 0 | 0
237 | 0 | 0 | 0
238 | 0 | 0 | 0
239 | 0 | 0 | 0
240 | 0 | 0 | 0
241 | 0 | 0 | 0
242 | 0 | 0 | 0
243 | 0 | 0 | 0
244 | 0 | 0 | 0
245 | 0 | 0 | 0
246 | 0 | 0 | 0
247 | 0 | 0 | 0
248 | 0 | 0 | 0.79881
249 | 179.186 | 244.119 | 31.312
250 | 354.781 | 434.572 | 108.0904
251 | 491.648 | 567.953 | 153.7658
252 | 558.145 | 477.498 | 208.2062
253 | 562.598 | 387.229 | 180.6939
254 | 504.513 | 286.874 | 162.6523
255 | 267.401 | 345.59 | 143.7248
256 | 122.755 | 119.697 | 31.924
257 | 6.546 | 7.584 | 0.19272
258 | 0 | 0 | 0
259 | 0 | 0 | 0
260 | 0 | 0 | 0
261 | 0 | 0 | 0
262 | 0 | 0 | 0
263 | 0 | 0 | 0
264 | 0 | 0 | 0
265 | 0 | 0 | 0
266 | 0 | 0 | 0
267 | 0 | 0 | 0
268 | 0 | 0 | 0
269 | 0 | 0 | 0
270 | 0 | 0 | 0
271 | 0 | 0 | 0
272 | 0 | 0.361 | 0.19792
273 | 24.741 | 95.651 | 30.3334
274 | 9.32 | 388.659 | 75.8634
275 | 90.782 | 533.228 | 149.3034
276 | 89.494 | 604.418 | 185.6829
277 | 115.777 | 617.309 | 173.2732
278 | 128.098 | 570.852 | 162.1014
279 | 389.202 | 451.422 | 111.6926
280 | 85.032 | 273.533 | 64.5456
281 | 4.803 | 61.587 | 1.6483
282 | 0 | 0 | 0
283 | 0 | 0 | 0
284 | 0 | 0 | 0
285 | 0 | 0 | 0
286 | 0 | 0 | 0
287 | 0 | 0 | 0
288 | 0 | 0 | 0
289 | 0 | 0 | 0
290 | 0 | 0 | 0
291 | 0 | 0 | 0
292 | 0 | 0 | 0
293 | 0 | 0 | 0
294 | 0 | 0 | 0
295 | 0 | 0 | 0
296 | 0 | 0 | 0.804
297 | 4.925 | 133.348 | 244.073
298 | 24.157 | 153.946 | 430.2701
299 | 173.66 | 216.048 | 561.5401
300 | 196.939 | 192.229 | 646.3814
301 | 187.663 | 384.279 | 631.5648
302 | 323.065 | 159.072 | 539.1345
303 | 76.634 | 445.041 | 451.6238
304 | 108.506 | 150.404 | 258.1937
305 | 2.239 | 11.977 | 64.9351
306 | 0 | 0 | 0
307 | 0 | 0 | 0
308 | 0 | 0 | 0
309 | 0 | 0 | 0
310 | 0 | 0 | 0
311 | 0 | 0 | 0
312 | 0 | 0 | 0
313 | 0 | 0 | 0
314 | 0 | 0 | 0
315 | 0 | 0 | 0
316 | 0 | 0 | 0
317 | 0 | 0 | 0
318 | 0 | 0 | 0
319 | 0 | 0 | 0
320 | 0 | 21.312 | 2.1781
321 | 7.119 | 216.844 | 79.4331
322 | 171.789 | 389.293 | 292.6303
323 | 193.96 | 508.031 | 555.087
324 | 296.265 | 562.485 | 466.4526
325 | 298.667 | 582.14 | 512.95
326 | 403.91 | 529.923 | 352.9758
327 | 319.484 | 418.039 | 337.0793
328 | 109.273 | 248.214 | 249.4077
329 | 9.15 | 55.726 | 43.5305
330 | 0 | 0 | 0
331 | 0 | 0 | 0
332 | 0 | 0 | 0
333 | 0 | 0 | 0
334 | 0 | 0 | 0
335 | 0 | 0 | 0
336 | 0 | 0 | 0
337 | 0 | 0 | 0
338 | 0 | 0 | 0
339 | 0 | 0 | 0
340 | 0 | 0 | 0
341 | 0 | 0 | 0
342 | 0 | 0 | 0
343 | 0 | 0 | 0
344 | 0 | 0.285 | 1.9624
345 | 227.731 | 53.72 | 233.6406
346 | 436.403 | 27.817 | 425.9384
347 | 578.768 | 13.532 | 471.3225
348 | 649.802 | 28.45 | 531.2997
349 | 674.557 | 414.32 | 558.405
350 | 621.892 | 366.707 | 538.0054
351 | 487.622 | 328.3 | 429.0817
352 | 306.588 | 142.771 | 252.1469
353 | 89.948 | 48.247 | 50.2159
354 | 0 | 0 | 0
355 | 0 | 0 | 0
356 | 0 | 0 | 0
357 | 0 | 0 | 0
358 | 0 | 0 | 0
359 | 0 | 0 | 0
360 | 0 | 0 | 0
361 | 0 | 0 | 0
362 | 0 | 0 | 0
363 | 0 | 0 | 0
364 | 0 | 0 | 0
365 | 0 | 0 | 0
366 | 0 | 0 | 0
367 | 0 | 0 | 0
368 | 0 | 35.285 | 1.2088
369 | 210.145 | 244.93 | 220.4709
370 | 283.988 | 430.147 | 399.4125
371 | 316.617 | 561.82 | 219.9147
372 | 217.875 | 529.787 | 182.7971
373 | 404.16 | 485.566 | 555.3589
374 | 400.691 | 563.18 | 114.9337
375 | 302.25 | 443.497 | 97.0256
376 | 103.09 | 272.267 | 277.7421
377 | 7.646 | 48.384 | 63.3347
378 | 0 | 0 | 0
379 | 0 | 0 | 0
380 | 0 | 0 | 0
381 | 0 | 0 | 0
382 | 0 | 0 | 0
383 | 0 | 0 | 0
384 | 0 | 0 | 0
385 | 0 | 0 | 0
386 | 0 | 0 | 0
387 | 0 | 0 | 0
388 | 0 | 0 | 0
389 | 0 | 0 | 0
390 | 0 | 0 | 0
391 | 0 | 0 | 0
392 | 0 | 0 | 0.77153
393 | 5.723 | 42.418 | 229.3716
394 | 41.646 | 34.924 | 396.3788
395 | 92.335 | 50.888 | 396.3758
396 | 104.756 | 42.714 | 545.54
397 | 126.121 | 50.646 | 543.7295
398 | 77.038 | 14.488 | 486.9804
399 | 279.081 | 10.027 | 383.3285
400 | 10.996 | 223.625 | 233.3821
401 | 57.622 | 42.437 | 21.5022
402 | 0 | 0 | 0
403 | 0 | 0 | 0
404 | 0 | 0 | 0
405 | 0 | 0 | 0
406 | 0 | 0 | 0
407 | 0 | 0 | 0
408 | 0 | 0 | 0
409 | 0 | 0 | 0
410 | 0 | 0 | 0
411 | 0 | 0 | 0
412 | 0 | 0 | 0
413 | 0 | 0 | 0
414 | 0 | 0 | 0
415 | 0 | 0 | 0
416 | 0 | 1.145 | 6.715
417 | 44.618 | 70.235 | 9.407
418 | 123.232 | 426.203 | 52.3701
419 | 279.06 | 562.324 | 111.7219
420 | 289.907 | 630.289 | 189.7864
421 | 506.109 | 627.298 | 87.6291
422 | 360.445 | 571.045 | 122.2037
423 | 380.624 | 457.277 | 143.8257
424 | 187.287 | 283.242 | 70.6504
425 | 98.088 | 84.825 | 11.8278
426 | 0 | 0 | 0
427 | 0 | 0 | 0
428 | 0 | 0 | 0
429 | 0 | 0 | 0
430 | 0 | 0 | 0
431 | 0 | 0 | 0
432 | 0 | 0 | 0
433 | 0 | 0 | 0
434 | 0 | 0 | 0
435 | 0 | 0 | 0
436 | 0 | 0 | 0
437 | 0 | 0 | 0
438 | 0 | 0 | 0
439 | 0 | 0 | 0
440 | 0 | 0 | 0.036206
441 | 227.141 | 83.934 | 162.8325
442 | 433.09 | 203.336 | 207.249
443 | 585.058 | 46.791 | 309.6593
444 | 525.874 | 136.854 | 413.7572
445 | 466.863 | 80.771 | 444.1422
446 | 288.72 | 20.32 | 124.0674
447 | 181.15 | 94.565 | 265.141
448 | 40.952 | 1.976 | 164.7437
449 | 3.166 | 0 | 62.7803
450 | 0 | 0 | 0
451 | 0 | 0 | 0
452 | 0 | 0 | 0
453 | 0 | 0 | 0
454 | 0 | 0 | 0
455 | 0 | 0 | 0
456 | 0 | 0 | 0
457 | 0 | 0 | 0
458 | 0 | 0 | 0
459 | 0 | 0 | 0
460 | 0 | 0 | 0
461 | 0 | 0 | 0
462 | 0 | 0 | 0
463 | 0 | 0 | 0
464 | 0 | 32.066 | 37.0062
465 | 205.221 | 235.835 | 182.7662
466 | 427.299 | 427.859 | 324.8879
467 | 474.889 | 566.414 | 417.5311
468 | 418.139 | 633.45 | 623.8285
469 | 675.421 | 636.665 | 624.0889
470 | 471.403 | 582.581 | 568.6299
471 | 491.963 | 145.362 | 275.0471
472 | 315.343 | 286.424 | 287.0445
473 | 100.668 | 82.148 | 82.4427
474 | 0 | 0 | 0
475 | 0 | 0 | 0
476 | 0 | 0 | 0
477 | 0 | 0 | 0
478 | 0 | 0 | 0
479 | 0 | 0 | 0
480 | 0 | 0 | 0
481 | 0 | 0 | 0
482 | 0 | 0 | 0
483 | 0 | 0 | 0
484 | 0 | 0 | 0
485 | 0 | 0 | 0
486 | 0 | 0 | 0
487 | 0 | 0 | 0
488 | 0 | 53.795 | 15.762
489 | 36.477 | 267.235 | 127.7416
490 | 63.949 | 458.043 | 240.8948
491 | 129.623 | 573.168 | 258.1601
492 | 163.43 | 635.413 | 418.5226
493 | 597.727 | 641.711 | 424.1989
494 | 542.753 | 587.011 | 489.8228
495 | 437.078 | 319.923 | 317.2074
496 | 279.765 | 313.093 | 273.0364
497 | 82.984 | 101.606 | 77.7607
498 | 0 | 0 | 0
499 | 0 | 0 | 0
500 | 0 | 0 | 0
501 | 0 | 0 | 0
502 | 0 | 0 | 0
503 | 0 | 0 | 0
504 | 0 | 0 | 0
505 | 0 | 0 | 0
506 | 0 | 0 | 0
507 | 0 | 0 | 0
508 | 0 | 0 | 0
509 | 0 | 0 | 0
510 | 0 | 0 | 0
511 | 0 | 0 | 0
512 | 0 | 8.367 | 7.0768
513 | 158.98 | 81.931 | 183.5968
514 | 216.832 | 326.944 | 363.832
515 | 356.897 | 409.021 | 425.1063
516 | 446.13 | 480.486 | 469.6341
517 | 481.16 | 443.113 | 477.869
518 | 434.998 | 449.4 | 536.2474
519 | 480.933 | 396.436 | 419.8289
520 | 214.434 | 128.787 | 240.607
521 | 64.804 | 26.788 | 64.4254
522 | 0 | 0 | 0
523 | 0 | 0 | 0
524 | 0 | 0 | 0
525 | 0 | 0 | 0
526 | 0 | 0 | 0
527 | 0 | 0 | 0
528 | 0 | 0 | 0
529 | 0 | 0 | 0
530 | 0 | 0 | 0
531 | 0 | 0 | 0
532 | 0 | 0 | 0
533 | 0 | 0 | 0
534 | 0 | 0 | 0
535 | 0 | 0 | 0
536 | 0 | 59.064 | 50.3498
537 | 36.596 | 284.285 | 268.2692
538 | 161.391 | 485.861 | 457.6458
539 | 187.579 | 619.091 | 581.1814
540 | 402.32 | 678.128 | 641.3798
541 | 45.264 | 682.429 | 643.85
542 | 149.934 | 611.203 | 589.8972
543 | 2.027 | 487.62 | 476.9487
544 | 26.855 | 323.922 | 302.5771
545 | 2.894 | 106.983 | 96.2066
546 | 0 | 0 | 0
547 | 0 | 0 | 0
548 | 0 | 0 | 0
549 | 0 | 0 | 0
550 | 0 | 0 | 0
551 | 0 | 0 | 0
552 | 0 | 0 | 0
553 | 0 | 0 | 0
554 | 0 | 0 | 0
555 | 0 | 0 | 0
556 | 0 | 0 | 0
557 | 0 | 0 | 0
558 | 0 | 0 | 0
559 | 0 | 0 | 0
560 | 0 | 0.264 | 0.91538
561 | 3.92 | 68.14 | 22.8147
562 | 53.338 | 12.564 | 75.3363
563 | 55.323 | 62.412 | 175.5798
564 | 76.043 | 59.769 | 147.2672
565 | 67.033 | 53.665 | 222.3653
566 | 68.102 | 28.291 | 154.1009
567 | 31.73 | 22.147 | 72.3218
568 | 31.773 | 21.377 | 85.2381
569 | 3.913 | 1.078 | 13.3218
570 | 0 | 0 | 0
571 | 0 | 0 | 0
572 | 0 | 0 | 0
573 | 0 | 0 | 0
574 | 0 | 0 | 0
575 | 0 | 0 | 0
576 | 0 | 0 | 0
577 | 0 | 0 | 0
578 | 0 | 0 | 0
579 | 0 | 0 | 0
580 | 0 | 0 | 0
581 | 0 | 0 | 0
582 | 0 | 0 | 0
583 | 0 | 0 | 0
584 | 0 | 0 | 6.1016
585 | 11.2 | 0.045 | 221.0424
586 | 35.371 | 0 | 383.7195
587 | 63.983 | 38.473 | 494.6419
588 | 91.813 | 2.562 | 554.078
589 | 109.757 | 4.267 | 555.0865
590 | 94.839 | 0.889 | 513.1504
591 | 117.422 | 7.792 | 419.296
592 | 56.624 | 282.172 | 240.0829
593 | 10.346 | 93.526 | 72.8478
594 | 0 | 0 | 0
595 | 0 | 0 | 0
596 | 0 | 0 | 0
597 | 0 | 0 | 0
598 | 0 | 0 | 0
599 | 0 | 0 | 0
600 | 0 | 0 | 0
601 | 0 | 0 | 0
602 | 0 | 0 | 0
603 | 0 | 0 | 0
604 | 0 | 0 | 0
605 | 0 | 0 | 0
606 | 0 | 0 | 0
607 | 0 | 0 | 0
608 | 0 | 38.949 | 8.6653
609 | 79.801 | 243.996 | 46.2642
610 | 150.752 | 443.841 | 193.1992
611 | 322.618 | 217.537 | 263.7272
612 | 277.749 | 332.051 | 350.4995
613 | 106.672 | 127.501 | 243.294
614 | 244.377 | 399.999 | 250.9999
615 | 112.031 | 307.106 | 100.0676
616 | 10.181 | 78.76 | 82.5866
617 | 0 | 98.869 | 17.536
618 | 0 | 0 | 0
619 | 0 | 0 | 0
620 | 0 | 0 | 0
621 | 0 | 0 | 0
622 | 0 | 0 | 0
623 | 0 | 0 | 0
624 | 0 | 0 | 0
625 | 0 | 0 | 0
626 | 0 | 0 | 0
627 | 0 | 0 | 0
628 | 0 | 0 | 0
629 | 0 | 0 | 0
630 | 0 | 0 | 0
631 | 0 | 0 | 0
632 | 0 | 52.582 | 11.1793
633 | 70.235 | 260.644 | 115.2692
634 | 170.326 | 452.81 | 193.2145
635 | 117.503 | 587.666 | 265.171
636 | 192.632 | 655.715 | 380.6842
637 | 110.146 | 667.564 | 401.4397
638 | 159.921 | 255.851 | 406.0553
639 | 82.068 | 491.126 | 331.653
640 | 37.962 | 313.009 | 86.737
641 | 4.795 | 100.953 | 27.3116
642 | 0 | 0 | 0
643 | 0 | 0 | 0
644 | 0 | 0 | 0
645 | 0 | 0 | 0
646 | 0 | 0 | 0
647 | 0 | 0 | 0
648 | 0 | 0 | 0
649 | 0 | 0 | 0
650 | 0 | 0 | 0
651 | 0 | 0 | 0
652 | 0 | 0 | 0
653 | 0 | 0 | 0
654 | 0 | 0 | 0
655 | 0 | 0 | 0
656 | 0 | 0 | 51.5817
657 | 167.067 | 1.193 | 239.1882
658 | 294.345 | 8.335 | 402.1809
659 | 352.48 | 85.49 | 523.166
660 | 396.414 | 184.875 | 573.1695
661 | 510.771 | 244.592 | 625.6335
662 | 229.798 | 597.745 | 550.1597
663 | 340.279 | 476.944 | 445.8634
664 | 111.512 | 308.436 | 328.5532
665 | 23.873 | 105.774 | 115.9054
666 | 0 | 0 | 0
667 | 0 | 0 | 0
668 | 0 | 0 | 0
669 | 0 | 0 | 0
670 | 0 | 0 | 0
671 | 0 | 0 | 0
672 | 0 | 0 | 0
673 | 0 | 0 | 0
674 | 0 | 0 | 0
675 | 0 | 0 | 0
676 | 0 | 0 | 0
677 | 0 | 0 | 0
678 | 0 | 0 | 0
679 | 0 | 0 | 0
680 | 0 | 67.62 | 10.4662
681 | 96.542 | 292.68 | 272.2665
682 | 403.482 | 501.814 | 464.2875
683 | 540.285 | 318.097 | 568.8111
684 | 460.263 | 452.743 | 635.8992
685 | 193.172 | 545.62 | 471.0228
686 | 170.379 | 678.01 | 370.8916
687 | 394.773 | 551.404 | 312.9098
688 | 185.676 | 361.496 | 185.7868
689 | 51.152 | 132.894 | 49.2799
690 | 0 | 0 | 0
691 | 0 | 0 | 0
692 | 0 | 0 | 0
693 | 0 | 0 | 0
694 | 0 | 0 | 0
695 | 0 | 0 | 0
696 | 0 | 0 | 0
697 | 0 | 0 | 0
698 | 0 | 0 | 0
699 | 0 | 0 | 0
700 | 0 | 0 | 0
701 | 0 | 0 | 0
702 | 0 | 0 | 0
703 | 0 | 0 | 0
704 | 0 | 5.149 | 7.595
705 | 17.817 | 59.143 | 52.6869
706 | 74.06 | 298.707 | 66.0579
707 | 54.779 | 259.977 | 258.2115
708 | 171.229 | 157.362 | 274.3316
709 | 249.898 | 67.291 | 318.0841
710 | 210.674 | 57.109 | 312.3556
711 | 305.557 | 111.623 | 403.6606
712 | 63.719 | 48.1 | 259.2299
713 | 29.279 | 0 | 87.1096
714 | 0 | 0 | 0
715 | 0 | 0 | 0
716 | 0 | 0 | 0
717 | 0 | 0 | 0
718 | 0 | 0 | 0
719 | 0 | 0 | 0
720 | 0 | 0 | 0
721 | 0 | 0 | 0
722 | 0 | 0 | 0
723 | 0 | 0 | 0
724 | 0 | 0 | 0
725 | 0 | 0 | 0
726 | 0 | 0 | 0
727 | 0 | 0 | 0
728 | 0 | 74.585 | 82.9305
729 | 71.458 | 297.489 | 316.4924
730 | 268.398 | 497.784 | 522.3769
731 | 524.564 | 629.083 | 645.2292
732 | 590.765 | 700.477 | 716.5534
733 | 456.43 | 702.261 | 723.552
734 | 369.998 | 651.496 | 663.8678
735 | 381.452 | 537.432 | 545.4574
736 | 142.674 | 355.219 | 337.5745
737 | 49.619 | 133.51 | 130.2615
738 | 0 | 0 | 0
739 | 0 | 0 | 0
740 | 0 | 0 | 0
741 | 0 | 0 | 0
742 | 0 | 0 | 0
743 | 0 | 0 | 0
744 | 0 | 0 | 0
745 | 0 | 0 | 0
746 | 0 | 0 | 0
747 | 0 | 0 | 0
748 | 0 | 0 | 0
749 | 0 | 0 | 0
750 | 0 | 0 | 0
751 | 0 | 0 | 0
752 | 4.134 | 61.986 | 66.1112
753 | 65.136 | 271.716 | 253.0439
754 | 17.015 | 465.236 | 446.6597
755 | 438.121 | 393.809 | 558.5711
756 | 345.429 | 664.815 | 618.4937
757 | 557.195 | 668.777 | 621.133
758 | 481.48 | 609.091 | 489.0656
759 | 434.884 | 493.45 | 483.1125
760 | 211.967 | 322.989 | 320.4867
761 | 54.478 | 120.409 | 118.5827
762 | 0 | 0 | 0
763 | 0 | 0 | 0
764 | 0 | 0 | 0
765 | 0 | 0 | 0
766 | 0 | 0 | 0
767 | 0 | 0 | 0
768 | 0 | 0 | 0
769 | 0 | 0 | 0
770 | 0 | 0 | 0
771 | 0 | 0 | 0
772 | 0 | 0 | 0
773 | 0 | 0 | 0
774 | 0 | 0 | 0
775 | 0 | 0 | 0
776 | 3.297 | 58.878 | 51.5467
777 | 96.245 | 255.775 | 233.9896
778 | 110.443 | 423.507 | 384.3384
779 | 196.616 | 534.121 | 496.7711
780 | 301.234 | 588.478 | 533.3131
781 | 300.056 | 591.187 | 500.2302
782 | 473.595 | 542.914 | 475.642
783 | 208.033 | 120.679 | 301.2187
784 | 153.466 | 18.682 | 165.2394
785 | 121.832 | 2.05 | 55.172
786 | 0 | 0 | 0
787 | 0 | 0 | 0
788 | 0 | 0 | 0
789 | 0 | 0 | 0
790 | 0 | 0 | 0
791 | 0 | 0 | 0
792 | 0 | 0 | 0
793 | 0 | 0 | 0
794 | 0 | 0 | 0
795 | 0 | 0 | 0
796 | 0 | 0 | 0
797 | 0 | 0 | 0
798 | 0 | 0 | 0
799 | 0 | 0 | 0
800 | 12.826 | 0 | 20.4825
801 | 203.286 | 45.563 | 194.4661
802 | 399.864 | 252.882 | 375.5661
803 | 482.953 | 42.359 | 490.5913
804 | 376.164 | 131.269 | 515.8889
805 | 458.697 | 98.765 | 412.9199
806 | 438.629 | 93.396 | 433.7266
807 | 255.703 | 90.446 | 307.7997
808 | 215.514 | 10.143 | 140.6313
809 | 88.071 | 36.355 | 36.5959
810 | 0 | 0 | 0
811 | 0 | 0 | 0
812 | 0 | 0 | 0
813 | 0 | 0 | 0
814 | 0 | 0 | 0
815 | 0 | 0 | 0
816 | 0 | 0 | 0
817 | 0 | 0 | 0
818 | 0 | 0 | 0
819 | 0 | 0 | 0
820 | 0 | 0 | 0
821 | 0 | 0 | 0
822 | 0 | 0 | 0
823 | 0 | 0 | 0
824 | 1.428 | 85.114 | 6.2791
825 | 13.5 | 318.477 | 98.6897
826 | 139.461 | 525.914 | 224.394
827 | 192.838 | 670.716 | 295.2842
828 | 131.282 | 750.389 | 266.1311
829 | 371.767 | 758.673 | 209.7742
830 | 262.256 | 704.665 | 215.9896
831 | 151.889 | 577.53 | 164.0934
832 | 170.283 | 389.487 | 74.0795
833 | 85.909 | 153.095 | 20.4026
834 | 0 | 0 | 0
835 | 0 | 0 | 0
836 | 0 | 0 | 0
837 | 0 | 0 | 0
838 | 0 | 0 | 0
839 | 0 | 0 | 0
840 | 0 | 0 | 0
841 | 0 | 0 | 0
842 | 0 | 0 | 0
843 | 0 | 0 | 0
844 | 0 | 0 | 0
845 | 0 | 0 | 0
846 | 0 | 0 | 0
847 | 0 | 0 | 0
848 | 0 | 91.534 | 20.9561
849 | 240.827 | 329.855 | 224.1569
850 | 440.92 | 547.672 | 313.3123
851 | 574.017 | 692.372 | 381.3578
852 | 647.196 | 776.736 | 318.8365
853 | 656.65 | 788.919 | 312.88
854 | 538.969 | 726.643 | 388.9182
855 | 384.389 | 600.08 | 243.0178
856 | 182.979 | 401.875 | 180.2651
857 | 71.702 | 163.57 | 50.7334
858 | 0 | 0 | 0
859 | 0 | 0 | 0
860 | 0 | 0 | 0
861 | 0 | 0 | 0
862 | 0 | 0 | 0
863 | 0 | 0 | 0
864 | 0 | 0 | 0
865 | 0 | 0 | 0
866 | 0 | 0 | 0
867 | 0 | 0 | 0
868 | 0 | 0 | 0
869 | 0 | 0 | 0
870 | 0 | 0 | 0
871 | 0 | 0 | 0
872 | 0 | 4.205 | 82.7106
873 | 15.895 | 98.292 | 297.6621
874 | 237.194 | 395.3 | 469.8895
875 | 441.038 | 416.555 | 552.511
876 | 178.007 | 393.132 | 595.135
877 | 720.607 | 253.352 | 593.3158
878 | 670.941 | 267.66 | 551.0385
879 | 562.638 | 332.722 | 494.9279
880 | 389.997 | 359.634 | 308.166
881 | 171.009 | 140.617 | 131.4857
882 | 0 | 0 | 0
883 | 0 | 0 | 0
884 | 0 | 0 | 0
885 | 0 | 0 | 0
886 | 0 | 0 | 0
887 | 0 | 0 | 0
888 | 0 | 0 | 0
889 | 0 | 0 | 0
890 | 0 | 0 | 0
891 | 0 | 0 | 0
892 | 0 | 0 | 0
893 | 0 | 0 | 0
894 | 0 | 0 | 0
895 | 0 | 0 | 0
896 | 0.581 | 42.765 | 75.9086
897 | 48.255 | 204.54 | 282.0088
898 | 221.442 | 191.912 | 467.6385
899 | 577.952 | 377.978 | 567.8361
900 | 370.024 | 519.9 | 530.598
901 | 378.672 | 315.966 | 535.4951
902 | 230.226 | 636.888 | 544.2339
903 | 209.049 | 513.858 | 473.6849
904 | 30.879 | 338.176 | 302.7018
905 | 146.976 | 87.474 | 125.4287
906 | 0 | 0 | 0
907 | 0 | 0 | 0
908 | 0 | 0 | 0
909 | 0 | 0 | 0
910 | 0 | 0 | 0
911 | 0 | 0 | 0
912 | 0 | 0 | 0
913 | 0 | 0 | 0
914 | 0 | 0 | 0
915 | 0 | 0 | 0
916 | 0 | 0 | 0
917 | 0 | 0 | 0
918 | 0 | 0 | 0
919 | 0 | 0 | 0
920 | 0 | 63.564 | 74.8156
921 | 35.859 | 252.844 | 260.4799
922 | 84.37 | 443.948 | 443.5965
923 | 113.265 | 584.717 | 558.4686
924 | 101.525 | 30.141 | 609.6355
925 | 99.568 | 689.293 | 616.671
926 | 129.402 | 603.67 | 613.7959
927 | 144.255 | 483.189 | 521.9643
928 | 104.605 | 315.129 | 357.892
929 | 41.551 | 126.167 | 138.9498
930 | 0 | 0 | 0
931 | 0 | 0 | 0
932 | 0 | 0 | 0
933 | 0 | 0 | 0
934 | 0 | 0 | 0
935 | 0 | 0 | 0
936 | 0 | 0 | 0
937 | 0 | 0 | 0
938 | 0 | 0 | 0
939 | 0 | 0 | 0
940 | 0 | 0 | 0
941 | 0 | 0 | 0
942 | 0 | 0 | 0
943 | 0 | 0 | 0
944 | 19.52 | 90.21 | 87.7717
945 | 275.197 | 306.444 | 301.0678
946 | 323.475 | 494.535 | 464.6856
947 | 651.624 | 611.252 | 549.8369
948 | 731.111 | 673.087 | 583.2562
949 | 752.344 | 674.542 | 614.8287
950 | 702.263 | 632.572 | 558.3284
951 | 589.759 | 509.497 | 464.7794
952 | 417.026 | 342.536 | 333.7298
953 | 185.082 | 139.755 | 146.1142
954 | 0 | 0 | 0
955 | 0 | 0 | 0
956 | 0 | 0 | 0
957 | 0 | 0 | 0
958 | 0 | 0 | 0
959 | 0 | 0 | 0
960 | 0 | 0 | 0
961 | 0 | 0 | 0
962 | 0 | 0 | 0
963 | 0 | 0 | 0
964 | 0 | 0 | 0
965 | 0 | 0 | 0
966 | 0 | 0 | 0
967 | 0 | 0 | 0
968 | 67.981 | 22.856 | 90.2336
969 | 287.452 | 5.561 | 303.0678
970 | 478.743 | 253.03 | 438.4408
971 | 608.292 | 34.316 | 549.2764
972 | 695.777 | 77.312 | 604.812
973 | 707.281 | 169.597 | 592.5256
974 | 661.457 | 359.673 | 540.3974
975 | 540.868 | 199.255 | 516.4401
976 | 384.847 | 140.65 | 352.1074
977 | 178.845 | 7.261 | 145.3996
978 | 0 | 0 | 0
979 | 0 | 0 | 0
980 | 0 | 0 | 0
981 | 0 | 0 | 0
982 | 0 | 0 | 0
983 | 0 | 0 | 0
984 | 0 | 0 | 0
985 | 0 | 0 | 0
986 | 0 | 0 | 0
987 | 0 | 0 | 0
988 | 0 | 0 | 0
989 | 0 | 0 | 0
990 | 0 | 0 | 0
991 | 0 | 0 | 0
992 | 0 | 67.208 | 82.6434
993 | 4.801 | 252.2 | 289.5355
994 | 26.369 | 424.998 | 310.3479
995 | 38.949 | 540.587 | 587.3641
996 | 213.532 | 613.293 | 563.8188
997 | 672.665 | 624.651 | 590.6112
998 | 629.246 | 571.688 | 532.7409
999 | 516.993 | 350.097 | 306.9526
1000 | 23.899 | 227.507 | 144.4003
1001 | 1.182 | 80.683 | 38.64
1002 | 0 | 0 | 0
1003 | 0 | 0 | 0
1004 | 0 | 0 | 0
1005 | 0 | 0 | 0
1006 | 0 | 0 | 0
1007 | 0 | 0 | 0
1008 | 0 | 0 | 0
1009 | 0 | 0 | 0
1010 | 0 | 0 | 0
1011 | 0 | 0 | 0
1012 | 0 | 0 | 0
1013 | 0 | 0 | 0
1014 | 0 | 0 | 0
1015 | 0 | 0 | 0
1016 | 32.194 | 77.303 | 47.0207
1017 | 7.48 | 83.077 | 175.8431
1018 | 37.986 | 38.854 | 305.3705
1019 | 62.968 | 62.106 | 289.2802
1020 | 153.877 | 171.535 | 194.6479
1021 | 100.241 | 177.616 | 177.8176
1022 | 109.972 | 96.166 | 371.7431
1023 | 133.221 | 224.793 | 267.259
1024 | 75.207 | 126.866 | 92.2557
1025 | 17.483 | 3.625 | 26.1367
1026 | 0 | 0 | 0
1027 | 0 | 0 | 0
1028 | 0 | 0 | 0
1029 | 0 | 0 | 0
1030 | 0 | 0 | 0
1031 | 0 | 0 | 0
1032 | 0 | 0 | 0
1033 | 0 | 0 | 0
1034 | 0 | 0 | 0
1035 | 0 | 0 | 0
1036 | 0 | 0 | 0
1037 | 0 | 0 | 0
1038 | 0 | 0 | 0
1039 | 0 | 0 | 0
1040 | 8.668 | 21.284 | 86.8628
1041 | 83.057 | 324.027 | 303.5276
1042 | 162.974 | 524.859 | 522.8642
1043 | 594.617 | 667.271 | 589.6481
1044 | 178.509 | 738.04 | 521.5257
1045 | 404.287 | 745.267 | 691.7853
1046 | 636.16 | 694.689 | 619.0189
1047 | 529.122 | 586.291 | 417.3897
1048 | 372.548 | 409.612 | 262.4214
1049 | 169.967 | 184.393 | 100.0321
1050 | 0 | 0 | 0
1051 | 0 | 0 | 0
1052 | 0 | 0 | 0
1053 | 0 | 0 | 0
1054 | 0 | 0 | 0
1055 | 0 | 0 | 0
1056 | 0 | 0 | 0
1057 | 0 | 0 | 0
1058 | 0 | 0 | 0
1059 | 0 | 0 | 0
1060 | 0 | 0 | 0
1061 | 0 | 0 | 0
1062 | 0 | 0 | 0
1063 | 0 | 0 | 0
1064 | 5.02 | 0.287 | 78.0776
1065 | 44.1 | 315.745 | 215.5246
1066 | 156.94 | 506.914 | 459.3796
1067 | 211.116 | 635.343 | 655.8479
1068 | 460.019 | 296.059 | 721.5487
1069 | 521.64 | 276.91 | 729.2895
1070 | 548.761 | 275.61 | 678.9803
1071 | 446.912 | 309.868 | 568.0631
1072 | 374.19 | 378.116 | 399.4772
1073 | 169.362 | 163.986 | 180.4152
1074 | 0 | 0 | 0
1075 | 0 | 0 | 0
1076 | 0 | 0 | 0
1077 | 0 | 0 | 0
1078 | 0 | 0 | 0
1079 | 0 | 0 | 0
1080 | 0 | 0 | 0
1081 | 0 | 0 | 0
1082 | 0 | 0 | 0
1083 | 0 | 0 | 0
1084 | 0 | 0 | 0
1085 | 0 | 0 | 0
1086 | 0 | 0 | 0
1087 | 0 | 0 | 0
1088 | 17.946 | 112.323 | 121.5033
1089 | 131.742 | 343.34 | 350.8707
1090 | 312.31 | 543.499 | 531.5315
1091 | 346.666 | 676.602 | 649.3153
1092 | 488.869 | 746.92 | 706.9253
1093 | 445.071 | 744.51 | 708.3386
1094 | 414.298 | 689.582 | 655.6419
1095 | 339.036 | 581.905 | 549.3968
1096 | 111.91 | 405.171 | 391.2605
1097 | 35.783 | 187.061 | 178.9938
1098 | 0 | 0 | 0
1099 | 0 | 0 | 0
1100 | 0 | 0 | 0
1101 | 0 | 0 | 0
1102 | 0 | 0 | 0
1103 | 0 | 0 | 0
1104 | 0 | 0 | 0
1105 | 0 | 0 | 0
1106 | 0 | 0 | 0
1107 | 0 | 0 | 0
1108 | 0 | 0 | 0
1109 | 0 | 0 | 0
1110 | 0 | 0 | 0
1111 | 0 | 0 | 0
1112 | 11.595 | 77.037 | 48.9294
1113 | 17.804 | 332.68 | 260.2344
1114 | 348.456 | 525.701 | 355.97
1115 | 505.189 | 468.251 | 442.8994
1116 | 649.678 | 520.757 | 493.3212
1117 | 638.943 | 577.571 | 433.7603
1118 | 594.212 | 684.93 | 327.7415
1119 | 570.921 | 571.582 | 296.6656
1120 | 309.758 | 401.219 | 268.6281
1121 | 113.634 | 185.146 | 164.158
1122 | 0 | 0 | 0
1123 | 0 | 0 | 0
1124 | 0 | 0 | 0
1125 | 0 | 0 | 0
1126 | 0 | 0 | 0
1127 | 0 | 0 | 0
1128 | 0 | 0 | 0
1129 | 0 | 0 | 0
1130 | 0 | 0 | 0
1131 | 0 | 0 | 0
1132 | 0 | 0 | 0
1133 | 0 | 0 | 0
1134 | 0 | 0 | 0
1135 | 0 | 0 | 0
1136 | 96.24 | 121.729 | 53.3583
1137 | 331.832 | 355.076 | 99.247
1138 | 543.599 | 550.382 | 229.7687
1139 | 689.513 | 676.275 | 260.4699
1140 | 771.87 | 733.332 | 185.0123
1141 | 655.614 | 737.57 | 192.75
1142 | 612.321 | 684.652 | 109.1205
1143 | 536.073 | 560.457 | 105.8429
1144 | 454.523 | 394.659 | 50.5356
1145 | 218.469 | 186.531 | 6.3865
1146 | 0 | 0 | 0
1147 | 0 | 0 | 0
1148 | 0 | 0 | 0
1149 | 0 | 0 | 0
1150 | 0 | 0 | 0
1151 | 0 | 0 | 0
1152 | 0 | 0 | 0
1153 | 0 | 0 | 0
1154 | 0 | 0 | 0
1155 | 0 | 0 | 0
1156 | 0 | 0 | 0
1157 | 0 | 0 | 0
1158 | 0 | 0 | 0
1159 | 0 | 0 | 0
1160 | 94.351 | 39.923 | 72.7476
1161 | 327.18 | 160.465 | 141.3269
1162 | 532.178 | 252.967 | 42.8744
1163 | 662.484 | 231.97 | 125.8859
1164 | 733.857 | 58.265 | 84.9381
1165 | 745.028 | 44.286 | 114.3747
1166 | 697.718 | 116.083 | 111.9916
1167 | 589.898 | 5.538 | 160.8972
1168 | 411.579 | 24.252 | 45.0795
1169 | 200.237 | 0 | 25.0811
1170 | 0 | 0 | 0
1171 | 0 | 0 | 0
1172 | 0 | 0 | 0
1173 | 0 | 0 | 0
1174 | 0 | 0 | 0
1175 | 0 | 0 | 0
1176 | 0 | 0 | 0
1177 | 0 | 0 | 0
1178 | 0 | 0 | 0
1179 | 0 | 0 | 0
1180 | 0 | 0 | 0
1181 | 0 | 0 | 0
1182 | 0 | 0 | 0
1183 | 0 | 0 | 0
1184 | 7.639 | 101.628 | 16.8051
1185 | 69.585 | 312.222 | 58.0022
1186 | 160.212 | 495.558 | 119.3288
1187 | 162.562 | 618.142 | 144.5886
1188 | 180.833 | 62.997 | 165.3834
1189 | 130.977 | 379.52 | 153.4886
1190 | 85.029 | 397.314 | 173.8082
1191 | 42.242 | 334.718 | 338.5663
1192 | 18.209 | 33.441 | 88.5448
1193 | 91.356 | 0 | 130.8538
1194 | 0 | 0 | 0
1195 | 0 | 0 | 0
1196 | 0 | 0 | 0
1197 | 0 | 0 | 0
1198 | 0 | 0 | 0
1199 | 0 | 0 | 0
1200 | 0 | 0 | 0
1201 | 0 | 0 | 0
1202 | 0 | 0 | 0
1203 | 0 | 0 | 0
1204 | 0 | 0 | 0
1205 | 0 | 0 | 0
1206 | 0 | 0 | 0
1207 | 0 | 0 | 0
1208 | 64.522 | 123.002 | 13.2511
1209 | 269.466 | 358.524 | 72.782
1210 | 473.017 | 268.62 | 147.6935
1211 | 633.577 | 525.691 | 167.4302
1212 | 337.484 | 530.185 | 233.5325
1213 | 487.381 | 434.913 | 261.3326
1214 | 265.814 | 542.704 | 347.2885
1215 | 522.481 | 479.595 | 259.7738
1216 | 244.025 | 201.89 | 193.3255
1217 | 82.201 | 192.52 | 52.9146
1218 | 1.35 | 0 | 0
1219 | 0 | 0 | 0
1220 | 0 | 0 | 0
1221 | 0 | 0 | 0
1222 | 0 | 0 | 0
1223 | 0 | 0 | 0
1224 | 0 | 0 | 0
1225 | 0 | 0 | 0
1226 | 0 | 0 | 0
1227 | 0 | 0 | 0
1228 | 0 | 0 | 0
1229 | 0 | 0 | 0
1230 | 0 | 0 | 0
1231 | 0 | 0 | 0
1232 | 13.667 | 126.364 | 27.5119
1233 | 44.487 | 355.894 | 288.5089
1234 | 129.246 | 556.195 | 282.5561
1235 | 188.27 | 697.633 | 250.1922
1236 | 256.897 | 761.489 | 356.8091
1237 | 323.582 | 766.367 | 638.9793
1238 | 283.083 | 700.701 | 552.1693
1239 | 150.566 | 583.949 | 530.7641
1240 | 127.216 | 410.537 | 374.2888
1241 | 39.662 | 190.348 | 165.8705
1242 | 8.944 | 0 | 0
1243 | 0 | 0 | 0
1244 | 0 | 0 | 0
1245 | 0 | 0 | 0
1246 | 0 | 0 | 0
1247 | 0 | 0 | 0
1248 | 0 | 0 | 0
1249 | 0 | 0 | 0
1250 | 0 | 0 | 0
1251 | 0 | 0 | 0
1252 | 0 | 0 | 0
1253 | 0 | 0 | 0
1254 | 0 | 0 | 0
1255 | 0 | 0 | 0
1256 | 15.556 | 19.865 | 113.9318
1257 | 110.797 | 13.536 | 314.5611
1258 | 184.899 | 55.703 | 501.9981
1259 | 217.599 | 29.35 | 617.8013
1260 | 318.497 | 135.465 | 703.2408
1261 | 428.256 | 147.166 | 705.5666
1262 | 171.171 | 120.098 | 658.208
1263 | 40.547 | 31.375 | 557.0766
1264 | 129.837 | 20.815 | 401.302
1265 | 17.349 | 49.671 | 118.3019
1266 | 0 | 0 | 0
1267 | 0 | 0 | 0
1268 | 0 | 0 | 0
1269 | 0 | 0 | 0
1270 | 0 | 0 | 0
1271 | 0 | 0 | 0
1272 | 0 | 0 | 0
1273 | 0 | 0 | 0
1274 | 0 | 0 | 0
1275 | 0 | 0 | 0
1276 | 0 | 0 | 0
1277 | 0 | 0 | 0
1278 | 0 | 0 | 0
1279 | 0 | 0 | 0
1280 | 0 | 136.842 | 59.501
1281 | 9.331 | 369.915 | 183.8509
1282 | 21.819 | 572.35 | 323.4108
1283 | 99.487 | 713.584 | 400.9852
1284 | 142.375 | 792.33 | 477.5332
1285 | 254.991 | 802.091 | 411.9797
1286 | 80.151 | 744.869 | 292.7358
1287 | 108.28 | 620.348 | 172.5173
1288 | 27.071 | 436.163 | 180.8429
1289 | 3.965 | 207.072 | 71.4744
1290 | 0 | 14.399 | 0
1291 | 0 | 0 | 0
1292 | 0 | 0 | 0
1293 | 0 | 0 | 0
1294 | 0 | 0 | 0
1295 | 0 | 0 | 0
1296 | 0 | 0 | 0
1297 | 0 | 0 | 0
1298 | 0 | 0 | 0
1299 | 0 | 0 | 0
1300 | 0 | 0 | 0
1301 | 0 | 0 | 0
1302 | 0 | 0 | 0
1303 | 0 | 0 | 0
1304 | 57.648 | 142.751 | 36.9319
1305 | 197.054 | 380.642 | 105.6274
1306 | 180.693 | 583.995 | 213.0341
1307 | 110.028 | 716.216 | 192.724
1308 | 225.235 | 788.541 | 161.2479
1309 | 283.176 | 799.365 | 141.6956
1310 | 236.966 | 741.425 | 297.6975
1311 | 121 | 622.435 | 119.4688
1312 | 132.274 | 444.195 | 70.9722
1313 | 98.351 | 216.764 | 47.9734
1314 | 2.158 | 8.354 | 0
1315 | 0 | 0 | 0
1316 | 0 | 0 | 0
1317 | 0 | 0 | 0
1318 | 0 | 0 | 0
1319 | 0 | 0 | 0
1320 | 0 | 0 | 0
1321 | 0 | 0 | 0
1322 | 0 | 0 | 0
1323 | 0 | 0 | 0
1324 | 0 | 0 | 0
1325 | 0 | 0 | 0
1326 | 0 | 0 | 0
1327 | 0 | 0 | 0
1328 | 22.098 | 132.976 | 22.5506
1329 | 85.329 | 354.611 | 219.4996
1330 | 178.424 | 537.728 | 296.8401
1331 | 166.069 | 638.281 | 199.6224
1332 | 293.905 | 696.36 | 394.8463
1333 | 264.747 | 701.07 | 485.3284
1334 | 381.226 | 680.999 | 525.1765
1335 | 215.821 | 587.265 | 352.2787
1336 | 162.044 | 422.153 | 305.4443
1337 | 91.149 | 207.873 | 113.3734
1338 | 4.91 | 19.304 | 2.4761
1339 | 0 | 0 | 0
1340 | 0 | 0 | 0
1341 | 0 | 0 | 0
1342 | 0 | 0 | 0
1343 | 0 | 0 | 0
1344 | 0 | 0 | 0
1345 | 0 | 0 | 0
1346 | 0 | 0 | 0
1347 | 0 | 0 | 0
1348 | 0 | 0 | 0
1349 | 0 | 0 | 0
1350 | 0 | 0 | 0
1351 | 0 | 0 | 0
1352 | 110.858 | 127.856 | 134.4451
1353 | 330.21 | 136.057 | 353.6949
1354 | 517.612 | 250.585 | 526.897
1355 | 647.362 | 111.277 | 656.5
1356 | 711.242 | 185.243 | 735.3452
1357 | 652.013 | 488.595 | 736.7997
1358 | 613.954 | 468.765 | 684.2384
1359 | 505.29 | 365.384 | 433.0771
1360 | 307.89 | 217.638 | 405.678
1361 | 87.71 | 98.12 | 202.0659
1362 | 4.759 | 1.158 | 19.6737
1363 | 0 | 0 | 0
1364 | 0 | 0 | 0
1365 | 0 | 0 | 0
1366 | 0 | 0 | 0
1367 | 0 | 0 | 0
1368 | 0 | 0 | 0
1369 | 0 | 0 | 0
1370 | 0 | 0 | 0
1371 | 0 | 0 | 0
1372 | 0 | 0 | 0
1373 | 0 | 0 | 0
1374 | 0 | 0 | 0
1375 | 0 | 0 | 0
1376 | 30.669 | 1.071 | 154.1105
1377 | 249.167 | 60.693 | 376.982
1378 | 424.12 | 504.973 | 543.5676
1379 | 272.808 | 636.902 | 654.7915
1380 | 155.157 | 524.545 | 708.7389
1381 | 215.687 | 245.692 | 706.3704
1382 | 53.753 | 429.76 | 656.6053
1383 | 49.445 | 293.138 | 551.6187
1384 | 53.261 | 0.934 | 399.7809
1385 | 108.001 | 15.694 | 198.8335
1386 | 8.419 | 0 | 20.152
1387 | 0 | 0 | 0
1388 | 0 | 0 | 0
1389 | 0 | 0 | 0
1390 | 0 | 0 | 0
1391 | 0 | 0 | 0
1392 | 0 | 0 | 0
1393 | 0 | 0 | 0
1394 | 0 | 0 | 0
1395 | 0 | 0 | 0
1396 | 0 | 0 | 0
1397 | 0 | 0 | 0
1398 | 0 | 0 | 0
1399 | 0 | 0 | 0
1400 | 34.809 | 153.225 | 110.4102
1401 | 80.903 | 390.566 | 274.0814
1402 | 206.166 | 589.485 | 422.2728
1403 | 372.429 | 548.116 | 511.9954
1404 | 231.03 | 597.335 | 442.7742
1405 | 489.568 | 567.732 | 369.719
1406 | 395.379 | 447.043 | 96.5193
1407 | 308.545 | 387.363 | 209.0357
1408 | 166.08 | 136.739 | 79.2189
1409 | 38.525 | 43.348 | 39.8263
1410 | 0.358 | 0.262 | 0
1411 | 0 | 0 | 0
1412 | 0 | 0 | 0
1413 | 0 | 0 | 0
1414 | 0 | 0 | 0
1415 | 0 | 0 | 0
1416 | 0 | 0 | 0
1417 | 0 | 0 | 0
1418 | 0 | 0 | 0
1419 | 0 | 0 | 0
1420 | 0 | 0 | 0
1421 | 0 | 0 | 0
1422 | 0 | 0 | 0
1423 | 0 | 0 | 0
1424 | 42.95 | 24.71 | 146.0857
1425 | 138.374 | 31.733 | 343.1867
1426 | 265.167 | 111.643 | 527.1878
1427 | 453.349 | 188.303 | 663.1445
1428 | 517.862 | 233.333 | 654.4863
1429 | 548.253 | 514.554 | 716.0463
1430 | 379.742 | 425.199 | 658.1832
1431 | 401.421 | 389.373 | 552.5969
1432 | 86.644 | 282.147 | 396.1663
1433 | 21.183 | 57.764 | 136.7221
1434 | 0 | 0.277 | 10.4848
1435 | 0 | 0 | 0
1436 | 0 | 0 | 0
1437 | 0 | 0 | 0
1438 | 0 | 0 | 0
1439 | 0 | 0 | 0
1440 | 0 | 0 | 0
1441 | 0 | 0 | 0
1442 | 0 | 0 | 0
1443 | 0 | 0 | 0
1444 | 0 | 0 | 0
1445 | 0 | 0 | 0
1446 | 0 | 0 | 0
1447 | 0 | 0 | 0
1448 | 10.812 | 133.925 | 157.2974
1449 | 51.525 | 347.601 | 374.6818
1450 | 135.194 | 512.868 | 503.5829
1451 | 380.797 | 665.809 | 666.1578
1452 | 532.692 | 539.762 | 668.3289
1453 | 303.492 | 725.058 | 450.905
1454 | 195.461 | 772.449 | 522.6256
1455 | 246.668 | 641.768 | 546.8887
1456 | 98.978 | 255.414 | 371.6833
1457 | 16.27 | 12.808 | 206.9332
1458 | 0 | 0 | 27.9271
1459 | 0 | 0 | 0
1460 | 0 | 0 | 0
1461 | 0 | 0 | 0
1462 | 0 | 0 | 0
1463 | 0 | 0 | 0
1464 | 0 | 0 | 0
1465 | 0 | 0 | 0
1466 | 0 | 0 | 0
1467 | 0 | 0 | 0
1468 | 0 | 0 | 0
1469 | 0 | 0 | 0
1470 | 0 | 0 | 0
1471 | 0 | 0 | 0
1472 | 74.995 | 184.059 | 190.9567
1473 | 293.601 | 434.609 | 424.6149
1474 | 460.035 | 644.668 | 604.6437
1475 | 586.622 | 787.414 | 649.4139
1476 | 544.846 | 833.333 | 750.854
1477 | 713.68 | 789.816 | 773.1175
1478 | 787.573 | 811.764 | 720.9411
1479 | 683.286 | 686.651 | 614.91
1480 | 511.272 | 496.713 | 445.9953
1481 | 283.398 | 255.751 | 231.8358
1482 | 56.555 | 39.682 | 32.6573
1483 | 0 | 0 | 0
1484 | 0 | 0 | 0
1485 | 0 | 0 | 0
1486 | 0 | 0 | 0
1487 | 0 | 0 | 0
1488 | 0 | 0 | 0
1489 | 0 | 0 | 0
1490 | 0 | 0 | 0
1491 | 0 | 0 | 0
1492 | 0 | 0 | 0
1493 | 0 | 0 | 0
1494 | 0 | 0 | 0
1495 | 0 | 0 | 0.58579
1496 | 84.508 | 193.814 | 147.8482
1497 | 288.096 | 436.814 | 372.9959
1498 | 415.827 | 633.881 | 517.9861
1499 | 511.35 | 766.112 | 617.6669
1500 | 422.819 | 833.333 | 694.7141
1501 | 368.327 | 833.333 | 661.105
1502 | 275.756 | 789.729 | 472.5945
1503 | 313.618 | 663.854 | 490.946
1504 | 236.573 | 471.053 | 355.2149
1505 | 71.84 | 211.279 | 169.2729
1506 | 9.025 | 26.513 | 13.9191
1507 | 0 | 0 | 0
1508 | 0 | 0 | 0
1509 | 0 | 0 | 0
1510 | 0 | 0 | 0
1511 | 0 | 0 | 0
1512 | 0 | 0 | 0
1513 | 0 | 0 | 0
1514 | 0 | 0 | 0
1515 | 0 | 0 | 0
1516 | 0 | 0 | 0
1517 | 0 | 0 | 0
1518 | 0 | 0 | 0
1519 | 0 | 0 | 0
1520 | 26.896 | 189.789 | 26.0324
1521 | 108.709 | 428.282 | 86.0921
1522 | 255.453 | 627.231 | 60.2111
1523 | 484.747 | 750.19 | 153.8459
1524 | 365.957 | 816.352 | 285.3782
1525 | 403.351 | 817.828 | 288.9919
1526 | 310.527 | 764.44 | 301.2695
1527 | 452.384 | 654.651 | 413.6198
1528 | 163.202 | 477.433 | 65.9716
1529 | 9.696 | 250.596 | 173.9044
1530 | 0 | 42.128 | 17.0781
1531 | 0 | 0 | 0
1532 | 0 | 0 | 0
1533 | 0 | 0 | 0
1534 | 0 | 0 | 0
1535 | 0 | 0 | 0
1536 | 0 | 0 | 0
1537 | 0 | 0 | 0
1538 | 0 | 0 | 0
1539 | 0 | 0 | 0
1540 | 0 | 0 | 0
1541 | 0 | 0 | 0
1542 | 0 | 0 | 0
1543 | 0 | 0 | 1.5117
1544 | 178.34 | 190.675 | 33.6329
1545 | 417.554 | 346.574 | 101.3708
1546 | 606.101 | 510.154 | 159.4798
1547 | 724.214 | 460.285 | 156.3464
1548 | 784.403 | 691.191 | 182.6706
1549 | 790.125 | 435.58 | 206.9661
1550 | 745.6 | 256.262 | 233.876
1551 | 645.758 | 509.192 | 128.9242
1552 | 489.763 | 168.118 | 92.0526
1553 | 278.156 | 53.547 | 18.2577
1554 | 60.69 | 2.872 | 0.76634
1555 | 0 | 0 | 0
1556 | 0 | 0 | 0
1557 | 0 | 0 | 0
1558 | 0 | 0 | 0
1559 | 0 | 0 | 0
1560 | 0 | 0 | 0
1561 | 0 | 0 | 0
1562 | 0 | 0 | 0
1563 | 0 | 0 | 0
1564 | 0 | 0 | 0
1565 | 0 | 0 | 0
1566 | 0 | 0 | 0
1567 | 0 | 0 | 2.0801
1568 | 137.703 | 78.916 | 97.0573
1569 | 402.211 | 313.265 | 198.4676
1570 | 581.459 | 528.504 | 193.4236
1571 | 546.962 | 522.509 | 420.5417
1572 | 765.706 | 732.374 | 624.2174
1573 | 742.475 | 748.931 | 677.957
1574 | 697.709 | 692.747 | 667.5111
1575 | 599.812 | 507.194 | 567.1576
1576 | 451.396 | 433.497 | 398.3189
1577 | 252.518 | 59.979 | 206.0954
1578 | 53.629 | 5.436 | 34.6389
1579 | 0 | 0 | 0
1580 | 0 | 0 | 0
1581 | 0 | 0 | 0
1582 | 0 | 0 | 0
1583 | 0 | 0 | 0
1584 | 0 | 0 | 0
1585 | 0 | 0 | 0
1586 | 0 | 0 | 0
1587 | 0 | 0 | 0
1588 | 0 | 0 | 0
1589 | 0 | 0 | 0
1590 | 0 | 0 | 0
1591 | 0 | 0 | 10.414
1592 | 143.6 | 57.545 | 163.5495
1593 | 116.495 | 35.488 | 264.101
1594 | 170.306 | 34.824 | 508.926
1595 | 268.771 | 137.146 | 592.3376
1596 | 266.819 | 165.291 | 633.4413
1597 | 325.453 | 129.551 | 650.8021
1598 | 263.21 | 138.627 | 592.4588
1599 | 144.248 | 162.151 | 451.5739
1600 | 112.623 | 57.459 | 336.2499
1601 | 53.295 | 84.379 | 170.6022
1602 | 4.854 | 10.453 | 24.186
1603 | 0 | 0 | 0
1604 | 0 | 0 | 0
1605 | 0 | 0 | 0
1606 | 0 | 0 | 0
1607 | 0 | 0 | 0
1608 | 0 | 0 | 0
1609 | 0 | 0 | 0
1610 | 0 | 0 | 0
1611 | 0 | 0 | 0
1612 | 0 | 0 | 0
1613 | 0 | 0 | 0
1614 | 0 | 0 | 0
1615 | 0 | 20.551 | 4.973
1616 | 166.937 | 224.911 | 155.7957
1617 | 405.506 | 481.665 | 216.7617
1618 | 601.511 | 692.323 | 426.5571
1619 | 729.012 | 833.333 | 518.0897
1620 | 795.92 | 806.692 | 662.4912
1621 | 688.842 | 808.422 | 498.7836
1622 | 756.703 | 833.333 | 571.5977
1623 | 442.303 | 706.347 | 397.0036
1624 | 413.842 | 424.696 | 190.2846
1625 | 260.678 | 140.966 | 117.3865
1626 | 54.65 | 21.05 | 14.9241
1627 | 0 | 0 | 0
1628 | 0 | 0 | 0
1629 | 0 | 0 | 0
1630 | 0 | 0 | 0
1631 | 0 | 0 | 0
1632 | 0 | 0 | 0
1633 | 0 | 0 | 0
1634 | 0 | 0 | 0
1635 | 0 | 0 | 0
1636 | 0 | 0 | 0
1637 | 0 | 0 | 0
1638 | 0 | 0 | 0
1639 | 0 | 15.306 | 5.0752
1640 | 13.955 | 225.661 | 55.0351
1641 | 76.345 | 474.376 | 85.5832
1642 | 177.798 | 674.317 | 128.5596
1643 | 235.819 | 718.884 | 177.2163
1644 | 233.234 | 786.801 | 176.5028
1645 | 247.632 | 453.566 | 198.4529
1646 | 271.525 | 506.011 | 201.0754
1647 | 228.374 | 532.201 | 154.0293
1648 | 246.811 | 271.191 | 85.4357
1649 | 156.798 | 261.312 | 31.5438
1650 | 24.3 | 47.747 | 1.1881
1651 | 0 | 0 | 0
1652 | 0 | 0 | 0
1653 | 0 | 0 | 0
1654 | 0 | 0 | 0
1655 | 0 | 0 | 0
1656 | 0 | 0 | 0
1657 | 0 | 0 | 0
1658 | 0 | 0 | 0
1659 | 0 | 0 | 0
1660 | 0 | 0 | 0
1661 | 0 | 0 | 0
1662 | 0 | 0 | 0
1663 | 0 | 0 | 0
1664 | 99.332 | 29.894 | 13.3209
1665 | 222.959 | 190.327 | 104.6097
1666 | 558.016 | 113.44 | 161.8024
1667 | 681.721 | 589.278 | 167.7557
1668 | 747.29 | 698.515 | 204.2111
1669 | 754.149 | 559.793 | 720.7599
1670 | 708.191 | 631.841 | 655.9361
1671 | 592.351 | 492.828 | 513.8396
1672 | 446.345 | 313.684 | 406.5268
1673 | 104.229 | 178.393 | 212.0323
1674 | 21.953 | 43.341 | 35.4514
1675 | 0 | 0 | 0
1676 | 0 | 0 | 0
1677 | 0 | 0 | 0
1678 | 0 | 0 | 0
1679 | 0 | 0 | 0
1680 | 0 | 0 | 0
1681 | 0 | 0 | 0
1682 | 0 | 0 | 0
1683 | 0 | 0 | 0
1684 | 0 | 0 | 0
1685 | 0 | 0 | 0
1686 | 0 | 0 | 0
1687 | 0 | 3.864 | 1.3247
1688 | 15.764 | 116.267 | 37.2457
1689 | 21.169 | 423.104 | 89.2047
1690 | 80.19 | 626.509 | 168.5934
1691 | 101.512 | 764.289 | 213.1088
1692 | 156.381 | 832.856 | 438.4286
1693 | 110.246 | 829.567 | 564.4718
1694 | 116.778 | 765.16 | 518.9398
1695 | 148.6 | 522.882 | 274.7581
1696 | 62.162 | 464.975 | 93.5818
1697 | 136.653 | 243.267 | 100.2708
1698 | 15.088 | 45.651 | 28.2296
1699 | 0 | 0 | 0
1700 | 0 | 0 | 0
1701 | 0 | 0 | 0
1702 | 0 | 0 | 0
1703 | 0 | 0 | 0
1704 | 0 | 0 | 0
1705 | 0 | 0 | 0
1706 | 0 | 0 | 0
1707 | 0 | 0 | 0
1708 | 0 | 0 | 0
1709 | 0 | 0 | 0
1710 | 0 | 0 | 0
1711 | 0.653 | 18.818 | 5.8422
1712 | 97.491 | 196.219 | 62.7533
1713 | 247.33 | 417.519 | 144.763
1714 | 354.995 | 603.111 | 470.4359
1715 | 384.584 | 728.628 | 357.2866
1716 | 394.58 | 788.95 | 330.8912
1717 | 447.531 | 793.188 | 342.3667
1718 | 829.781 | 744.999 | 330.9548
1719 | 708.262 | 632.614 | 316.2017
1720 | 367.9 | 464.207 | 80.419
1721 | 75.208 | 247.599 | 9.2457
1722 | 24.468 | 47.817 | 4.4522
1723 | 0 | 0 | 0
1724 | 0 | 0 | 0
1725 | 0 | 0 | 0
1726 | 0 | 0 | 0
1727 | 0 | 0 | 0
1728 | 0 | 0 | 0
1729 | 0 | 0 | 0
1730 | 0 | 0 | 0
1731 | 0 | 0 | 0
1732 | 0 | 0 | 0
1733 | 0 | 0 | 0
1734 | 0 | 0 | 0
1735 | 7.89 | 27.563 | 0.62492
1736 | 32.179 | 218.18 | 25.8918
1737 | 63.276 | 455.153 | 114.9062
1738 | 188.064 | 649.244 | 148.1178
1739 | 290.973 | 774.926 | 339.3859
1740 | 380.995 | 833.333 | 326.8006
1741 | 556.251 | 833.333 | 450.4618
1742 | 544.247 | 778.31 | 334.5675
1743 | 478.308 | 664.814 | 222.7498
1744 | 283.551 | 485.071 | 132.5845
1745 | 28.677 | 263.21 | 68.3097
1746 | 29.826 | 52.121 | 10.8133
1747 | 0 | 0 | 0
1748 | 0 | 0 | 0
1749 | 0 | 0 | 0
1750 | 0 | 0 | 0
1751 | 0 | 0 | 0
1752 | 0 | 0 | 0
1753 | 0 | 0 | 0
1754 | 0 | 0 | 0
1755 | 0 | 0 | 0
1756 | 0 | 0 | 0
1757 | 0 | 0 | 0
1758 | 0 | 0 | 0
1759 | 0 | 34.232 | 25.1083
1760 | 4.739 | 234.024 | 183.8467
1761 | 77.068 | 470.068 | 374.6006
1762 | 99.888 | 653.503 | 515.294
1763 | 252.131 | 767.692 | 629.0529
1764 | 185.906 | 825.35 | 734.4154
1765 | 155.385 | 822.381 | 644.6312
1766 | 129.861 | 776.594 | 493.4711
1767 | 118.518 | 653.867 | 513.1939
1768 | 60.771 | 476.889 | 399.7362
1769 | 50.542 | 258.302 | 184.2019
1770 | 7.51 | 51.824 | 34.2664
1771 | 0 | 0 | 0
1772 | 0 | 0 | 0
1773 | 0 | 0 | 0
1774 | 0 | 0 | 0
1775 | 0 | 0 | 0
1776 | 0 | 0 | 0
1777 | 0 | 0 | 0
1778 | 0 | 0 | 0
1779 | 0 | 0 | 0
1780 | 0 | 0 | 0
1781 | 0 | 0 | 0
1782 | 0 | 0 | 0
1783 | 8.898 | 35.007 | 1.3432
1784 | 218.249 | 227.867 | 7.74
1785 | 260.827 | 456.826 | 97.2544
1786 | 656.169 | 637.63 | 68.5629
1787 | 780.489 | 760.841 | 152.5348
1788 | 666.061 | 718.201 | 383.7579
1789 | 833.333 | 699.505 | 425.0141
1790 | 805.596 | 701.181 | 373.3619
1791 | 702.114 | 553.672 | 486.6308
1792 | 535.138 | 371.479 | 298.1807
1793 | 305.023 | 208.196 | 103.1754
1794 | 78.004 | 42.026 | 19.3068
1795 | 0 | 0 | 0
1796 | 0 | 0 | 0
1797 | 0 | 0 | 0
1798 | 0 | 0 | 0
1799 | 0 | 0 | 0
1800 | 0 | 0 | 0
1801 | 0 | 0 | 0
1802 | 0 | 0 | 0
1803 | 0 | 0 | 0
1804 | 0 | 0 | 0
1805 | 0 | 0 | 0
1806 | 0 | 0 | 0
1807 | 17.91 | 7.483 | 35.2043
1808 | 229.129 | 77.795 | 222.3877
1809 | 462.603 | 285.638 | 426.1593
1810 | 640.916 | 493.478 | 556.3407
1811 | 749.583 | 542.409 | 616.7836
1812 | 717.963 | 689.888 | 726.6142
1813 | 689.469 | 501.071 | 723.4002
1814 | 684.471 | 652.916 | 620.6057
1815 | 668.333 | 585.956 | 568.2677
1816 | 509.62 | 136.557 | 416.787
1817 | 300.503 | 168.326 | 201.2283
1818 | 78.52 | 40.34 | 21.2139
1819 | 0 | 0 | 0
1820 | 0 | 0 | 0
1821 | 0 | 0 | 0
1822 | 0 | 0 | 0
1823 | 0 | 0 | 0
1824 | 0 | 0 | 0
1825 | 0 | 0 | 0
1826 | 0 | 0 | 0
1827 | 0 | 0 | 0
1828 | 0 | 0 | 0
1829 | 0 | 0 | 0
1830 | 0 | 0 | 0
1831 | 27.829 | 30.28 | 31.034
1832 | 218.244 | 208.198 | 192.0349
1833 | 435.44 | 418.879 | 169.8067
1834 | 601.466 | 597.4 | 461.603
1835 | 714.997 | 698.289 | 561.2206
1836 | 766.862 | 753.035 | 562.5853
1837 | 768.209 | 750.047 | 637.2992
1838 | 719.757 | 685.602 | 564.9792
1839 | 621.03 | 574.182 | 519.8778
1840 | 472.882 | 418.793 | 365.2922
1841 | 275.63 | 232.047 | 198.3045
1842 | 70.183 | 48.109 | 40.515
1843 | 0 | 0 | 0
1844 | 0 | 0 | 0
1845 | 0 | 0 | 0
1846 | 0 | 0 | 0
1847 | 0 | 0 | 0
1848 | 0 | 0 | 0
1849 | 0 | 0 | 0
1850 | 0 | 0 | 0
1851 | 0 | 0 | 0
1852 | 0 | 0 | 0
1853 | 0 | 0 | 0
1854 | 0 | 0 | 0
1855 | 25.873 | 31.984 | 0.32261
1856 | 0.332 | 168.329 | 8.3331
1857 | 96.009 | 373.443 | 89.4988
1858 | 119.541 | 590.823 | 156.3204
1859 | 138.547 | 682.521 | 200.1247
1860 | 313.834 | 709.068 | 334.9059
1861 | 164.713 | 580.116 | 326.73
1862 | 329.438 | 648.436 | 598.0129
1863 | 346.897 | 565.544 | 526.5104
1864 | 137.926 | 418.775 | 394.4013
1865 | 2.923 | 228.088 | 218.221
1866 | 19.142 | 46.893 | 46.6765
1867 | 0 | 0 | 0
1868 | 0 | 0 | 0
1869 | 0 | 0 | 0
1870 | 0 | 0 | 0
1871 | 0 | 0 | 0
1872 | 0 | 0 | 0
1873 | 0 | 0 | 0
1874 | 0 | 0 | 0
1875 | 0 | 0 | 0
1876 | 0 | 0 | 0
1877 | 0 | 0 | 0
1878 | 0 | 0 | 0
1879 | 0 | 11.973 | 37.2087
1880 | 48.99 | 2.934 | 208.7309
1881 | 36.057 | 97.189 | 383.8504
1882 | 196.876 | 130.244 | 562.3525
1883 | 144.649 | 39.908 | 658.7292
1884 | 131.499 | 76.795 | 644.9444
1885 | 463.985 | 111.731 | 632.3746
1886 | 419.417 | 82.488 | 636.7412
1887 | 281.361 | 17.905 | 518.276
1888 | 75.867 | 67.087 | 312.4199
1889 | 123.342 | 40.066 | 140.6623
1890 | 64.601 | 16.249 | 30.5491
1891 | 0 | 0 | 0
1892 | 0 | 0 | 0
1893 | 0 | 0 | 0
1894 | 0 | 0 | 0
1895 | 0 | 0 | 0
1896 | 0 | 0 | 0
1897 | 0 | 0 | 0
1898 | 0 | 0 | 0
1899 | 0 | 0 | 0
1900 | 0 | 0 | 0
1901 | 0 | 0 | 0
1902 | 0 | 0 | 0
1903 | 0 | 0 | 9.5917
1904 | 17.526 | 57.141 | 46.3951
1905 | 125.466 | 64.116 | 182.7049
1906 | 203.194 | 173.226 | 383.5103
1907 | 238.877 | 92.033 | 185.8432
1908 | 341.169 | 128.931 | 200.6908
1909 | 342.639 | 230.438 | 242.6666
1910 | 591.927 | 208.718 | 227.3133
1911 | 678.354 | 143.558 | 226.4189
1912 | 499.985 | 132.393 | 414.8216
1913 | 296.646 | 88.363 | 214.5808
1914 | 82.687 | 51.834 | 41.212
1915 | 0 | 0 | 0
1916 | 0 | 0 | 0
1917 | 0 | 0 | 0
1918 | 0 | 0 | 0
1919 | 0 | 0 | 0
1920 | 0 | 0 | 0
1921 | 0 | 0 | 0
1922 | 0 | 0 | 0
1923 | 0 | 0 | 0
1924 | 0 | 0 | 0
1925 | 0 | 0 | 0
1926 | 0 | 0 | 0
1927 | 0 | 49.083 | 18.6224
1928 | 66.487 | 259.057 | 95.4624
1929 | 115.739 | 475.664 | 185.9245
1930 | 64.619 | 626.519 | 179.5277
1931 | 112.13 | 698.651 | 352.3955
1932 | 156.955 | 664.532 | 506.9209
1933 | 366.178 | 658.39 | 587.4181
1934 | 600.535 | 637.022 | 481.9575
1935 | 472.255 | 631.328 | 465.1158
1936 | 310.293 | 467.045 | 203.4801
1937 | 176.606 | 259.387 | 74.3373
1938 | 58.817 | 58.859 | 55.3775
1939 | 0 | 0 | 0
1940 | 0 | 0 | 0
1941 | 0 | 0 | 0
1942 | 0 | 0 | 0
1943 | 0 | 0 | 0
1944 | 0 | 0 | 0
1945 | 0 | 0 | 0
1946 | 0 | 0 | 0
1947 | 0 | 0 | 0
1948 | 0 | 0 | 0
1949 | 0 | 0 | 0
1950 | 0 | 0 | 0
1951 | 39.323 | 0 | 11.0432
1952 | 235.245 | 12.671 | 73.7998
1953 | 359.947 | 26.867 | 121.0791
1954 | 419.293 | 79.771 | 155.6655
1955 | 639.611 | 72.394 | 321.6553
1956 | 634.548 | 80.389 | 358.4426
1957 | 685.023 | 189.425 | 429.344
1958 | 722.337 | 117.461 | 213.6319
1959 | 705.765 | 210.404 | 297.04
1960 | 430.352 | 83.888 | 212.1444
1961 | 254.313 | 24.343 | 33.8008
1962 | 63.76 | 35.67 | 29.7828
1963 | 0 | 0 | 0
1964 | 0 | 0 | 0
1965 | 0 | 0 | 0
1966 | 0 | 0 | 0
1967 | 0 | 0 | 0
1968 | 0 | 0 | 0
1969 | 0 | 0 | 0
1970 | 0 | 0 | 0
1971 | 0 | 0 | 0
1972 | 0 | 0 | 0
1973 | 0 | 0 | 0
1974 | 0 | 0 | 0
1975 | 44.435 | 18.246 | 33.0775
1976 | 249.61 | 66.667 | 114.0665
1977 | 474.527 | 101.154 | 390.6828
1978 | 652.068 | 245.459 | 631.3648
1979 | 650.951 | 656.352 | 639.7824
1980 | 703.263 | 562.9 | 774.3988
1981 | 438.114 | 490.461 | 790.5
1982 | 428.084 | 546.211 | 738.3354
1983 | 554.843 | 548.755 | 635.1911
1984 | 362.181 | 369.886 | 477.2558
1985 | 215.615 | 269.78 | 268.8359
1986 | 67.975 | 64.404 | 63.5106
1987 | 0 | 0 | 0
1988 | 0 | 0 | 0
1989 | 0 | 0 | 0
1990 | 0 | 0 | 0
1991 | 0 | 0 | 0
1992 | 0 | 0 | 0
1993 | 0 | 0 | 0
1994 | 0 | 0 | 0
1995 | 0 | 0 | 0
1996 | 0 | 0 | 0
1997 | 0 | 0 | 0
1998 | 0 | 0 | 0
1999 | 44.575 | 2.949 | 60.4915
2000 | 237.143 | 125.2 | 267.7042
2001 | 362.96 | 38.085 | 473.4837
2002 | 440.878 | 186.845 | 465.0779
2003 | 745.664 | 253.661 | 738.6949
2004 | 661.766 | 481.89 | 771.816
2005 | 806.94 | 608.098 | 682.1894
2006 | 750.231 | 318.955 | 584.7878
2007 | 647.81 | 427.212 | 521.8908
2008 | 67.92 | 362.37 | 387.3744
2009 | 193.86 | 130.41 | 257.4545
2010 | 58.651 | 43.828 | 62.3074
2011 | 0 | 0 | 0
2012 | 0 | 0 | 0
2013 | 0 | 0 | 0
2014 | 0 | 0 | 0
2015 | 0 | 0 | 0
2016 | 0 | 0 | 0
2017 | 0 | 0 | 0
2018 | 0 | 0 | 0
2019 | 0 | 0 | 0
2020 | 0 | 0 | 0
2021 | 0 | 0 | 0
2022 | 0 | 0 | 0
2023 | 5.188 | 59.189 | 55.07
2024 | 94.406 | 267.012 | 263.3449
2025 | 317.923 | 486.368 | 486.5192
2026 | 562.51 | 652.032 | 644.7897
2027 | 801.587 | 755.287 | 707.3115
2028 | 833.333 | 804.899 | 764.9657
2029 | 833.333 | 787.365 | 759.1154
2030 | 821.32 | 532.528 | 730.0458
2031 | 713.628 | 223.348 | 624.3094
2032 | 459.234 | 114.237 | 468.5772
2033 | 166.967 | 77.191 | 269.0193
2034 | 77.836 | 20.635 | 66.6058
2035 | 0 | 0 | 0
2036 | 0 | 0 | 0
2037 | 0 | 0 | 0
2038 | 0 | 0 | 0
2039 | 0 | 0 | 0
2040 | 0 | 0 | 0
2041 | 0 | 0 | 0
2042 | 0 | 0 | 0
2043 | 0 | 0 | 0
2044 | 0 | 0 | 0
2045 | 0 | 0 | 0
2046 | 0 | 0 | 0
2047 | 49.758 | 19 | 57.4327
2048 | 244.8 | 112.121 | 247.3673
2049 | 454.093 | 136.228 | 441.6898
2050 | 612.562 | 174.988 | 565.5308
2051 | 627.651 | 114.839 | 657.0979
2052 | 699.084 | 159.463 | 683.8383
2053 | 639.151 | 241.996 | 672.2573
2054 | 656.851 | 287.956 | 622.6902
2055 | 449.485 | 341.576 | 538.0234
2056 | 305.61 | 332.736 | 414.8713
2057 | 154.564 | 189.768 | 237.2964
2058 | 0 | 2.831 | 59.7741
2059 | 0 | 0 | 0
2060 | 0 | 0 | 0
2061 | 0 | 0 | 0
2062 | 0 | 0 | 0
2063 | 0 | 0 | 0
2064 | 0 | 0 | 0
2065 | 0 | 0 | 0
2066 | 0 | 0 | 0
2067 | 0 | 0 | 0
2068 | 0 | 0 | 0
2069 | 0 | 0 | 0
2070 | 0 | 0 | 0
2071 | 10.337 | 1.106 | 66.6501
2072 | 35.403 | 10.881 | 253.7549
2073 | 273.732 | 19.659 | 430.0969
2074 | 104.793 | 50.252 | 581.7634
2075 | 224.189 | 76.415 | 627.4945
2076 | 39.935 | 66.546 | 682.8217
2077 | 115.194 | 87.132 | 705.9923
2078 | 358.231 | 58.426 | 627.932
2079 | 345.393 | 60.989 | 571.726
2080 | 56.144 | 32.352 | 402.6733
2081 | 98.759 | 5.356 | 235.0605
2082 | 1.93 | 0 | 63.2709
2083 | 0 | 0 | 0
2084 | 0 | 0 | 0
2085 | 0 | 0 | 0
2086 | 0 | 0 | 0
2087 | 0 | 0 | 0
2088 | 0 | 0 | 0
2089 | 0 | 0 | 0
2090 | 0 | 0 | 0
2091 | 0 | 0 | 0
2092 | 0 | 0 | 0
2093 | 0 | 0 | 0
2094 | 0 | 0 | 0
2095 | 37.691 | 16.075 | 18.4163
2096 | 249.342 | 103.779 | 117.9242
2097 | 238.618 | 83.163 | 280.0691
2098 | 263.746 | 71.017 | 514.3464
2099 | 350.757 | 323.396 | 742.6738
2100 | 307.238 | 264.321 | 531.3284
2101 | 356.198 | 163.174 | 783.81
2102 | 430.287 | 238.688 | 734.7829
2103 | 245.984 | 378.359 | 631.8524
2104 | 94.548 | 460.048 | 480.0486
2105 | 81.113 | 262.593 | 279.0816
2106 | 22.467 | 65.693 | 70.0506
2107 | 0 | 0 | 0
2108 | 0 | 0 | 0
2109 | 0 | 0 | 0
2110 | 0 | 0 | 0
2111 | 0 | 0 | 0
2112 | 0 | 0 | 0
2113 | 0 | 0 | 0
2114 | 0 | 0 | 0
2115 | 0 | 0 | 0
2116 | 0 | 0 | 0
2117 | 0 | 0 | 0
2118 | 0 | 0 | 0
2119 | 53.637 | 68.845 | 71.174
2120 | 176.367 | 217.555 | 287.1722
2121 | 133.06 | 377.473 | 485.9335
2122 | 142.783 | 576.418 | 628.834
2123 | 155.639 | 636.508 | 716.0166
2124 | 150.358 | 727.392 | 665.1443
2125 | 216.537 | 592.258 | 717.2499
2126 | 209.197 | 528.626 | 693.5385
2127 | 119.328 | 500.336 | 583.3383
2128 | 275.513 | 324.895 | 416.2351
2129 | 23.231 | 169.236 | 163.1961
2130 | 0 | 16.66 | 25.5948
2131 | 0 | 0 | 0
2132 | 0 | 0 | 0
2133 | 0 | 0 | 0
2134 | 0 | 0 | 0
2135 | 0 | 0 | 0
2136 | 0 | 0 | 0
2137 | 0 | 0 | 0
2138 | 0 | 0 | 0
2139 | 0 | 0 | 0
2140 | 0 | 0 | 0
2141 | 0 | 0 | 0
2142 | 0 | 0 | 0
2143 | 30.567 | 55.999 | 0.6056
2144 | 128.913 | 277.063 | 78.1243
2145 | 478.801 | 348.783 | 98.0638
2146 | 639.579 | 574.11 | 191.6528
2147 | 745.524 | 633.408 | 255.9305
2148 | 799.175 | 532.36 | 222.7563
2149 | 805.096 | 340.828 | 385.2501
2150 | 753.991 | 614.552 | 256.3969
2151 | 653.483 | 468.714 | 141.8389
2152 | 505.274 | 326.341 | 136.734
2153 | 308.572 | 132.244 | 58.5107
2154 | 97.863 | 39.461 | 58.8042
2155 | 0 | 0 | 0
2156 | 0 | 0 | 0
2157 | 0 | 0 | 0
2158 | 0 | 0 | 0
2159 | 0 | 0 | 0
2160 | 0 | 0 | 0
2161 | 0 | 0 | 0
2162 | 0 | 0 | 0
2163 | 0 | 0 | 0
2164 | 0 | 0 | 0
2165 | 0 | 0 | 0
2166 | 0 | 0 | 0
2167 | 56.577 | 0 | 69.2457
2168 | 237.417 | 41.898 | 245.2009
2169 | 421.445 | 42.554 | 408.7831
2170 | 564.879 | 124.204 | 533.7935
2171 | 661.346 | 120.993 | 589.197
2172 | 702.113 | 178.289 | 674.2149
2173 | 700.721 | 150.15 | 575.5851
2174 | 660.129 | 95.774 | 533.058
2175 | 571.526 | 214.973 | 324.8079
2176 | 439.21 | 129.741 | 134.3403
2177 | 265.915 | 139.148 | 134.4259
2178 | 85.609 | 65.661 | 41.9784
2179 | 0 | 0 | 0
2180 | 0 | 0 | 0
2181 | 0 | 0 | 0
2182 | 0 | 0 | 0
2183 | 0 | 0 | 0
2184 | 0 | 0 | 0
2185 | 0 | 0 | 0
2186 | 0 | 0 | 0
2187 | 0 | 0 | 0
2188 | 0 | 0 | 0
2189 | 0 | 0 | 0
2190 | 0 | 0 | 0
2191 | 56.345 | 82.657 | 59.0853
2192 | 230.461 | 298.646 | 166.1611
2193 | 406.384 | 512.512 | 279.2362
2194 | 539.098 | 695.665 | 338.6741
2195 | 624.9 | 807.467 | 426.5326
2196 | 586.99 | 833.333 | 554.7103
2197 | 557.472 | 833.333 | 450.0463
2198 | 560.854 | 790.669 | 697.1912
2199 | 545.717 | 668.573 | 591.8104
2200 | 418.579 | 498.355 | 447.2556
2201 | 243.657 | 286.115 | 261.7464
2202 | 74.539 | 78.248 | 67.2594
2203 | 0 | 0 | 0
2204 | 0 | 0 | 0
2205 | 0 | 0 | 0
2206 | 0 | 0 | 0
2207 | 0 | 0 | 0
2208 | 0 | 0 | 0
2209 | 0 | 0 | 0
2210 | 0 | 0 | 0
2211 | 0 | 0 | 0
2212 | 0 | 0 | 0
2213 | 0 | 0 | 0
2214 | 0 | 0 | 0
2215 | 27.704 | 87.202 | 84.7826
2216 | 166.869 | 296.219 | 299.8405
2217 | 405.873 | 502.905 | 494.0615
2218 | 538.402 | 658.435 | 627.7463
2219 | 558.029 | 759.958 | 730.97
2220 | 564.797 | 731.256 | 769.9127
2221 | 570.659 | 687.616 | 739.4006
2222 | 573.762 | 484.611 | 650.7393
2223 | 464.009 | 359.699 | 519.3142
2224 | 300.832 | 273.6 | 385.1448
2225 | 220.109 | 105.842 | 199.1145
2226 | 64.24 | 31.072 | 51.135
2227 | 0 | 0 | 0
2228 | 0 | 0 | 0
2229 | 0 | 0 | 0
2230 | 0 | 0 | 0
2231 | 0 | 0 | 0
2232 | 0 | 0 | 0
2233 | 0 | 0 | 0
2234 | 0 | 0 | 0
2235 | 0 | 0 | 0
2236 | 0 | 0 | 0
2237 | 0 | 0 | 0
2238 | 0 | 0 | 0
2239 | 64.529 | 15.124 | 16.7071
2240 | 243.203 | 10.676 | 122.6958
2241 | 434.487 | 39.363 | 200.7496
2242 | 579.049 | 67.583 | 219.39
2243 | 675.933 | 256.485 | 280.2933
2244 | 722.372 | 285.232 | 163.4538
2245 | 721.132 | 242.674 | 172.6344
2246 | 680.351 | 251.764 | 175.7068
2247 | 480.253 | 278.013 | 84.384
2248 | 383.196 | 73.391 | 84.6582
2249 | 109.133 | 232.048 | 22.5909
2250 | 37.05 | 68.393 | 5.9247
2251 | 0 | 0 | 0
2252 | 0 | 0 | 0
2253 | 0 | 0 | 0
2254 | 0 | 0 | 0
2255 | 0 | 0 | 0
2256 | 0 | 0 | 0
2257 | 0 | 0 | 0
2258 | 0 | 0 | 0
2259 | 0 | 0 | 0
2260 | 0 | 0 | 0
2261 | 0 | 0 | 0
2262 | 0 | 0 | 0
2263 | 38.952 | 63.608 | 74.7192
2264 | 14.045 | 251.335 | 190.3136
2265 | 277.47 | 217.703 | 469.1702
2266 | 54.035 | 416.974 | 335.236
2267 | 22.695 | 743.88 | 114.9891
2268 | 68.051 | 790.136 | 364.6998
2269 | 94.014 | 774.118 | 457.8668
2270 | 226.829 | 721.895 | 493.6451
2271 | 568.906 | 619.051 | 350.2445
2272 | 251.44 | 453.967 | 233.1482
2273 | 270.446 | 263.024 | 85.0878
2274 | 81.764 | 76.014 | 21.8341
2275 | 0 | 0 | 0
2276 | 0 | 0 | 0
2277 | 0 | 0 | 0
2278 | 0 | 0 | 0
2279 | 0 | 0 | 0
2280 | 0 | 0 | 0
2281 | 0 | 0 | 0
2282 | 0 | 0 | 0
2283 | 0 | 0 | 0
2284 | 0 | 0 | 0
2285 | 0 | 0 | 0
2286 | 0 | 0 | 0
2287 | 1.041 | 2.806 | 81.4258
2288 | 18.334 | 35.977 | 271.0681
2289 | 134.99 | 31.629 | 427.397
2290 | 27.737 | 270.957 | 552.376
2291 | 70.31 | 122.123 | 639.0961
2292 | 239.627 | 133.714 | 687.465
2293 | 225.934 | 283.971 | 671.0583
2294 | 130.286 | 309.763 | 649.3894
2295 | 71.022 | 191.573 | 524.6062
2296 | 114.759 | 251.135 | 401.2007
2297 | 0 | 63.556 | 232.8598
2298 | 0 | 78.889 | 77.4944
2299 | 0 | 0 | 0
2300 | 0 | 0 | 0
2301 | 0 | 0 | 0
2302 | 0 | 0 | 0
2303 | 0 | 0 | 0
2304 | 0 | 0 | 0
2305 | 0 | 0 | 0
2306 | 0 | 0 | 0
2307 | 0 | 0 | 0
2308 | 0 | 0 | 0
2309 | 0 | 0 | 0
2310 | 0 | 0 | 0
2311 | 37.135 | 0 | 67.2825
2312 | 164.851 | 13.43 | 144.3424
2313 | 272.209 | 80.847 | 279.6138
2314 | 425.114 | 104.993 | 293.3536
2315 | 292.228 | 112.438 | 215.9883
2316 | 336.939 | 304.485 | 319.487
2317 | 271.406 | 487.855 | 257.0394
2318 | 165.413 | 465.065 | 278.5863
2319 | 313.92 | 312.892 | 167.503
2320 | 269.932 | 180.687 | 130.4555
2321 | 164.988 | 149.517 | 41.0142
2322 | 62.722 | 21.995 | 8.8842
2323 | 0 | 0 | 0
2324 | 0 | 0 | 0
2325 | 0 | 0 | 0
2326 | 0 | 0 | 0
2327 | 0 | 0 | 0
2328 | 0 | 0 | 0
2329 | 0 | 0 | 0
2330 | 0 | 0 | 0
2331 | 0 | 0 | 0
2332 | 0 | 0 | 0
2333 | 0 | 0 | 0
2334 | 0 | 0 | 0
2335 | 71.791 | 8.192 | 81.3147
2336 | 156.03 | 186.383 | 89.9366
2337 | 365.661 | 374.879 | 230.594
2338 | 550.12 | 460.906 | 412.1065
2339 | 470.327 | 583.542 | 693.8819
2340 | 624.05 | 709.527 | 469.0941
2341 | 448.259 | 800.096 | 672.1929
2342 | 420.359 | 730.688 | 205.4802
2343 | 431.474 | 625.217 | 143.4043
2344 | 297.314 | 470.312 | 201.7579
2345 | 43.176 | 273.314 | 265.7022
2346 | 75.172 | 81.386 | 79.3798
2347 | 0 | 0 | 0
2348 | 0 | 0 | 0
2349 | 0 | 0 | 0
2350 | 0 | 0 | 0
2351 | 0 | 0 | 0
2352 | 0 | 0 | 0
2353 | 0 | 0 | 0
2354 | 0 | 0 | 0
2355 | 0 | 0 | 0
2356 | 0 | 0 | 0
2357 | 0 | 0 | 0
2358 | 0 | 0 | 0
2359 | 84.403 | 67.539 | 99.4789
2360 | 131.83 | 131.82 | 297.9804
2361 | 142.198 | 246.251 | 462.9613
2362 | 47.046 | 499.932 | 616.9526
2363 | 540.614 | 567.558 | 706.5646
2364 | 126.571 | 652.995 | 745.6558
2365 | 55.473 | 646.978 | 740.5544
2366 | 93.963 | 561.973 | 558.8374
2367 | 122.538 | 494.481 | 585.8131
2368 | 47.535 | 267.857 | 445.3274
2369 | 10.982 | 60.404 | 262.5618
2370 | 0 | 67.937 | 76.2511
2371 | 0 | 0 | 0
2372 | 0 | 0 | 0
2373 | 0 | 0 | 0
2374 | 0 | 0 | 0
2375 | 0 | 0 | 0
2376 | 0 | 0 | 0
2377 | 0 | 0 | 0
2378 | 0 | 0 | 0
2379 | 0 | 0 | 0
2380 | 0 | 0 | 0
2381 | 0 | 0 | 0
2382 | 0 | 0 | 0.044324
2383 | 12.143 | 96.18 | 106.4739
2384 | 140.924 | 277.496 | 273.307
2385 | 360.076 | 462.164 | 489.9149
2386 | 636.785 | 606.931 | 622.8042
2387 | 726.994 | 690.436 | 706.2302
2388 | 769.332 | 736.892 | 729.405
2389 | 765.536 | 750.255 | 721.7994
2390 | 714.982 | 688.76 | 679.2646
2391 | 623.878 | 592.044 | 587.6651
2392 | 477.721 | 341.506 | 444.0024
2393 | 293.064 | 258.834 | 243.3963
2394 | 81.789 | 78.647 | 75.3495
2395 | 0 | 0 | 0
2396 | 0 | 0 | 0
2397 | 0 | 0 | 0
2398 | 0 | 0 | 0
2399 | 0 | 0 | 0
2400 | 0 | 0 | 0
2401 | 0 | 0 | 0
2402 | 0 | 0 | 0
2403 | 0 | 0 | 0
2404 | 0 | 0 | 0
2405 | 0 | 0 | 0
2406 | 0 | 0 | 0
2407 | 86.569 | 34.028 | 74.1572
2408 | 268.126 | 231.303 | 186.0499
2409 | 454.973 | 359.357 | 325.1052
2410 | 601.198 | 460.26 | 532.7283
2411 | 703.393 | 400.886 | 527.6411
2412 | 743.523 | 214.484 | 247.3024
2413 | 742.668 | 325.099 | 214.8302
2414 | 701.293 | 226.237 | 156.9838
2415 | 616.574 | 185.353 | 115.161
2416 | 480.715 | 34.884 | 82.843
2417 | 300.44 | 4.327 | 55.723
2418 | 107.788 | 79.752 | 27.6317
2419 | 2.373 | 0 | 0
2420 | 0 | 0 | 0
2421 | 0 | 0 | 0
2422 | 0 | 0 | 0
2423 | 0 | 0 | 0
2424 | 0 | 0 | 0
2425 | 0 | 0 | 0
2426 | 0 | 0 | 0
2427 | 0 | 0 | 0
2428 | 0 | 0 | 0
2429 | 0 | 0 | 0
2430 | 0 | 0 | 0
2431 | 91.981 | 98.023 | 53.909
2432 | 284.531 | 285.764 | 187.9681
2433 | 471.554 | 468.667 | 454.5214
2434 | 614.704 | 374.104 | 547.76
2435 | 710.778 | 590.386 | 620.04
2436 | 752.326 | 642.836 | 654.0625
2437 | 749.863 | 548.797 | 712.2084
2438 | 708.219 | 122.451 | 591.9167
2439 | 617.897 | 255.731 | 505.1705
2440 | 484.088 | 248.304 | 390.2212
2441 | 302.184 | 171.871 | 134.631
2442 | 95.886 | 36.773 | 72.4454
2443 | 3.823 | 0 | 0
2444 | 0 | 0 | 0
2445 | 0 | 0 | 0
2446 | 0 | 0 | 0
2447 | 0 | 0 | 0
2448 | 0 | 0 | 0
2449 | 0 | 0 | 0
2450 | 0 | 0 | 0
2451 | 0 | 0 | 0
2452 | 0 | 0 | 0
2453 | 0 | 0 | 0
2454 | 0 | 2.216 | 1.7437
2455 | 93.349 | 109.364 | 18.4325
2456 | 287.134 | 139.012 | 93.0545
2457 | 469.823 | 95.582 | 254.3908
2458 | 611.838 | 147.153 | 515.863
2459 | 697.11 | 178.949 | 556.5654
2460 | 738.717 | 577.007 | 635.1852
2461 | 738.056 | 61.144 | 625.3179
2462 | 519.191 | 80.316 | 594.5119
2463 | 508.999 | 203.35 | 522.7029
2464 | 355.896 | 63.352 | 289.679
2465 | 300.283 | 56.912 | 194.0523
2466 | 109.051 | 69.931 | 68.9238
2467 | 3.803 | 0 | 0
2468 | 0 | 0 | 0
2469 | 0 | 0 | 0
2470 | 0 | 0 | 0
2471 | 0 | 0 | 0
2472 | 0 | 0 | 0
2473 | 0 | 0 | 0
2474 | 0 | 0 | 0
2475 | 0 | 0 | 0
2476 | 0 | 0 | 0
2477 | 0 | 0 | 0
2478 | 0 | 3.747 | 3.6993
2479 | 98.969 | 117.302 | 109.4368
2480 | 296.498 | 336.152 | 246.2392
2481 | 478.341 | 540.335 | 415.1161
2482 | 615.054 | 679.346 | 552.4636
2483 | 704.072 | 756.783 | 637.2623
2484 | 745.017 | 793.646 | 569.0854
2485 | 745.666 | 785.978 | 477.5948
2486 | 703.126 | 731.87 | 552.1116
2487 | 616.939 | 136.59 | 519.1665
2488 | 485.401 | 106.582 | 339.1149
2489 | 306.677 | 151.081 | 170.7325
2490 | 112.198 | 82.69 | 68.5663
2491 | 3.984 | 0 | 0
2492 | 0 | 0 | 0
2493 | 0 | 0 | 0
2494 | 0 | 0 | 0
2495 | 0 | 0 | 0
2496 | 0 | 0 | 0
2497 | 0 | 0 | 0
2498 | 0 | 0 | 0
2499 | 0 | 0 | 0
2500 | 0 | 0 | 0
2501 | 0 | 0 | 0
2502 | 0 | 4.47 | 1.5392
2503 | 6.454 | 120.602 | 22.516
2504 | 44.58 | 337.451 | 68.2774
2505 | 216.345 | 543.551 | 137.6164
2506 | 132.928 | 692.243 | 174.5899
2507 | 455.818 | 777.764 | 233.481
2508 | 374.871 | 800.205 | 258.8375
2509 | 284.9 | 791.316 | 320.4863
2510 | 440.527 | 706.088 | 253.9085
2511 | 105.416 | 609.462 | 130.7523
2512 | 65.948 | 466.769 | 93.8956
2513 | 24.674 | 281.971 | 48.8166
2514 | 76.51 | 88.468 | 72.2337
2515 | 0 | 0 | 0
2516 | 0 | 0 | 0
2517 | 0 | 0 | 0
2518 | 0 | 0 | 0
2519 | 0 | 0 | 0
2520 | 0 | 0 | 0
2521 | 0 | 0 | 0
2522 | 0 | 0 | 0
2523 | 0 | 0 | 0
2524 | 0 | 0 | 0
2525 | 0 | 0 | 0
2526 | 0 | 5.256 | 7.7394
2527 | 93.293 | 119.947 | 133.2603
2528 | 180.346 | 329.259 | 345.4908
2529 | 385.137 | 516.84 | 533.719
2530 | 423.752 | 654.365 | 672.9345
2531 | 433.823 | 739.855 | 761.2459
2532 | 290.945 | 777.337 | 794.5786
2533 | 118.572 | 768.075 | 789.6459
2534 | 137.143 | 717.065 | 738.0223
2535 | 97.921 | 620.015 | 637.3532
2536 | 81.346 | 473.363 | 488.6317
2537 | 17.662 | 282.11 | 294.5044
2538 | 23.797 | 91.374 | 94.8607
2539 | 0 | 0 | 0
2540 | 0 | 0 | 0
2541 | 0 | 0 | 0
2542 | 0 | 0 | 0
2543 | 0 | 0 | 0
2544 | 0 | 0 | 0
2545 | 0 | 0 | 0
2546 | 0 | 0 | 0
2547 | 0 | 0 | 0
2548 | 0 | 0 | 0
2549 | 0 | 0 | 0
2550 | 0 | 5.938 | 5.1914
2551 | 4.808 | 121.458 | 106.8639
2552 | 58.022 | 326.858 | 272.7176
2553 | 115.532 | 510.526 | 375.0008
2554 | 229.486 | 643.878 | 640.8207
2555 | 114.951 | 724.872 | 665.4773
2556 | 219.641 | 763.988 | 736.2885
2557 | 348.6 | 759.371 | 724.8175
2558 | 87.414 | 705.401 | 721.1827
2559 | 66.49 | 609.625 | 620.221
2560 | 134.395 | 463.299 | 472.3045
2561 | 153.901 | 277.69 | 236.699
2562 | 22.343 | 88.99 | 86.3917
2563 | 0 | 0 | 0
2564 | 0 | 0 | 0
2565 | 0 | 0 | 0
2566 | 0 | 0 | 0
2567 | 0 | 0 | 0
2568 | 0 | 0 | 0
2569 | 0 | 0 | 0
2570 | 0 | 0 | 0
2571 | 0 | 0 | 0
2572 | 0 | 0 | 0
2573 | 0 | 0 | 0
2574 | 0 | 11.474 | 8.4165
2575 | 3.945 | 116.997 | 105.7748
2576 | 69.798 | 299.902 | 302.206
2577 | 123.742 | 466.332 | 438.9905
2578 | 87.823 | 588.038 | 523.3558
2579 | 400.359 | 673.249 | 609.8822
2580 | 633.994 | 705.465 | 590.171
2581 | 342.383 | 697.544 | 584.9026
2582 | 586.049 | 670.712 | 552.1496
2583 | 630.331 | 585.859 | 443.477
2584 | 491.253 | 444.217 | 279.1077
2585 | 310.397 | 261.046 | 222.152
2586 | 93.041 | 87.244 | 73.0539
2587 | 9.89 | 0 | 0
2588 | 0 | 0 | 0
2589 | 0 | 0 | 0
2590 | 0 | 0 | 0
2591 | 0 | 0 | 0
2592 | 0 | 0 | 0
2593 | 0 | 0 | 0
2594 | 0 | 0 | 0
2595 | 0 | 0 | 0
2596 | 0 | 0 | 0
2597 | 0 | 0 | 0
2598 | 5.088 | 8.396 | 9.3682
2599 | 78.365 | 118.762 | 113.0788
2600 | 307.095 | 307.925 | 337.6777
2601 | 483.785 | 486.199 | 440.8301
2602 | 318.637 | 624.477 | 609.5554
2603 | 416.572 | 708.605 | 727.6396
2604 | 295.661 | 758.333 | 763.4017
2605 | 334.416 | 701.834 | 755.3579
2606 | 310.919 | 668.25 | 704.5931
2607 | 622.927 | 563.633 | 610.5498
2608 | 478.397 | 426.002 | 393.8021
2609 | 303.924 | 235.804 | 287.3723
2610 | 114.201 | 57.113 | 81.717
2611 | 7.37 | 0 | 1.6686
2612 | 0 | 0 | 0
2613 | 0 | 0 | 0
2614 | 0 | 0 | 0
2615 | 0 | 0 | 0
2616 | 0 | 0 | 0
2617 | 0 | 0 | 0
2618 | 0 | 0 | 0
2619 | 0 | 0 | 0
2620 | 0 | 0 | 0
2621 | 0 | 0 | 0
2622 | 7.131 | 0 | 11.2696
2623 | 110.829 | 0 | 126.7001
2624 | 297.502 | 41.282 | 336.9065
2625 | 469.113 | 228.425 | 478.0465
2626 | 594.313 | 112.947 | 604.7148
2627 | 685.285 | 298.988 | 698.7929
2628 | 724.671 | 348.419 | 735.8149
2629 | 718.506 | 629.382 | 736.0378
2630 | 683.69 | 400.445 | 683.7692
2631 | 593.605 | 254.077 | 595.1634
2632 | 462.9 | 369.721 | 456.0964
2633 | 291.276 | 83.846 | 276.5601
2634 | 90.826 | 24.829 | 93.5262
2635 | 9.734 | 0 | 1.646
2636 | 0 | 0 | 0
2637 | 0 | 0 | 0
2638 | 0 | 0 | 0
2639 | 0 | 0 | 0
2640 | 0 | 0 | 0
2641 | 0 | 0 | 0
2642 | 0 | 0 | 0
2643 | 0 | 0 | 0
2644 | 0 | 0 | 0
2645 | 0 | 0 | 0
2646 | 2.037 | 11.528 | 10.2402
2647 | 100.93 | 7.852 | 117.4033
2648 | 246.225 | 71.226 | 281.624
2649 | 459.456 | 301.97 | 435.6592
2650 | 590.354 | 545.17 | 552.0164
2651 | 681.669 | 607.474 | 658.1261
2652 | 405.773 | 645.303 | 707.2264
2653 | 725.975 | 649.488 | 712.3011
2654 | 514.475 | 575.71 | 659.2783
2655 | 588.295 | 474.474 | 570.1617
2656 | 302.068 | 373.563 | 425.1609
2657 | 186.337 | 264.646 | 222.971
2658 | 115.761 | 96.357 | 82.0875
2659 | 10.494 | 2.721 | 2.2633
2660 | 0 | 0 | 0
2661 | 0 | 0 | 0
2662 | 0 | 0 | 0
2663 | 0 | 0 | 0
2664 | 0 | 0 | 0
2665 | 0 | 0 | 0
2666 | 0 | 0 | 0
2667 | 0 | 0 | 0
2668 | 0 | 0 | 0
2669 | 0 | 0 | 0
2670 | 4.711 | 13.822 | 14.5168
2671 | 9.932 | 128.868 | 83.3366
2672 | 294.579 | 313.407 | 213.5079
2673 | 322.201 | 495.028 | 246.271
2674 | 151.014 | 631.643 | 366.112
2675 | 175.171 | 717.629 | 621.1073
2676 | 347.799 | 753.989 | 480.3449
2677 | 367.571 | 746.474 | 356.3915
2678 | 357.273 | 689 | 211.8251
2679 | 411.63 | 590.898 | 233.6674
2680 | 229.492 | 445.352 | 89.0095
2681 | 165.603 | 270.419 | 84.7792
2682 | 53.544 | 96.69 | 15.4134
2683 | 11.688 | 3.39 | 0
2684 | 0 | 0 | 0
2685 | 0 | 0 | 0
2686 | 0 | 0 | 0
2687 | 0 | 0 | 0
2688 | 0 | 0 | 0
2689 | 0 | 0 | 0
2690 | 0 | 0 | 0
2691 | 0 | 0 | 0
2692 | 0 | 0 | 0
2693 | 0 | 0 | 0
2694 | 9.449 | 14.286 | 3.3896
2695 | 122.683 | 128.575 | 43.4186
2696 | 322.612 | 304.033 | 86.3951
2697 | 501.907 | 465.712 | 204.6701
2698 | 634.292 | 554.19 | 287.5268
2699 | 721.547 | 656.786 | 264.292
2700 | 762.111 | 705.973 | 299.5612
2701 | 757.465 | 736.786 | 604.4273
2702 | 717.253 | 689.509 | 333.9077
2703 | 628.147 | 588.138 | 495.3608
2704 | 497.43 | 441.108 | 273.5537
2705 | 319.867 | 262.836 | 104.191
2706 | 124.398 | 94.702 | 35.3856
2707 | 11.431 | 0.846 | 0
2708 | 0 | 0 | 0
2709 | 0 | 0 | 0
2710 | 0 | 0 | 0
2711 | 0 | 0 | 0
2712 | 0 | 0 | 0
2713 | 0 | 0 | 0
2714 | 0 | 0 | 0
2715 | 0 | 0 | 0
2716 | 0 | 0 | 0
2717 | 0 | 0 | 0
2718 | 10.993 | 15.052 | 15.5872
2719 | 124.274 | 131.984 | 149.5096
2720 | 319.119 | 318.419 | 357.6657
2721 | 491.845 | 504.61 | 539.2412
2722 | 616.793 | 646.212 | 670.8035
2723 | 697.681 | 723.522 | 752.6226
2724 | 598.936 | 763.858 | 785.9636
2725 | 678.778 | 755.012 | 774.7757
2726 | 576.657 | 697.346 | 720.9955
2727 | 504.98 | 602.959 | 624.4257
2728 | 397.131 | 459.654 | 483.8547
2729 | 223.456 | 274.189 | 297.8776
2730 | 44.128 | 96.377 | 101.116
2731 | 3.563 | 4.865 | 4.4411
2732 | 0 | 0 | 0
2733 | 0 | 0 | 0
2734 | 0 | 0 | 0
2735 | 0 | 0 | 0
2736 | 0 | 0 | 0
2737 | 0 | 0 | 0
2738 | 0 | 0 | 0
2739 | 0 | 0 | 0
2740 | 0 | 0 | 0
2741 | 0 | 0 | 0
2742 | 0.207 | 16.831 | 16.9376
2743 | 64.596 | 120.928 | 146.4147
2744 | 199.172 | 320.586 | 341.566
2745 | 145.419 | 439.371 | 410.9958
2746 | 252.57 | 605.506 | 627.342
2747 | 295.794 | 701.932 | 566.6061
2748 | 412.555 | 706.494 | 690.3243
2749 | 320.862 | 710.914 | 635.9987
2750 | 134.421 | 640.083 | 664.3322
2751 | 126.968 | 576.862 | 498.8823
2752 | 77.718 | 453.529 | 380.8945
2753 | 59.003 | 262.761 | 181.5229
2754 | 1.859 | 97.563 | 29.1724
2755 | 0 | 5.135 | 0.14547
2756 | 0 | 0 | 0
2757 | 0 | 0 | 0
2758 | 0 | 0 | 0
2759 | 0 | 0 | 0
2760 | 0 | 0 | 0
2761 | 0 | 0 | 0
2762 | 0 | 0 | 0
2763 | 0 | 0 | 0
2764 | 0 | 0 | 0
2765 | 0 | 0 | 0
2766 | 3.791 | 12.046 | 7.2836
2767 | 49.056 | 67.078 | 11.2938
2768 | 129.75 | 136.076 | 119.1754
2769 | 262.398 | 333.135 | 93.9634
2770 | 338.771 | 542.269 | 495.8391
2771 | 366.632 | 715.558 | 367.0196
2772 | 381.056 | 761.426 | 598.6354
2773 | 276.06 | 748.79 | 691.5015
2774 | 236.097 | 486.055 | 484.4248
2775 | 282.378 | 586.595 | 497.387
2776 | 95.553 | 439.674 | 166.9267
2777 | 63.111 | 266.173 | 48.4211
2778 | 32.106 | 102.845 | 79.5203
2779 | 0 | 3.511 | 3.3636
2780 | 0 | 0 | 0
2781 | 0 | 0 | 0
2782 | 0 | 0 | 0
2783 | 0 | 0 | 0
2784 | 0 | 0 | 0
2785 | 0 | 0 | 0
2786 | 0 | 0 | 0
2787 | 0 | 0 | 0
2788 | 0 | 0 | 0
2789 | 0 | 0 | 0
2790 | 8.348 | 0 | 9.2392
2791 | 120.527 | 19.232 | 36.2656
2792 | 22.389 | 16.544 | 118.9694
2793 | 97.963 | 65.259 | 154.2904
2794 | 114.247 | 105.664 | 146.2264
2795 | 458.288 | 239.359 | 319.7091
2796 | 314 | 314.431 | 406.0059
2797 | 217.255 | 353.232 | 179.3306
2798 | 393.064 | 372.887 | 287.4278
2799 | 216.915 | 369.377 | 209.015
2800 | 97.806 | 270.952 | 99.933
2801 | 57.423 | 167.176 | 57.9502
2802 | 136.396 | 46.403 | 28.8637
2803 | 14.913 | 0 | 6.284
2804 | 0 | 0 | 0
2805 | 0 | 0 | 0
2806 | 0 | 0 | 0
2807 | 0 | 0 | 0
2808 | 0 | 0 | 0
2809 | 0 | 0 | 0
2810 | 0 | 0 | 0
2811 | 0 | 0 | 0
2812 | 0 | 0 | 0
2813 | 0 | 0 | 0
2814 | 9.356 | 0 | 16.5719
2815 | 75.767 | 4.437 | 128.5296
2816 | 208.85 | 104.19 | 297.2282
2817 | 391.085 | 44.715 | 446.3653
2818 | 471.104 | 56.503 | 554.2456
2819 | 373.025 | 127.622 | 626.2909
2820 | 187.38 | 67.857 | 657.6929
2821 | 392.889 | 93.709 | 651.4511
2822 | 527.014 | 100.302 | 590.7438
2823 | 635.949 | 134.43 | 518.9902
2824 | 499.967 | 64.788 | 379.3425
2825 | 325.359 | 70.994 | 227.7259
2826 | 131.436 | 47.196 | 82.6425
2827 | 15.725 | 0.831 | 10.9697
2828 | 0 | 0 | 0
2829 | 0 | 0 | 0
2830 | 0 | 0 | 0
2831 | 0 | 0 | 0
2832 | 0 | 0 | 0
2833 | 0 | 0 | 0
2834 | 0 | 0 | 0
2835 | 0 | 0 | 0
2836 | 0 | 0 | 0
2837 | 0 | 0 | 0
2838 | 15.928 | 0 | 2.6624
2839 | 137.274 | 13.114 | 31.2429
2840 | 336.648 | 30.314 | 57.4114
2841 | 511.349 | 117.336 | 75.9392
2842 | 637.754 | 44.545 | 91.5478
2843 | 716.658 | 89.001 | 142.0185
2844 | 759.235 | 173.907 | 204.9314
2845 | 753.493 | 191.65 | 231.8487
2846 | 704.961 | 763.05 | 184.0621
2847 | 620.944 | 654.477 | 229.808
2848 | 490.689 | 504.673 | 266.3975
2849 | 319.268 | 307.882 | 123.3278
2850 | 131.505 | 109.761 | 61.1948
2851 | 16.443 | 8.959 | 3.2288
2852 | 0 | 0 | 0
2853 | 0 | 0 | 0
2854 | 0 | 0 | 0
2855 | 0 | 0 | 0
2856 | 0 | 0 | 0
2857 | 0 | 0 | 0
2858 | 0 | 0 | 0
2859 | 0 | 0 | 0
2860 | 0 | 0 | 0
2861 | 0 | 0 | 0
2862 | 17.802 | 24.534 | 14.4612
2863 | 133.664 | 155.915 | 45.0329
2864 | 307.572 | 359.482 | 107.4654
2865 | 391.147 | 550.353 | 149.0594
2866 | 256.976 | 695.384 | 257.7982
2867 | 160.398 | 787.036 | 234.0427
2868 | 345.596 | 827.645 | 249.8854
2869 | 703.638 | 822.544 | 286.414
2870 | 651.616 | 756.166 | 231.7382
2871 | 355.992 | 645.37 | 201.8829
2872 | 293.122 | 494.686 | 156.3911
2873 | 284.796 | 296.998 | 86.6397
2874 | 91.698 | 111.325 | 47.1288
2875 | 16.454 | 10.445 | 1.9975
2876 | 0 | 0 | 0
2877 | 0 | 0 | 0
2878 | 0 | 0 | 0
2879 | 0 | 0 | 0
2880 | 0 | 0 | 0
2881 | 0 | 0 | 0
2882 | 0 | 0 | 0
2883 | 0 | 0 | 0
2884 | 0 | 0 | 0
2885 | 0 | 0 | 0
2886 | 19.467 | 21.65 | 17.3316
2887 | 142.931 | 155.144 | 116.9066
2888 | 170.964 | 355.141 | 256.0178
2889 | 229.273 | 531.05 | 399.9801
2890 | 529.169 | 656.975 | 492.3811
2891 | 573.018 | 750.038 | 496.0125
2892 | 689.163 | 688.346 | 625.1281
2893 | 759.079 | 710.996 | 638.9573
2894 | 577.355 | 679.88 | 633.499
2895 | 626.952 | 494.336 | 580.2072
2896 | 492.297 | 330.05 | 375.2647
2897 | 318.246 | 205.511 | 259.4294
2898 | 133.566 | 95.146 | 88.6616
2899 | 17.895 | 10.453 | 9.2021
2900 | 0 | 0 | 0
2901 | 0 | 0 | 0
2902 | 0 | 0 | 0
2903 | 0 | 0 | 0
2904 | 0 | 0 | 0
2905 | 0 | 0 | 0
2906 | 0 | 0 | 0
2907 | 0 | 0 | 0
2908 | 0 | 0 | 0
2909 | 0 | 0 | 0
2910 | 8.349 | 2.682 | 23.9519
2911 | 90.875 | 29.3 | 35.6837
2912 | 104.528 | 133.139 | 196.0861
2913 | 144.421 | 103.324 | 137.3138
2914 | 96.092 | 76.92 | 235.3087
2915 | 109.131 | 116.131 | 523.2418
2916 | 109.203 | 152.364 | 317.6563
2917 | 119.706 | 376.401 | 736.894
2918 | 155.956 | 556.712 | 463.3367
2919 | 162.649 | 242.255 | 580.0675
2920 | 258.946 | 316.318 | 459.8467
2921 | 158.273 | 203.189 | 297.8799
2922 | 74.445 | 81.052 | 107.3267
2923 | 8.043 | 5.086 | 11.362
2924 | 0 | 0 | 0
2925 | 0 | 0 | 0
2926 | 0 | 0 | 0
2927 | 0 | 0 | 0
2928 | 0 | 0 | 0
2929 | 0 | 0 | 0
2930 | 0 | 0 | 0
2931 | 0 | 0 | 0
2932 | 0 | 0 | 0
2933 | 0 | 0 | 0
2934 | 20.877 | 12.927 | 25.8455
2935 | 148.493 | 143.318 | 164.193
2936 | 241.491 | 315.74 | 359.9858
2937 | 314.324 | 391.879 | 528.3985
2938 | 550.529 | 572.053 | 648.4912
2939 | 744.919 | 553.437 | 728.8902
2940 | 520.209 | 605.747 | 760.1683
2941 | 266.075 | 610 | 650.9949
2942 | 269.89 | 603.955 | 597.2379
2943 | 193.899 | 481.074 | 602.651
2944 | 247.814 | 290.714 | 404.8911
2945 | 336.257 | 261.085 | 290.7
2946 | 140.01 | 86.152 | 109.0294
2947 | 19.418 | 9.258 | 11.8483
2948 | 0 | 0 | 0
2949 | 0 | 0 | 0
2950 | 0 | 0 | 0
2951 | 0 | 0 | 0
2952 | 0 | 0 | 0
2953 | 0 | 0 | 0
2954 | 0 | 0 | 0
2955 | 0 | 0 | 0
2956 | 0 | 0 | 0
2957 | 0 | 0 | 0
2958 | 22.225 | 21.856 | 31.6675
2959 | 150.149 | 117.308 | 161.3142
2960 | 351.192 | 51.231 | 342.6051
2961 | 523.166 | 102.834 | 503.9427
2962 | 645.442 | 248.433 | 624.423
2963 | 728.72 | 126.733 | 649.9198
2964 | 763.923 | 239.136 | 727.8743
2965 | 757.336 | 160.458 | 619.071
2966 | 715.761 | 245.184 | 581.3874
2967 | 628.927 | 129.955 | 406.4343
2968 | 498.553 | 46.174 | 285.3587
2969 | 329.1 | 55.804 | 195.7292
2970 | 137.169 | 34.589 | 62.2963
2971 | 18.548 | 0.972 | 5.1574
2972 | 0 | 0 | 0
2973 | 0 | 0 | 0
2974 | 0 | 0 | 0
2975 | 0 | 0 | 0
2976 | 0 | 0 | 0
2977 | 0 | 0 | 0
2978 | 0 | 0 | 0
2979 | 0 | 0 | 0
2980 | 0 | 0 | 0
2981 | 0 | 0 | 0
2982 | 21.679 | 23.715 | 4.7391
2983 | 148.489 | 160.858 | 132.0181
2984 | 335.457 | 372.374 | 273.379
2985 | 497.414 | 560.414 | 415.5927
2986 | 615.952 | 408.254 | 461.4781
2987 | 703.439 | 797.289 | 265.558
2988 | 733.284 | 833.333 | 234.205
2989 | 723.211 | 828.689 | 389.5287
2990 | 676.844 | 767.487 | 210.1308
2991 | 590.557 | 661.048 | 162.1555
2992 | 460.679 | 504.367 | 419.0111
2993 | 300.782 | 313.487 | 149.0876
2994 | 133.15 | 112.762 | 40.8853
2995 | 24.436 | 10.913 | 2.4643
2996 | 0 | 0 | 0
2997 | 0 | 0 | 0
2998 | 0 | 0 | 0
2999 | 0 | 0 | 0
3000 | 0 | 0 | 0
3001 | 0 | 0 | 0
3002 | 0 | 0 | 0
3003 | 0 | 0 | 0
3004 | 0 | 0 | 0
3005 | 0 | 0 | 0
3006 | 27.682 | 22.517 | 30.8997
3007 | 142.018 | 161.829 | 138.6064
3008 | 314.687 | 359.359 | 282.0106
3009 | 471.316 | 532.845 | 404.6716
3010 | 592.349 | 607.193 | 506.8321
3011 | 618.154 | 755.324 | 567.782
3012 | 590.138 | 791.309 | 549.2673
3013 | 636.111 | 787.965 | 534.4249
3014 | 533.003 | 618.383 | 219.7068
3015 | 377.163 | 221.162 | 315.2821
3016 | 240.536 | 487.295 | 109.5277
3017 | 94.75 | 235.534 | 183.4469
3018 | 82.807 | 91.631 | 93.0484
3019 | 15.144 | 14.44 | 13.2347
3020 | 0 | 0 | 0
3021 | 0 | 0 | 0
3022 | 0 | 0 | 0
3023 | 0 | 0 | 0
3024 | 0 | 0 | 0
3025 | 0 | 0 | 0
3026 | 0 | 0 | 0
3027 | 0 | 0 | 0
3028 | 0 | 0 | 0
3029 | 0 | 0 | 0
3030 | 10.471 | 30.858 | 27.5869
3031 | 80.858 | 157.008 | 136.9344
3032 | 202.116 | 349.749 | 266.388
3033 | 339.895 | 515.422 | 401.2852
3034 | 404.529 | 640.475 | 509.6112
3035 | 418.01 | 716.214 | 573.8478
3036 | 435.433 | 771.314 | 490.7742
3037 | 410.762 | 628.978 | 567.0471
3038 | 369.183 | 714.758 | 219.4529
3039 | 334.622 | 492.861 | 506.0079
3040 | 146.817 | 72.19 | 258.1354
3041 | 53.626 | 49.168 | 256.4995
3042 | 1.641 | 112.422 | 105.7139
3043 | 0 | 13.65 | 15.3244
3044 | 0 | 0 | 0
3045 | 0 | 0 | 0
3046 | 0 | 0 | 0
3047 | 0 | 0 | 0
3048 | 0 | 0 | 0
3049 | 0 | 0 | 0
3050 | 0 | 0 | 0
3051 | 0 | 0 | 0
3052 | 0 | 0 | 0
3053 | 0 | 0 | 0
3054 | 22.506 | 24.993 | 29.5249
3055 | 122.07 | 163.027 | 150.2361
3056 | 312.966 | 363.259 | 297.3197
3057 | 439.529 | 538.08 | 434.7482
3058 | 555.448 | 653.852 | 524.2468
3059 | 620.546 | 729.808 | 595.2945
3060 | 650.964 | 761.138 | 645.2124
3061 | 601.089 | 748.563 | 172.6333
3062 | 582.55 | 671.242 | 163.0942
3063 | 428.539 | 274.786 | 239.6544
3064 | 315.33 | 287.269 | 248.6566
3065 | 177.508 | 137.772 | 86.7708
3066 | 59.585 | 40.769 | 14.7513
3067 | 19.856 | 3.372 | 2.0782
3068 | 0 | 0 | 0
3069 | 0 | 0 | 0
3070 | 0 | 0 | 0
3071 | 0 | 0 | 0
3072 | 0 | 0 | 0
3073 | 0 | 0 | 0
3074 | 0 | 0 | 0
3075 | 0 | 0 | 0
3076 | 0 | 0 | 0
3077 | 0 | 0 | 0
3078 | 0.186 | 25.462 | 32.032
3079 | 35.247 | 161.276 | 142.4794
3080 | 50.736 | 368.01 | 289.3854
3081 | 184.057 | 546.56 | 422.0772
3082 | 151.981 | 682.055 | 453.3369
3083 | 325.927 | 765.933 | 595.6333
3084 | 550.301 | 800.889 | 677.3751
3085 | 493.7 | 793.479 | 669.9321
3086 | 145.085 | 738.774 | 590.6371
3087 | 426.047 | 637.573 | 542.1865
3088 | 187.317 | 492.536 | 419.5366
3089 | 161.403 | 308.135 | 269.5137
3090 | 104.748 | 113.443 | 107.9649
3091 | 12.821 | 12.171 | 17.2046
3092 | 0 | 0 | 0
3093 | 0 | 0 | 0
3094 | 0 | 0 | 0
3095 | 0 | 0 | 0
3096 | 0 | 0 | 0
3097 | 0 | 0 | 0
3098 | 0 | 0 | 0
3099 | 0 | 0 | 0
3100 | 0 | 0 | 0
3101 | 0 | 0 | 0
3102 | 25.969 | 25.263 | 9.1792
3103 | 155.594 | 167.155 | 104.4587
3104 | 346.669 | 373.974 | 124.2966
3105 | 514.607 | 547.774 | 170.5847
3106 | 637.522 | 679.773 | 144.7531
3107 | 714.856 | 753.44 | 325.2659
3108 | 752.378 | 787.348 | 274.1238
3109 | 746.277 | 777.527 | 245.2893
3110 | 703.877 | 720.601 | 259.1811
3111 | 622.973 | 621.14 | 216.004
3112 | 494.966 | 480.738 | 146.9679
3113 | 326.198 | 302.327 | 220.1229
3114 | 78.918 | 113.411 | 88.5169
3115 | 0.107 | 13.605 | 9.0913
3116 | 0 | 0 | 0
3117 | 0 | 0 | 0
3118 | 0 | 0 | 0
3119 | 0 | 0 | 0
3120 | 0 | 0 | 0
3121 | 0 | 0 | 0
3122 | 0 | 0 | 0
3123 | 0 | 0 | 0
3124 | 0 | 0 | 0
3125 | 0 | 0 | 0
3126 | 30.004 | 26.965 | 33.2068
3127 | 162.493 | 164.903 | 162.3355
3128 | 353.998 | 363.543 | 308.161
3129 | 523.734 | 539.041 | 511.051
3130 | 650.705 | 132.728 | 629.1381
3131 | 732.126 | 283.138 | 708.2197
3132 | 764.675 | 408.766 | 740.7728
3133 | 759.743 | 768.911 | 732.5334
3134 | 728.479 | 711.662 | 683.1657
3135 | 548.816 | 613.963 | 594.6439
3136 | 422.704 | 474.73 | 451.1563
3137 | 278.533 | 296.927 | 246.7144
3138 | 110.914 | 102.383 | 119.6547
3139 | 27.165 | 14.961 | 18.5107
3140 | 0 | 0 | 0
3141 | 0 | 0 | 0
3142 | 0 | 0 | 0
3143 | 0 | 0 | 0
3144 | 0 | 0 | 0
3145 | 0 | 0 | 0
3146 | 0 | 0 | 0
3147 | 0 | 0 | 0
3148 | 0 | 0 | 0
3149 | 0 | 0 | 0
3150 | 18.19 | 27.988 | 26.4812
3151 | 29.559 | 139.322 | 25.1108
3152 | 63.426 | 358.173 | 126.4877
3153 | 104.745 | 525.871 | 171.8435
3154 | 179.211 | 638.702 | 344.2744
3155 | 230.783 | 718.422 | 287.7907
3156 | 197.486 | 748.049 | 476.8603
3157 | 253.782 | 736.245 | 569.6605
3158 | 216.084 | 704.51 | 466.806
3159 | 181.809 | 611.545 | 396.0985
3160 | 100.594 | 476.382 | 334.8344
3161 | 95.978 | 297.916 | 158.2232
3162 | 26.701 | 117.163 | 108.8085
3163 | 5.356 | 16.542 | 20.4914
3164 | 0 | 0 | 0
3165 | 0 | 0 | 0
3166 | 0 | 0 | 0
3167 | 0 | 0 | 0
3168 | 0 | 0 | 0
3169 | 0 | 0 | 0
3170 | 0 | 0 | 0
3171 | 0 | 0 | 0
3172 | 0 | 0 | 0
3173 | 0 | 0 | 0
3174 | 9.871 | 32.917 | 33.6732
3175 | 38.699 | 51.995 | 149.9013
3176 | 91.995 | 141.246 | 255.7234
3177 | 137.465 | 215.457 | 403.4873
3178 | 173.127 | 151.426 | 414.5863
3179 | 172.189 | 177.541 | 431.8276
3180 | 218.473 | 290.521 | 585.9336
3181 | 244.019 | 338.241 | 651.4967
3182 | 214.534 | 334.816 | 490.9247
3183 | 184.124 | 599.538 | 519.407
3184 | 196.826 | 456.455 | 331.9589
3185 | 155.646 | 286.15 | 179.6597
3186 | 40.279 | 119.665 | 78.1121
3187 | 11.505 | 18.544 | 18.141
3188 | 0 | 0 | 0
3189 | 0 | 0 | 0
3190 | 0 | 0 | 0
3191 | 0 | 0 | 0
3192 | 0 | 0 | 0
3193 | 0 | 0 | 0
3194 | 0 | 0 | 0
3195 | 0 | 0 | 0
3196 | 0 | 0 | 0
3197 | 0 | 0 | 0
3198 | 3.788 | 20.525 | 38.6733
3199 | 25.032 | 51.635 | 153.1935
3200 | 72.977 | 112.891 | 337.2157
3201 | 182.639 | 209.548 | 467.8606
3202 | 165.212 | 331.7 | 644.1501
3203 | 177.935 | 297.916 | 716.9383
3204 | 252.542 | 205.91 | 745.5043
3205 | 502.584 | 132.49 | 732.4651
3206 | 487.779 | 139.619 | 678.0836
3207 | 431.985 | 119.565 | 591.4512
3208 | 323.547 | 192.676 | 460.42
3209 | 57.031 | 216.424 | 295.2734
3210 | 103.187 | 102.932 | 124.0837
3211 | 31.771 | 20.069 | 20.4342
3212 | 0 | 0 | 0
3213 | 0 | 0 | 0
3214 | 0 | 0 | 0
3215 | 0 | 0 | 0
3216 | 0 | 0 | 0
3217 | 0 | 0 | 0
3218 | 0 | 0 | 0
3219 | 0 | 0 | 0
3220 | 0 | 0 | 0
3221 | 0 | 0 | 0
3222 | 2.042 | 0 | 39.3527
3223 | 166.86 | 84.065 | 174.5822
3224 | 356.696 | 133.359 | 333.1639
3225 | 524.213 | 114.716 | 150.5651
3226 | 645.245 | 105.816 | 388.7442
3227 | 725.492 | 256.319 | 463.4987
3228 | 762.448 | 181.939 | 374.092
3229 | 763.215 | 328.318 | 664.4594
3230 | 716.719 | 383.056 | 339.6039
3231 | 633.936 | 426.458 | 574.3481
3232 | 505.998 | 375.795 | 451.4591
3233 | 339.809 | 124.295 | 300.8616
3234 | 152.797 | 1.593 | 113.4654
3235 | 26.225 | 0 | 17.907
3236 | 0 | 0 | 0
3237 | 0 | 0 | 0
3238 | 0 | 0 | 0
3239 | 0 | 0 | 0
3240 | 0 | 0 | 0
3241 | 0 | 0 | 0
3242 | 0 | 0 | 0
3243 | 0 | 0 | 0
3244 | 0 | 0 | 0
3245 | 0 | 0 | 0
3246 | 34.968 | 6.739 | 34.8049
3247 | 143.912 | 31.215 | 158.8115
3248 | 288.298 | 46.126 | 333.7874
3249 | 330.801 | 106.883 | 483.7233
3250 | 466.495 | 302.803 | 609.8728
3251 | 537.095 | 143.417 | 710.1573
3252 | 539.22 | 152.099 | 739.0476
3253 | 277.463 | 272.05 | 727.318
3254 | 135.38 | 167.157 | 686.815
3255 | 97.341 | 129.852 | 597.111
3256 | 118.547 | 183.459 | 465.296
3257 | 152.441 | 121.282 | 298.7245
3258 | 122.55 | 90.464 | 117.3426
3259 | 34.742 | 21.145 | 24.4873
3260 | 0 | 0 | 0
3261 | 0 | 0 | 0
3262 | 0 | 0 | 0
3263 | 0 | 0 | 0
3264 | 0 | 0 | 0
3265 | 0 | 0 | 0
3266 | 0 | 0 | 0
3267 | 0 | 0 | 0
3268 | 0 | 0 | 0
3269 | 0 | 0 | 0
3270 | 3.709 | 27.246 | 29.555
3271 | 40.457 | 27.403 | 167.0008
3272 | 129.454 | 152.943 | 355.0312
3273 | 416.214 | 242.014 | 491.0685
3274 | 644.179 | 385.995 | 625.3949
3275 | 713.78 | 366.134 | 700.0564
3276 | 693.943 | 214.383 | 727.3258
3277 | 660.942 | 273.532 | 720.1685
3278 | 622.612 | 410.918 | 669.7739
3279 | 544.321 | 357.323 | 578.7479
3280 | 431.795 | 306.699 | 360.7051
3281 | 252.577 | 268.664 | 294.2073
3282 | 114.432 | 105.144 | 88.5589
3283 | 33.656 | 21.422 | 24.7518
3284 | 0 | 0 | 0
3285 | 0 | 0 | 0
3286 | 0 | 0 | 0
3287 | 0 | 0 | 0
3288 | 0 | 0 | 0
3289 | 0 | 0 | 0
3290 | 0 | 0 | 0
3291 | 0 | 0 | 0
3292 | 0 | 0 | 0
3293 | 0 | 0 | 0
3294 | 21.992 | 22.78 | 39.1103
3295 | 15.649 | 85.66 | 125.5686
3296 | 156.189 | 71.594 | 188.3561
3297 | 287.376 | 151.789 | 304.2699
3298 | 249.93 | 137.082 | 263.2398
3299 | 168.753 | 473.769 | 301.7636
3300 | 336.085 | 575.975 | 404.0106
3301 | 381.924 | 235.18 | 327.5267
3302 | 175.685 | 123.557 | 456.2767
3303 | 324.297 | 79.662 | 324.1415
3304 | 219.05 | 184.463 | 367.2162
3305 | 177.876 | 85.463 | 90.4593
3306 | 89.41 | 84.928 | 44.3121
3307 | 28.869 | 19.066 | 17.1557
3308 | 0 | 0 | 0
3309 | 0 | 0 | 0
3310 | 0 | 0 | 0
3311 | 0 | 0 | 0
3312 | 0 | 0 | 0
3313 | 0 | 0 | 0
3314 | 0 | 0 | 0
3315 | 0 | 0 | 0
3316 | 0 | 0 | 0
3317 | 0 | 0 | 0
3318 | 6.654 | 35.49 | 8.0626
3319 | 38.611 | 111.213 | 53.7027
3320 | 231.731 | 180.55 | 124.2027
3321 | 148.463 | 170.481 | 205.0537
3322 | 219.812 | 443.072 | 258.6681
3323 | 657.783 | 566.01 | 290.5914
3324 | 500.282 | 437.415 | 399.1795
3325 | 799.066 | 481.236 | 239.2689
3326 | 743.696 | 430.781 | 263.6655
3327 | 570.689 | 278.093 | 210.899
3328 | 451.948 | 342.115 | 170.0746
3329 | 263.976 | 203.831 | 108.9448
3330 | 165.061 | 88.187 | 37.2098
3331 | 25.594 | 23.641 | 27.8662
3332 | 0 | 0 | 0
3333 | 0 | 0 | 0
3334 | 0 | 0 | 0
3335 | 0 | 0 | 0
3336 | 0 | 0 | 0
3337 | 0 | 0 | 0
3338 | 0 | 0 | 0
3339 | 0 | 0 | 0
3340 | 0 | 0 | 0
3341 | 0 | 0 | 0
3342 | 36.16 | 35.695 | 5.6279
3343 | 173.674 | 155.606 | 86.8214
3344 | 367.977 | 256.592 | 135.8332
3345 | 401.677 | 237.962 | 192.3141
3346 | 518.831 | 240.013 | 267.4413
3347 | 555.937 | 302.629 | 221.215
3348 | 659.585 | 333.986 | 245.8344
3349 | 561.694 | 161.13 | 274.1971
3350 | 576.424 | 109.929 | 233.1244
3351 | 652.967 | 135.368 | 138.3296
3352 | 526.115 | 314.763 | 167.7867
3353 | 357.819 | 204.46 | 127.8898
3354 | 163.178 | 130.043 | 65.1341
3355 | 24.783 | 24.482 | 20.3115
3356 | 0 | 0 | 0
3357 | 0 | 0 | 0
3358 | 0 | 0 | 0
3359 | 0 | 0 | 0
3360 | 0 | 0 | 0
3361 | 0 | 0 | 0
3362 | 0 | 0 | 0
3363 | 0 | 0 | 0
3364 | 0 | 0 | 0
3365 | 0 | 0 | 0
3366 | 25.461 | 37.403 | 16.6897
3367 | 76.256 | 166.123 | 67.2163
3368 | 103.501 | 338.848 | 192.477
3369 | 323.036 | 486.452 | 203.9308
3370 | 276.861 | 596.326 | 304.6287
3371 | 416.531 | 666.764 | 283.0469
3372 | 467.564 | 463.318 | 451.861
3373 | 507.549 | 226.174 | 177.3804
3374 | 362.758 | 680.856 | 331.147
3375 | 201.464 | 132.346 | 216.4307
3376 | 414.096 | 460.682 | 141.8657
3377 | 278.047 | 240.458 | 135.5095
3378 | 161.123 | 111.445 | 32.3119
3379 | 27.098 | 18.555 | 0.69896
3380 | 0 | 0 | 0
3381 | 0 | 0 | 0
3382 | 0 | 0 | 0
3383 | 0 | 0 | 0
3384 | 0 | 0 | 0
3385 | 0 | 0 | 0
3386 | 0 | 0 | 0
3387 | 0 | 0 | 0
3388 | 0 | 0 | 0
3389 | 0 | 0 | 0
3390 | 34.083 | 6.784 | 40.7045
3391 | 172.316 | 14.426 | 84.8173
3392 | 359.901 | 86.467 | 198.0231
3393 | 523.325 | 52.828 | 251.8297
3394 | 641.924 | 144.145 | 271.3867
3395 | 718.479 | 136.396 | 325.9175
3396 | 753.568 | 363.944 | 320.5743
3397 | 752.312 | 296.785 | 376.4694
3398 | 708.072 | 259.067 | 275.0287
3399 | 627.374 | 136.12 | 226.1194
3400 | 508.176 | 73.948 | 163.1282
3401 | 344.925 | 90.888 | 95.0635
3402 | 159.251 | 15.252 | 20.1803
3403 | 25.809 | 0 | 25.263
3404 | 0 | 0 | 0
3405 | 0 | 0 | 0
3406 | 0 | 0 | 0
3407 | 0 | 0 | 0
3408 | 0 | 0 | 0
3409 | 0 | 0 | 0
3410 | 0 | 0 | 0
3411 | 0 | 0 | 0
3412 | 0 | 0 | 0
3413 | 0 | 0 | 0
3414 | 29.627 | 16.028 | 19.85
3415 | 171.955 | 3.356 | 101.5873
3416 | 357.389 | 90.227 | 160.7917
3417 | 514.71 | 122.135 | 325.792
3418 | 629.5 | 150.827 | 351.9784
3419 | 702.882 | 76.464 | 364.3023
3420 | 735.487 | 91.564 | 600.5858
3421 | 732.672 | 187.429 | 347.5757
3422 | 688.379 | 184.744 | 480.8966
3423 | 607.095 | 162.682 | 248.0495
3424 | 405.54 | 140.464 | 274.7839
3425 | 332.412 | 89.581 | 137.5288
3426 | 155.917 | 71.973 | 70.6753
3427 | 32.207 | 22.014 | 15.9986
3428 | 0 | 0 | 0
3429 | 0 | 0 | 0
3430 | 0 | 0 | 0
3431 | 0 | 0 | 0
3432 | 0 | 0 | 0
3433 | 0 | 0 | 0
3434 | 0 | 0 | 0
3435 | 0 | 0 | 0
3436 | 0 | 0 | 0
3437 | 0 | 0 | 0
3438 | 44.496 | 38.64 | 3.5269
3439 | 36.178 | 131.274 | 121.0939
3440 | 44.929 | 139.106 | 342.0693
3441 | 227.623 | 410.499 | 482.4398
3442 | 230.245 | 318.566 | 591.1158
3443 | 438.026 | 493.347 | 630.3084
3444 | 267.967 | 506.362 | 644.4379
3445 | 188.531 | 482.066 | 625.7295
3446 | 142.746 | 549.773 | 523.8976
3447 | 168.729 | 322.864 | 507.7789
3448 | 234.928 | 340.055 | 191.4554
3449 | 100.575 | 288.744 | 80.0685
3450 | 114.766 | 124.37 | 110.8399
3451 | 33.118 | 25.226 | 19.8822
3452 | 0 | 0 | 0
3453 | 0 | 0 | 0
3454 | 0 | 0 | 0
3455 | 0 | 0 | 0
3456 | 0 | 0 | 0
3457 | 0 | 0 | 0
3458 | 0 | 0 | 0
3459 | 0 | 0 | 0
3460 | 0 | 0 | 0
3461 | 0 | 0 | 0
3462 | 33.57 | 35.111 | 38.1087
3463 | 178.85 | 168.563 | 5.5208
3464 | 374.871 | 338.097 | 111.702
3465 | 537.583 | 489.925 | 449.1817
3466 | 656.119 | 582.496 | 545.5636
3467 | 729.516 | 659.403 | 551.4437
3468 | 760.498 | 687.372 | 637.6566
3469 | 752.374 | 681.633 | 579.4179
3470 | 705.709 | 636.889 | 321.905
3471 | 620.528 | 573.554 | 406.8658
3472 | 497.087 | 447.896 | 402.3911
3473 | 306.451 | 294.009 | 195.0126
3474 | 18.956 | 129.218 | 115.0927
3475 | 39.683 | 27.476 | 25.5457
3476 | 0 | 0 | 0
3477 | 0 | 0 | 0
3478 | 0 | 0 | 0
3479 | 0 | 0 | 0
3480 | 0 | 0 | 0
3481 | 0 | 0 | 0
3482 | 0 | 0 | 0
3483 | 0 | 0 | 0
3484 | 0 | 0 | 0
3485 | 0 | 0 | 0
3486 | 6.146 | 43.068 | 37.7486
3487 | 56.279 | 127.459 | 161.6991
3488 | 36.55 | 335.09 | 323.4727
3489 | 113.199 | 493.049 | 480.2332
3490 | 147.141 | 613.739 | 619.037
3491 | 345.451 | 363.146 | 684.8972
3492 | 313.614 | 670.737 | 656.249
3493 | 750.196 | 660.751 | 519.3857
3494 | 693.517 | 543.321 | 619.1376
3495 | 615.01 | 381.959 | 559.0023
3496 | 464.07 | 350.731 | 405.7007
3497 | 334.02 | 286.853 | 278.2017
3498 | 164.493 | 112.96 | 122.6238
3499 | 34.589 | 26.685 | 18.955
3500 | 0 | 0 | 0
3501 | 0 | 0 | 0
3502 | 0 | 0 | 0
3503 | 0 | 0 | 0
3504 | 0 | 0 | 0
3505 | 0 | 0 | 0
3506 | 0 | 0 | 0
3507 | 0 | 0 | 0
3508 | 0 | 0 | 0
3509 | 0 | 0 | 0
3510 | 38.072 | 36.512 | 31.9216
3511 | 169.795 | 166.661 | 186.5722
3512 | 345.575 | 328.513 | 367.3601
3513 | 494.587 | 488.255 | 520.8064
3514 | 605.48 | 608.219 | 578.8632
3515 | 676.264 | 686.727 | 614.7904
3516 | 638.2 | 730.38 | 642.386
3517 | 703.244 | 723.601 | 622.7178
3518 | 623.437 | 679.134 | 568.2882
3519 | 587.543 | 585.272 | 529.09
3520 | 469.126 | 453.89 | 476.8852
3521 | 317.577 | 291.554 | 313.048
3522 | 154.842 | 119.115 | 135.0559
3523 | 35.455 | 28.691 | 18.0679
3524 | 0 | 0 | 0
3525 | 0 | 0 | 0
3526 | 0 | 0 | 0
3527 | 0 | 0 | 0
3528 | 0 | 0 | 0
3529 | 0 | 0 | 0
3530 | 0 | 0 | 0
3531 | 0 | 0 | 0
3532 | 0 | 0 | 0
3533 | 0 | 0 | 0
3534 | 41.143 | 38.368 | 40.252
3535 | 131.671 | 160.392 | 172.0708
3536 | 269.326 | 317.569 | 321.0014
3537 | 481.377 | 462.593 | 416.5435
3538 | 588.5 | 617.959 | 510.9473
3539 | 656.392 | 690.3 | 502.2295
3540 | 645.865 | 730.618 | 529.7325
3541 | 634.296 | 722.835 | 527.7216
3542 | 526.781 | 678.294 | 599.7953
3543 | 409.786 | 586.387 | 499.5927
3544 | 355.132 | 456.802 | 359.7297
3545 | 224.732 | 297.891 | 210.0208
3546 | 155.506 | 129.572 | 105.9783
3547 | 42.406 | 24.971 | 29.9375
3548 | 0 | 0 | 0
3549 | 0 | 0 | 0
3550 | 0 | 0 | 0
3551 | 0 | 0 | 0
3552 | 0 | 0 | 0
3553 | 0 | 0 | 0
3554 | 0 | 0 | 0
3555 | 0 | 0 | 0
3556 | 0 | 0 | 0
3557 | 0 | 0 | 0
3558 | 39.826 | 38.931 | 13.2658
3559 | 112.68 | 147.67 | 71.2754
3560 | 294.044 | 200.64 | 135.045
3561 | 298.311 | 446.44 | 233.6548
3562 | 281.181 | 548.83 | 433.476
3563 | 335.814 | 568.009 | 624.4713
3564 | 370.554 | 599.354 | 568.1441
3565 | 363.468 | 596.552 | 503.619
3566 | 499.754 | 591.907 | 579.32
3567 | 450.326 | 559.568 | 516.1834
3568 | 407.67 | 430.937 | 324.8193
3569 | 136.921 | 289.132 | 238.4502
3570 | 63.803 | 128.46 | 113.0722
3571 | 30.272 | 27.736 | 30.8356
3572 | 0 | 0 | 0
3573 | 0 | 0 | 0
3574 | 0 | 0 | 0
3575 | 0 | 0 | 0
3576 | 0 | 0 | 0
3577 | 0 | 0 | 0
3578 | 0 | 0 | 0
3579 | 0 | 0 | 0
3580 | 0 | 0 | 0
3581 | 0 | 0 | 0
3582 | 34.586 | 26.167 | 44.3823
3583 | 102.549 | 20.274 | 188.8515
3584 | 221.043 | 138.46 | 268.0663
3585 | 268.698 | 382.24 | 356.0243
3586 | 192.012 | 549.734 | 642.2489
3587 | 460.567 | 599.73 | 715.5525
3588 | 164.105 | 634.959 | 667.4612
3589 | 475.169 | 681.249 | 736.7549
3590 | 517.439 | 633.435 | 674.3805
3591 | 551.292 | 488.887 | 538.6999
3592 | 369.489 | 431.872 | 469.1406
3593 | 294.471 | 279.513 | 273.4359
3594 | 125.841 | 126.739 | 136.0214
3595 | 26.896 | 27.871 | 23.9659
3596 | 0 | 0 | 0
3597 | 0 | 0 | 0
3598 | 0 | 0 | 0
3599 | 0 | 0 | 0
3600 | 0 | 0 | 0
3601 | 0 | 0 | 0
3602 | 0 | 0 | 0
3603 | 0 | 0 | 0
3604 | 0 | 0 | 0
3605 | 0 | 0 | 0
3606 | 32.184 | 40.131 | 36.8072
3607 | 130.244 | 165.367 | 163.5297
3608 | 173.725 | 336.299 | 312.838
3609 | 360.229 | 489.168 | 524.8202
3610 | 439.39 | 603.32 | 631.5248
3611 | 171.801 | 668.669 | 699.1024
3612 | 163.545 | 700.177 | 724.9209
3613 | 219.88 | 696.043 | 712.3805
3614 | 478.282 | 646.766 | 665.4527
3615 | 209.736 | 562.524 | 559.108
3616 | 463.53 | 446.892 | 456.5739
3617 | 313.717 | 288.241 | 300.6859
3618 | 157.974 | 131.975 | 125.7298
3619 | 39.14 | 29.192 | 31.2482
3620 | 0 | 0 | 0
3621 | 0 | 0 | 0
3622 | 0 | 0 | 0
3623 | 0 | 0 | 0
3624 | 0 | 0 | 0
3625 | 0 | 0 | 0
3626 | 0 | 0 | 0
3627 | 0 | 0 | 0
3628 | 0 | 0 | 0
3629 | 0 | 0 | 0
3630 | 34.355 | 48.555 | 51.0158
3631 | 168.588 | 72.098 | 107.171
3632 | 346.49 | 316.108 | 273.5911
3633 | 499.425 | 465.299 | 464.5029
3634 | 611.754 | 589.498 | 570.7074
3635 | 689.143 | 671.966 | 643.8353
3636 | 721.282 | 718.272 | 662.5695
3637 | 716.052 | 712.477 | 468.0543
3638 | 675.54 | 550.562 | 156.597
3639 | 597.814 | 227.494 | 481.4151
3640 | 484.505 | 336.2 | 283.1427
3641 | 333.555 | 35.885 | 158.4186
3642 | 160.496 | 118.489 | 104.3083
3643 | 30.18 | 2.18 | 30.2825
3644 | 0 | 0 | 0
3645 | 0 | 0 | 0
3646 | 0 | 0 | 0
3647 | 0 | 0 | 0
3648 | 0 | 0 | 0
3649 | 0 | 0 | 0
3650 | 0 | 0 | 0
3651 | 0 | 0 | 0
3652 | 0 | 0 | 0
3653 | 0 | 0 | 0
3654 | 36.466 | 34.043 | 41.0182
3655 | 163.23 | 177.209 | 183.0026
3656 | 330.316 | 370.385 | 361.6736
3657 | 474.921 | 542.96 | 515.4865
3658 | 582.451 | 673.241 | 629.8209
3659 | 657.048 | 760.78 | 704.6921
3660 | 687.115 | 803.63 | 737.6869
3661 | 681.622 | 809.167 | 499.4071
3662 | 643.555 | 754.575 | 692.3174
3663 | 570.618 | 659.28 | 604.1209
3664 | 459.478 | 521.904 | 483.4636
3665 | 313.026 | 339.529 | 322.9413
3666 | 154.556 | 142.475 | 143.8677
3667 | 41.379 | 20.369 | 24.4892
3668 | 0 | 0 | 0
3669 | 0 | 0 | 0
3670 | 0 | 0 | 0
3671 | 0 | 0 | 0
3672 | 0 | 0 | 0
3673 | 0 | 0 | 0
3674 | 0 | 0 | 0
3675 | 0 | 0 | 0
3676 | 0 | 0 | 0
3677 | 0 | 0 | 0
3678 | 0 | 34.37 | 41.6636
3679 | 101.818 | 184.575 | 191.9361
3680 | 116.32 | 388.304 | 381.3862
3681 | 182.442 | 563.581 | 540.1422
3682 | 99.855 | 700.554 | 654.7325
3683 | 344.811 | 790.861 | 734.1984
3684 | 309.102 | 820.414 | 761.1102
3685 | 248.622 | 811.337 | 750.0492
3686 | 507.076 | 749.147 | 700.2153
3687 | 546.207 | 649.378 | 613.5195
3688 | 457.45 | 508.025 | 487.1271
3689 | 317.182 | 333.491 | 322.9482
3690 | 143.903 | 141.756 | 142.2382
3691 | 38.246 | 21.569 | 23.2414
3692 | 0 | 0 | 0
3693 | 0 | 0 | 0
3694 | 0 | 0 | 0
3695 | 0 | 0 | 0
3696 | 0 | 0 | 0
3697 | 0 | 0 | 0
3698 | 0 | 0 | 0
3699 | 0 | 0 | 0
3700 | 0 | 0 | 0
3701 | 0 | 0 | 0
3702 | 33.315 | 28.19 | 45.111
3703 | 167.102 | 48.03 | 141.7201
3704 | 343.576 | 133.255 | 323.0173
3705 | 495.852 | 198.588 | 491.3791
3706 | 520.427 | 492.128 | 628.8752
3707 | 437.656 | 462.394 | 701.5387
3708 | 505.242 | 366.102 | 729.1195
3709 | 556.75 | 607.336 | 721.6357
3710 | 380.331 | 424.113 | 638.0304
3711 | 433.171 | 524.408 | 560.5348
3712 | 289.836 | 391.187 | 170.1404
3713 | 174.593 | 102.133 | 150.3861
3714 | 122.121 | 63.363 | 59.8431
3715 | 44.032 | 0 | 14.7595
3716 | 0 | 0 | 0
3717 | 0 | 0 | 0
3718 | 0 | 0 | 0
3719 | 0 | 0 | 0
3720 | 0 | 0 | 0
3721 | 0 | 0 | 0
3722 | 0 | 0 | 0
3723 | 0 | 0 | 0
3724 | 0 | 0 | 0
3725 | 0 | 0 | 0
3726 | 34.249 | 39.465 | 51.3472
3727 | 169.967 | 106.393 | 150.7517
3728 | 352.834 | 337.597 | 317.7617
3729 | 510.242 | 473.045 | 389.8592
3730 | 624.166 | 583.647 | 284.4495
3731 | 566.466 | 562.148 | 209.7698
3732 | 116.487 | 431.307 | 231.4361
3733 | 244.289 | 534.037 | 228.2165
3734 | 157.013 | 269.281 | 145.137
3735 | 63.039 | 283.816 | 204.7891
3736 | 65.428 | 28.802 | 168.5183
3737 | 43.205 | 95.901 | 135.5744
3738 | 91.697 | 78.25 | 124.1602
3739 | 24.034 | 38.007 | 13.4355
3740 | 0 | 0 | 0
3741 | 0 | 0 | 0
3742 | 0 | 0 | 0
3743 | 0 | 0 | 0
3744 | 0 | 0 | 0
3745 | 0 | 0 | 0
3746 | 0 | 0 | 0
3747 | 0 | 0 | 0
3748 | 0 | 0 | 0
3749 | 0 | 0 | 0
3750 | 42.725 | 53.064 | 45.9812
3751 | 131.61 | 173.168 | 161.5544
3752 | 350.77 | 343.166 | 321.9778
3753 | 385.809 | 497.949 | 447.5868
3754 | 451.097 | 615.331 | 536.5345
3755 | 469.542 | 581.488 | 591.7908
3756 | 495.837 | 696.723 | 631.8027
3757 | 617.929 | 689.836 | 636.2704
3758 | 686.019 | 644.904 | 598.0812
3759 | 609.571 | 563.229 | 519.1046
3760 | 495.623 | 445.096 | 407.0584
3761 | 344.747 | 296.839 | 272.5687
3762 | 153.709 | 135.883 | 116.785
3763 | 33.734 | 25.318 | 22.8256
3764 | 0 | 0 | 0
3765 | 0 | 0 | 0
3766 | 0 | 0 | 0
3767 | 0 | 0 | 0
3768 | 0 | 0 | 0
3769 | 0 | 0 | 0
3770 | 0 | 0 | 0
3771 | 0 | 0 | 0
3772 | 0 | 0 | 0
3773 | 0 | 0 | 0
3774 | 31.236 | 38.424 | 40.6046
3775 | 169.838 | 170.246 | 135.0808
3776 | 350.241 | 285.419 | 302.7001
3777 | 500.707 | 416.032 | 426.2292
3778 | 615.131 | 561.028 | 572.5038
3779 | 689.429 | 683.477 | 623.654
3780 | 722.154 | 660.066 | 662.4507
3781 | 719.13 | 637.164 | 685.8775
3782 | 680.259 | 602.874 | 635.7476
3783 | 605.008 | 561.29 | 553.8556
3784 | 494.102 | 437.353 | 126.5247
3785 | 342.847 | 291.581 | 291.87
3786 | 168.659 | 140.03 | 26.3519
3787 | 31.232 | 33.783 | 3.8978
3788 | 0 | 0 | 0
3789 | 0 | 0 | 0
3790 | 0 | 0 | 0
3791 | 0 | 0 | 0
3792 | 0 | 0 | 0
3793 | 0 | 0 | 0
3794 | 0 | 0 | 0
3795 | 0 | 0 | 0
3796 | 0 | 0 | 0
3797 | 0 | 0 | 0.011203
3798 | 30.371 | 45.889 | 45.2088
3799 | 159.369 | 164.298 | 171.3255
3800 | 289.769 | 315.624 | 312.5593
3801 | 451.449 | 452.076 | 395.8693
3802 | 561.488 | 544.277 | 524.4648
3803 | 673.358 | 626.144 | 594.4158
3804 | 649.507 | 695.029 | 597.8091
3805 | 607.859 | 690.894 | 640.9077
3806 | 529.394 | 646.478 | 601.0045
3807 | 429.957 | 561.839 | 515.9626
3808 | 441.9 | 439.115 | 404.765
3809 | 135.818 | 289.708 | 276.6869
3810 | 60.09 | 135.213 | 134.8506
3811 | 37.805 | 32.826 | 34.6616
3812 | 0 | 0 | 0
3813 | 0 | 0 | 0
3814 | 0 | 0 | 0
3815 | 0 | 0 | 0
3816 | 0 | 0 | 0
3817 | 0 | 0 | 0
3818 | 0 | 0 | 0
3819 | 0 | 0 | 0
3820 | 0 | 0 | 0
3821 | 0 | 0 | 0
3822 | 0 | 45.185 | 50.7175
3823 | 68.536 | 162.953 | 166.3932
3824 | 174.825 | 313.876 | 313.5461
3825 | 98.316 | 454.776 | 448.0009
3826 | 298.637 | 564.431 | 554.4008
3827 | 185.512 | 623.641 | 618.8177
3828 | 223.976 | 670.079 | 651.0312
3829 | 248.892 | 610.821 | 637.9121
3830 | 264.548 | 555.183 | 418.5543
3831 | 222.253 | 483.213 | 166.7284
3832 | 190.177 | 361.934 | 80.117
3833 | 176.548 | 171.926 | 70.5216
3834 | 123.249 | 86.332 | 49.4092
3835 | 38.194 | 25.466 | 32.7342
3836 | 0 | 0 | 0
3837 | 0 | 0 | 0
3838 | 0 | 0 | 0
3839 | 0 | 0 | 0
3840 | 0 | 0 | 0
3841 | 0 | 0 | 0
3842 | 0 | 0 | 0
3843 | 0 | 0 | 0
3844 | 0 | 0 | 0
3845 | 0 | 0 | 0
3846 | 21.185 | 47.87 | 46.7535
3847 | 33.38 | 165.323 | 157.5295
3848 | 105.269 | 284.968 | 282.301
3849 | 134.417 | 465.876 | 488.8054
3850 | 228.002 | 576.417 | 594.9568
3851 | 451.854 | 651.043 | 665.9954
3852 | 611.795 | 662.582 | 694.3239
3853 | 621.244 | 654.348 | 686.4526
3854 | 597.741 | 546.817 | 642.2068
3855 | 376.459 | 360.185 | 470.4705
3856 | 330.167 | 446.456 | 449.0721
3857 | 268.115 | 202.184 | 296.5808
3858 | 135.987 | 142.396 | 75.7919
3859 | 39.418 | 36.931 | 33.4701
3860 | 0 | 0 | 0
3861 | 0 | 0 | 0
3862 | 0 | 0 | 0
3863 | 0 | 0 | 0
3864 | 0 | 0 | 0
3865 | 0 | 0 | 0
3866 | 0 | 0 | 0
3867 | 0 | 0 | 0
3868 | 0 | 0 | 0
3869 | 0 | 0 | 0
3870 | 17.8 | 0 | 11.3509
3871 | 62.667 | 3.167 | 36.4654
3872 | 145.203 | 36.17 | 102.0761
3873 | 98.38 | 147.568 | 129.753
3874 | 162.063 | 112.731 | 241.5698
3875 | 205.118 | 103.602 | 310.9882
3876 | 206.831 | 91.594 | 296.2681
3877 | 298.259 | 177.371 | 224.4548
3878 | 290.212 | 261.808 | 207.4151
3879 | 201.899 | 46.232 | 146.0349
3880 | 271.164 | 171.816 | 129.1974
3881 | 126.649 | 104.091 | 32.612
3882 | 4.069 | 14.704 | 80.9019
3883 | 47.142 | 37.867 | 35.5587
3884 | 0 | 0 | 0
3885 | 0 | 0 | 0
3886 | 0 | 0 | 0
3887 | 0 | 0 | 0
3888 | 0 | 0 | 0
3889 | 0 | 0 | 0
3890 | 0 | 0 | 0
3891 | 0 | 0 | 0
3892 | 0 | 0 | 0
3893 | 0 | 0 | 0
3894 | 22.28 | 35.542 | 24.0079
3895 | 49.029 | 47.774 | 78.5502
3896 | 98.428 | 210.698 | 141.0075
3897 | 43.864 | 329.31 | 224.8322
3898 | 202.377 | 449.835 | 259.2181
3899 | 87.35 | 500.071 | 369.5695
3900 | 165.274 | 521.508 | 355.2784
3901 | 196.293 | 504.923 | 497.6039
3902 | 132.598 | 560.839 | 53.2616
3903 | 167.848 | 473.945 | 168.5307
3904 | 138.37 | 423.551 | 241.1055
3905 | 160.184 | 206.586 | 137.6104
3906 | 43.077 | 64.133 | 53.3838
3907 | 28.841 | 17.297 | 18.8858
3908 | 0 | 0 | 0
3909 | 0 | 0 | 0
3910 | 0 | 0 | 0
3911 | 0 | 0 | 0
3912 | 0 | 0 | 0
3913 | 0 | 0 | 0
3914 | 0 | 0 | 0
3915 | 0 | 0 | 0
3916 | 0 | 0 | 0
3917 | 0 | 0 | 0
3918 | 41.813 | 0.761 | 33.1035
3919 | 15.848 | 37.551 | 167.1216
3920 | 131.629 | 233.677 | 313.6598
3921 | 190.284 | 187.135 | 307.579
3922 | 348.371 | 480.992 | 168.3016
3923 | 292.217 | 695.778 | 314.0848
3924 | 400.563 | 554.618 | 414.221
3925 | 508.832 | 649.687 | 454.1458
3926 | 651.094 | 529.561 | 248.4833
3927 | 520.966 | 482.595 | 140.2633
3928 | 319.211 | 317.899 | 86.0362
3929 | 13.491 | 88.461 | 78.0107
3930 | 5.728 | 113.039 | 69.3928
3931 | 0 | 23.085 | 28.0587
3932 | 0 | 0 | 0
3933 | 0 | 0 | 0
3934 | 0 | 0 | 0
3935 | 0 | 0 | 0
3936 | 0 | 0 | 0
3937 | 0 | 0 | 0
3938 | 0 | 0 | 0
3939 | 0 | 0 | 0
3940 | 0 | 0 | 0
3941 | 0 | 0 | 0
3942 | 38.981 | 36.396 | 13.7455
3943 | 73.802 | 171.475 | 19.5116
3944 | 253.055 | 168.415 | 180.24
3945 | 391.068 | 198.504 | 229.352
3946 | 208.71 | 522.169 | 494.5929
3947 | 229.081 | 621.297 | 407.5408
3948 | 391.522 | 434 | 207.4908
3949 | 233.478 | 569.801 | 364.7959
3950 | 447.918 | 305.686 | 438.9149
3951 | 171.382 | 126.513 | 425.2636
3952 | 158.6 | 156.512 | 338.6199
3953 | 69.327 | 166.944 | 83.6756
3954 | 19.697 | 94.735 | 84.2409
3955 | 44.367 | 17.622 | 29.2917
3956 | 4.44 | 0 | 0
3957 | 0 | 0 | 0
3958 | 0 | 0 | 0
3959 | 0 | 0 | 0
3960 | 0 | 0 | 0
3961 | 0 | 0 | 0
3962 | 0 | 0 | 0
3963 | 0 | 0 | 0
3964 | 0 | 0 | 0
3965 | 0 | 0 | 0
3966 | 31.001 | 35.953 | 48.8724
3967 | 124.991 | 172.745 | 152.7583
3968 | 184.858 | 355.877 | 289.3644
3969 | 492.395 | 516.716 | 390.0439
3970 | 603.182 | 630.897 | 479.1517
3971 | 397.29 | 687.434 | 596.7144
3972 | 582.864 | 720.475 | 620.6454
3973 | 713.902 | 710.074 | 639.2886
3974 | 668.219 | 664.474 | 644.3342
3975 | 598.109 | 582.301 | 566.1999
3976 | 436.331 | 460.105 | 450.6074
3977 | 284.93 | 301.986 | 234.0449
3978 | 175.076 | 140.822 | 133.9169
3979 | 41.766 | 27.957 | 37.2262
3980 | 3.406 | 0 | 0
3981 | 0 | 0 | 0
3982 | 0 | 0 | 0
3983 | 0 | 0 | 0
3984 | 0 | 0 | 0
3985 | 0 | 0 | 0
3986 | 0 | 0 | 0
3987 | 0 | 0 | 0
3988 | 0 | 0 | 0
3989 | 0 | 0 | 0
3990 | 32.655 | 35.429 | 47.3887
3991 | 165.942 | 156.806 | 156.5974
3992 | 340.636 | 289.606 | 285.6698
3993 | 492.468 | 432.254 | 399.0971
3994 | 601.225 | 551.384 | 519.0586
3995 | 677.856 | 690.06 | 573.2842
3996 | 696.821 | 609.496 | 633.1398
3997 | 596.18 | 684.083 | 585.8838
3998 | 530.842 | 596.335 | 621.9306
3999 | 168.16 | 429.095 | 537.5922
4000 | 241.015 | 147.018 | 412.3377
4001 | 293.647 | 114.372 | 264.405
4002 | 157.143 | 29.19 | 134.9872
4003 | 0 | 0 | 41.3162
4004 | 0 | 0 | 0
4005 | 0 | 0 | 0
4006 | 0 | 0 | 0
4007 | 0 | 0 | 0
4008 | 0 | 0 | 0
4009 | 0 | 0 | 0
4010 | 0 | 0 | 0
4011 | 0 | 0 | 0
4012 | 0 | 0 | 0
4013 | 0 | 0 | 0.12015
4014 | 42.972 | 36.418 | 38.4205
4015 | 153.201 | 138.529 | 51.6831
4016 | 261.754 | 163.055 | 150.1717
4017 | 438.147 | 320.06 | 191.4303
4018 | 513.774 | 573.245 | 213.7944
4019 | 592.609 | 607.243 | 369.2579
4020 | 629.026 | 193.659 | 611.1055
4021 | 632.231 | 222.966 | 245.5913
4022 | 596.493 | 24.267 | 167.0514
4023 | 497.841 | 339.074 | 144.8646
4024 | 287.696 | 93.77 | 212.0462
4025 | 265.257 | 72.794 | 255.8498
4026 | 152.658 | 77.15 | 119.5881
4027 | 55.146 | 24.634 | 37.781
4028 | 0 | 0 | 0
4029 | 0 | 0 | 0
4030 | 0 | 0 | 0
4031 | 0 | 0 | 0
4032 | 0 | 0 | 0
4033 | 0 | 0 | 0
4034 | 0 | 0 | 0
4035 | 0 | 0 | 0
4036 | 0 | 0 | 0
4037 | 0 | 0 | 0
4038 | 3.355 | 40.752 | 41.4106
4039 | 28.59 | 163.574 | 119.3747
4040 | 52.373 | 330.83 | 283.473
4041 | 143.073 | 416.089 | 422.8976
4042 | 210.459 | 587.663 | 512.6792
4043 | 243.542 | 662.47 | 524.2284
4044 | 304.336 | 637.766 | 525.3861
4045 | 190.594 | 571.017 | 383.2714
4046 | 429.446 | 501.284 | 552.9809
4047 | 318.5 | 521.493 | 372.6508
4048 | 272.094 | 355.54 | 354.8197
4049 | 183.227 | 249.223 | 253.4898
4050 | 83.026 | 131.487 | 126.9595
4051 | 13.182 | 39.587 | 37.3944
4052 | 0 | 0 | 0
4053 | 0 | 0 | 0
4054 | 0 | 0 | 0
4055 | 0 | 0 | 0
4056 | 0 | 0 | 0
4057 | 0 | 0 | 0
4058 | 0 | 0 | 0
4059 | 0 | 0 | 0
4060 | 0 | 0 | 0
4061 | 0 | 0 | 0
4062 | 40.384 | 42.359 | 37.5622
4063 | 96.812 | 121.884 | 149.1956
4064 | 295.775 | 277.409 | 286.5133
4065 | 456.66 | 417.456 | 393.3153
4066 | 608.852 | 523.423 | 408.5645
4067 | 687.819 | 624.303 | 569.8722
4068 | 724.222 | 722.811 | 653.9718
4069 | 726.018 | 555.948 | 658.6486
4070 | 692.881 | 567.476 | 625.9598
4071 | 619.243 | 540.235 | 552.9038
4072 | 509.814 | 478.297 | 419.2767
4073 | 360.613 | 269.211 | 310.7543
4074 | 185.183 | 147.801 | 146.069
4075 | 37.927 | 27.797 | 31.6754
4076 | 2.801 | 0 | 0
4077 | 0 | 0 | 0
4078 | 0 | 0 | 0
4079 | 0 | 0 | 0
4080 | 0 | 0 | 0
4081 | 0 | 0 | 0
4082 | 0 | 0 | 0
4083 | 0 | 0 | 0
4084 | 0 | 0 | 0
4085 | 0 | 0 | 0
4086 | 30.848 | 42.096 | 45.0301
4087 | 166.222 | 145.427 | 168.3255
4088 | 349.018 | 214.222 | 349.8786
4089 | 504.539 | 420.578 | 498.072
4090 | 573.662 | 553.964 | 544.4817
4091 | 624.464 | 577.804 | 685.1898
4092 | 660.041 | 563.845 | 713.1453
4093 | 696.109 | 711.328 | 704.8284
4094 | 633.654 | 682.749 | 660.1421
4095 | 571.154 | 599.166 | 577.8653
4096 | 413.845 | 479 | 415.3743
4097 | 303.881 | 314.869 | 279.6204
4098 | 139.725 | 137.742 | 146.799
4099 | 41.416 | 38.127 | 31.9148
4100 | 6.111 | 0 | 0
4101 | 0 | 0 | 0
4102 | 0 | 0 | 0
4103 | 0 | 0 | 0
4104 | 0 | 0 | 0
4105 | 0 | 0 | 0
4106 | 0 | 0 | 0
4107 | 0 | 0 | 0
4108 | 0 | 0 | 0
4109 | 0 | 0 | 0
4110 | 32.843 | 39.605 | 44.1628
4111 | 161.642 | 162.985 | 164.9212
4112 | 340.317 | 317.652 | 324.6449
4113 | 492.449 | 285.087 | 454.8612
4114 | 607.252 | 133.552 | 576.0429
4115 | 684.011 | 299.554 | 588.7302
4116 | 719.642 | 428.163 | 353.4133
4117 | 579.825 | 389.892 | 390.3178
4118 | 680.994 | 629.454 | 610.0886
4119 | 603.594 | 542.36 | 419.958
4120 | 494.833 | 394.832 | 415.9389
4121 | 304.318 | 264.931 | 246.2706
4122 | 175.01 | 150.922 | 146.9615
4123 | 38.934 | 41.167 | 38.6678
4124 | 3.212 | 0 | 0
4125 | 0 | 0 | 0
4126 | 0 | 0 | 0
4127 | 0 | 0 | 0
4128 | 0 | 0 | 0
4129 | 0 | 0 | 0
4130 | 0 | 0 | 0
4131 | 0 | 0 | 0
4132 | 0 | 0 | 0
4133 | 0 | 0 | 0
4134 | 27.266 | 37.451 | 24.2768
4135 | 161.764 | 107.334 | 78.3204
4136 | 338.118 | 193.235 | 60.0206
4137 | 492.659 | 297.521 | 58.2596
4138 | 607.465 | 262.34 | 159.6975
4139 | 680.393 | 368.758 | 230.1605
4140 | 714.248 | 401.08 | 245.5272
4141 | 715.321 | 469.893 | 225.5824
4142 | 675.182 | 209.7 | 204.4889
4143 | 605.422 | 468.787 | 246.2238
4144 | 495.309 | 274.86 | 255.7435
4145 | 348.941 | 139.558 | 57.466
4146 | 177.692 | 24.817 | 132.9433
4147 | 38.475 | 35.217 | 13.27
4148 | 2.603 | 0 | 0
4149 | 0 | 0 | 0
4150 | 0 | 0 | 0
4151 | 0 | 0 | 0
4152 | 0 | 0 | 0
4153 | 0 | 0 | 0
4154 | 0 | 0 | 0
4155 | 0 | 0 | 0
4156 | 0 | 0 | 0
4157 | 0 | 0 | 0
4158 | 27.482 | 0 | 14.7181
4159 | 156.417 | 89.728 | 76.4517
4160 | 329.126 | 154.144 | 106.4876
4161 | 473.398 | 125.262 | 156.9927
4162 | 584.696 | 183.879 | 178.1583
4163 | 515.767 | 162.441 | 209.2158
4164 | 533.812 | 229.244 | 227.8206
4165 | 570.641 | 137.848 | 221.0106
4166 | 564.817 | 397.766 | 161.7702
4167 | 457.147 | 241.442 | 230.1088
4168 | 379.988 | 251.768 | 283.8908
4169 | 256.194 | 114.991 | 204.3681
4170 | 171.075 | 48.698 | 110.9416
4171 | 49.391 | 23.665 | 34.7519
4172 | 4.033 | 0 | 0
4173 | 0 | 0 | 0
4174 | 0 | 0 | 0
4175 | 0 | 0 | 0
4176 | 0 | 0 | 0
4177 | 0 | 0 | 0
4178 | 0 | 0 | 0
4179 | 0 | 0 | 0
4180 | 0 | 0 | 0
4181 | 0 | 0 | 0
4182 | 0.792 | 27.938 | 43.6388
4183 | 133.206 | 13.826 | 71.955
4184 | 112.229 | 105.658 | 228.3938
4185 | 157.793 | 157.246 | 185.4645
4186 | 452.469 | 153.813 | 189.4761
4187 | 172.393 | 177.893 | 212.1774
4188 | 243.939 | 185.633 | 207.5065
4189 | 674.952 | 269.504 | 221.1388
4190 | 634.295 | 192.164 | 164.5106
4191 | 561.574 | 169.191 | 213.0909
4192 | 453.134 | 321.306 | 153.4785
4193 | 315.716 | 44.311 | 162.1131
4194 | 155.546 | 57.495 | 127.0306
4195 | 49.864 | 0 | 42.4554
4196 | 0 | 0 | 0
4197 | 0 | 0 | 0
4198 | 0 | 0 | 0
4199 | 0 | 0 | 0
4200 | 0 | 0 | 0
4201 | 0 | 0 | 0
4202 | 0 | 0 | 0
4203 | 0 | 0 | 0
4204 | 0 | 0 | 0
4205 | 0 | 0 | 0
4206 | 36.197 | 33.78 | 18.8231
4207 | 28.853 | 101.575 | 62.1996
4208 | 140.592 | 220.126 | 179.3024
4209 | 174.594 | 481.687 | 303.1208
4210 | 236.89 | 608.111 | 588.7383
4211 | 164.588 | 684.22 | 398.435
4212 | 120.962 | 719.097 | 698.8419
4213 | 297.313 | 583.677 | 687.8709
4214 | 242.246 | 265.446 | 298.7329
4215 | 147.052 | 304.298 | 571.7602
4216 | 94.659 | 291.509 | 448.9442
4217 | 54.917 | 245.413 | 308.7047
4218 | 75.323 | 102.39 | 129.271
4219 | 37.817 | 34.008 | 40.2152
4220 | 0 | 0 | 0
4221 | 0 | 0 | 0
4222 | 0 | 0 | 0
4223 | 0 | 0 | 0
4224 | 0 | 0 | 0
4225 | 0 | 0 | 0
4226 | 0 | 0 | 0
4227 | 0 | 0 | 0
4228 | 0 | 0 | 0
4229 | 0 | 0 | 0
4230 | 15.168 | 32.683 | 33.9368
4231 | 46.647 | 160.442 | 152.7333
4232 | 194.73 | 331.699 | 255.6253
4233 | 276.103 | 483.231 | 386.5617
4234 | 583.89 | 508.684 | 470.9005
4235 | 651.803 | 672.597 | 547.009
4236 | 612.457 | 640.32 | 599.5545
4237 | 612.167 | 523.617 | 571.9316
4238 | 237.129 | 437.211 | 553.7067
4239 | 596.442 | 408.259 | 349.4736
4240 | 478.526 | 390.423 | 317.6096
4241 | 337.292 | 248.484 | 204.6099
4242 | 173.275 | 99.738 | 89.7931
4243 | 39.712 | 1.447 | 7.2562
4244 | 2.351 | 0 | 0
4245 | 0 | 0 | 0
4246 | 0 | 0 | 0
4247 | 0 | 0 | 0
4248 | 0 | 0 | 0
4249 | 0 | 0 | 0
4250 | 0 | 0 | 0
4251 | 0 | 0 | 0
4252 | 0 | 0 | 0
4253 | 0 | 0 | 0
4254 | 27.865 | 31.679 | 33.1183
4255 | 150.435 | 157.803 | 162.3063
4256 | 322.458 | 331.889 | 334.9341
4257 | 473.305 | 473.047 | 482.6765
4258 | 586.552 | 580.529 | 584.8478
4259 | 659.994 | 650.294 | 661.6917
4260 | 695.285 | 683.157 | 679.2794
4261 | 698.444 | 675.229 | 672.1271
4262 | 663.101 | 649.986 | 634.8572
4263 | 592.666 | 572.3 | 549.487
4264 | 486.178 | 453.751 | 441.7148
4265 | 340.145 | 312.765 | 267.391
4266 | 174.973 | 149.398 | 142.501
4267 | 40.578 | 39.385 | 40.0153
4268 | 2.97 | 0 | 0
4269 | 0 | 0 | 0
4270 | 0 | 0 | 0
4271 | 0 | 0 | 0
4272 | 0 | 0 | 0
4273 | 0 | 0 | 0
4274 | 0 | 0 | 0
4275 | 0 | 0 | 0
4276 | 0 | 0 | 0
4277 | 0 | 0 | 0
4278 | 28.691 | 44.564 | 47.7036
4279 | 135.734 | 155.642 | 139.8391
4280 | 319.635 | 316.914 | 269.7558
4281 | 443.684 | 461.825 | 321.4608
4282 | 539.057 | 584.643 | 417.5884
4283 | 316.367 | 660.336 | 552.3095
4284 | 634.909 | 530.035 | 190.428
4285 | 591.838 | 276.298 | 530.7799
4286 | 441.231 | 563.667 | 334.5126
4287 | 482.737 | 482.513 | 390.3182
4288 | 253.213 | 451.692 | 177.0373
4289 | 186.764 | 301.601 | 243.7644
4290 | 130.35 | 122.08 | 116.1203
4291 | 48.503 | 39.81 | 43.1297
4292 | 0 | 0 | 0
4293 | 0 | 0 | 0
4294 | 0 | 0 | 0
4295 | 0 | 0 | 0
4296 | 0 | 0 | 0
4297 | 0 | 0 | 0
4298 | 0 | 0 | 0
4299 | 0 | 0 | 0
4300 | 0 | 0 | 0
4301 | 0 | 0 | 0
4302 | 43.587 | 36.814 | 33.6477
4303 | 151.529 | 146.237 | 157.0351
4304 | 295.298 | 333.227 | 320.7183
4305 | 433.756 | 482.403 | 257.2289
4306 | 547.287 | 621.324 | 535.9062
4307 | 622.021 | 701.269 | 607.0174
4308 | 659.591 | 735.116 | 398.0912
4309 | 498.528 | 729.14 | 549.1322
4310 | 328.466 | 685.288 | 266.4707
4311 | 575.238 | 601.698 | 392.4631
4312 | 461.382 | 479.774 | 375.2773
4313 | 324.602 | 324.199 | 236.0681
4314 | 171.023 | 151.285 | 45.28
4315 | 44.99 | 30.104 | 40.0554
4316 | 1.48 | 0 | 0
4317 | 0 | 0 | 0
4318 | 0 | 0 | 0
4319 | 0 | 0 | 0
4320 | 0 | 0 | 0
4321 | 0 | 0 | 0
4322 | 0 | 0 | 0
4323 | 0 | 0 | 0
4324 | 0 | 0 | 0
4325 | 0 | 0 | 0
4326 | 29.492 | 29.812 | 38.9343
4327 | 44.218 | 160.494 | 163.3311
4328 | 108.948 | 345.049 | 345.831
4329 | 422.186 | 507.517 | 496.5573
4330 | 457 | 630.337 | 608.2409
4331 | 362.271 | 709.779 | 618.6558
4332 | 670.397 | 744.886 | 364.9635
4333 | 537.533 | 591.744 | 412.7252
4334 | 582.756 | 693.478 | 677.8686
4335 | 557.904 | 593.896 | 590.9952
4336 | 355.609 | 478.861 | 455.029
4337 | 283.823 | 236.467 | 326.9846
4338 | 163.555 | 150.054 | 155.4663
4339 | 47.185 | 26.321 | 27.8246
4340 | 1.845 | 0 | 0
4341 | 0 | 0 | 0
4342 | 0 | 0 | 0
4343 | 0 | 0 | 0
4344 | 0 | 0 | 0
4345 | 0 | 0 | 0
4346 | 0 | 0 | 0
4347 | 0 | 0 | 0
4348 | 0 | 0 | 0
4349 | 0 | 0 | 0
4350 | 41.498 | 35.619 | 39.7182
4351 | 152.981 | 152.073 | 159.8279
4352 | 303.514 | 316.328 | 322.2481
4353 | 359.554 | 466.575 | 465.612
4354 | 561.946 | 580.33 | 574.8936
4355 | 638.447 | 670.66 | 646.396
4356 | 678.063 | 708.311 | 625.6459
4357 | 608.854 | 708.642 | 679.6616
4358 | 644.207 | 670.522 | 631.4507
4359 | 542.293 | 559.279 | 559.2012
4360 | 396.746 | 402.877 | 451.7481
4361 | 309.484 | 286.295 | 310.7407
4362 | 178.155 | 143.529 | 147.8051
4363 | 43.739 | 39.141 | 28.6581
4364 | 1.543 | 0 | 0
4365 | 0 | 0 | 0
4366 | 0 | 0 | 0
4367 | 0 | 0 | 0
4368 | 0 | 0 | 0
4369 | 0 | 0 | 0
4370 | 0 | 0 | 0
4371 | 0 | 0 | 0
4372 | 0 | 0 | 0
4373 | 0 | 0 | 0
4374 | 36.669 | 34.899 | 32.9651
4375 | 125.655 | 122.393 | 162.42
4376 | 171.336 | 320.709 | 331.3639
4377 | 316.341 | 475.696 | 482.6979
4378 | 417.92 | 403.132 | 595.9176
4379 | 74.669 | 667.371 | 419.2092
4380 | 127.123 | 718.749 | 598.2951
4381 | 570.744 | 722.89 | 528.9668
4382 | 180.697 | 678.112 | 654.6217
4383 | 566.894 | 601.788 | 577.3173
4384 | 127.57 | 481.919 | 386.7116
4385 | 3.764 | 325.589 | 234.5738
4386 | 105.483 | 152.928 | 150.4238
4387 | 33.777 | 32.223 | 27.9248
4388 | 0 | 0 | 0
4389 | 0 | 0 | 0
4390 | 0 | 0 | 0
4391 | 0 | 0 | 0
4392 | 0 | 0 | 0
4393 | 0 | 0 | 0
4394 | 0 | 0 | 0
4395 | 0 | 0 | 0
4396 | 0 | 0 | 0
4397 | 0 | 0 | 0
4398 | 32.759 | 34.035 | 32.3577
4399 | 88.383 | 148.071 | 160.1408
4400 | 299.608 | 330.609 | 330.253
4401 | 437.965 | 435.177 | 466.5994
4402 | 551.87 | 613.197 | 587.3669
4403 | 630.208 | 687.945 | 658.9035
4404 | 668.836 | 724.608 | 649.3986
4405 | 668.288 | 720.489 | 684.6496
4406 | 626.526 | 659.032 | 644.055
4407 | 556.819 | 580.503 | 525.4587
4408 | 320.769 | 456.199 | 418.8141
4409 | 150.885 | 271.89 | 213.4821
4410 | 119.357 | 76.89 | 102.336
4411 | 43.031 | 36.94 | 27.527
4412 | 0 | 0 | 0
4413 | 0 | 0 | 0
4414 | 0 | 0 | 0
4415 | 0 | 0 | 0
4416 | 0 | 0 | 0
4417 | 0 | 0 | 0
4418 | 0 | 0 | 0
4419 | 0 | 0 | 0
4420 | 0 | 0 | 0
4421 | 0 | 0 | 0
4422 | 2.367 | 32.962 | 17.9484
4423 | 92.766 | 67.219 | 144.1527
4424 | 234.287 | 13.706 | 309.952
4425 | 235.534 | 179.123 | 439.4592
4426 | 283.295 | 127.866 | 538.7878
4427 | 254.601 | 451.223 | 588.5572
4428 | 165.944 | 98.504 | 578.998
4429 | 430.25 | 362.232 | 479.9536
4430 | 487.867 | 518.351 | 401.0664
4431 | 385.819 | 309.323 | 486.8417
4432 | 353.782 | 257.01 | 187.857
4433 | 273.063 | 112.196 | 272.9441
4434 | 115.98 | 0 | 135.085
4435 | 55.775 | 30.438 | 37.6903
4436 | 0 | 0 | 0
4437 | 0 | 0 | 0
4438 | 0 | 0 | 0
4439 | 0 | 0 | 0
4440 | 0 | 0 | 0
4441 | 0 | 0 | 0
4442 | 0 | 0 | 0
4443 | 0 | 0 | 0
4444 | 0 | 0 | 0
4445 | 0 | 0 | 0
4446 | 30.64 | 26.852 | 28.904
4447 | 137.648 | 43.895 | 154.395
4448 | 284.174 | 151.083 | 299.0709
4449 | 477.462 | 271.799 | 465.782
4450 | 590.821 | 198.581 | 524.9917
4451 | 667.006 | 155.418 | 603.2717
4452 | 700.353 | 268.901 | 644.6335
4453 | 588.021 | 142.027 | 588.3279
4454 | 672.119 | 242.267 | 510.3328
4455 | 458.766 | 375.042 | 494.2074
4456 | 496.875 | 411.261 | 370.9223
4457 | 348.109 | 252.102 | 267.3353
4458 | 162.718 | 110.395 | 144.8631
4459 | 50.127 | 36.048 | 28.2632
4460 | 4.249 | 0 | 0
4461 | 0 | 0 | 0
4462 | 0 | 0 | 0
4463 | 0 | 0 | 0
4464 | 0 | 0 | 0
4465 | 0 | 0 | 0
4466 | 0 | 0 | 0
4467 | 0 | 0 | 0
4468 | 0 | 0 | 0
4469 | 0 | 0 | 0
4470 | 27.281 | 33.45 | 22.0718
4471 | 146.209 | 104.951 | 151.401
4472 | 322.658 | 177.277 | 313.7595
4473 | 478.24 | 306.835 | 475.0657
4474 | 593.49 | 171.951 | 582.3697
4475 | 535.196 | 304.33 | 651.0375
4476 | 180.081 | 403.556 | 683.1904
4477 | 622.595 | 397.312 | 678.9413
4478 | 525.31 | 393.335 | 612.0421
4479 | 348.1 | 443.51 | 557.7739
4480 | 503.04 | 360.449 | 441.4001
4481 | 350.828 | 255.534 | 230.6538
4482 | 151.505 | 141.263 | 107.9966
4483 | 42.858 | 41.522 | 37.81
4484 | 1.791 | 0 | 0
4485 | 0 | 0 | 0
4486 | 0 | 0 | 0
4487 | 0 | 0 | 0
4488 | 0 | 0 | 0
4489 | 0 | 0 | 0
4490 | 0 | 0 | 0
4491 | 0 | 0 | 0
4492 | 0 | 0 | 0
4493 | 0 | 0 | 0
4494 | 30.853 | 34.875 | 36.7922
4495 | 143.754 | 98.07 | 46.3996
4496 | 305.34 | 226.873 | 109.877
4497 | 455.888 | 69.165 | 250.1144
4498 | 570.255 | 269.308 | 429.8367
4499 | 638.816 | 215.537 | 420.7271
4500 | 672.507 | 318.707 | 259.7296
4501 | 671.436 | 319.564 | 272.5084
4502 | 615.886 | 618.75 | 248.1069
4503 | 549.999 | 535.892 | 428.9086
4504 | 451.358 | 323.967 | 194.7214
4505 | 322.501 | 195.272 | 246.2728
4506 | 174.281 | 150.593 | 52.602
4507 | 52.746 | 41.676 | 37.4001
4508 | 0 | 0 | 0
4509 | 0 | 0 | 0
4510 | 0 | 0 | 0
4511 | 0 | 0 | 0
4512 | 0 | 0 | 0
4513 | 0 | 0 | 0
4514 | 0 | 0 | 0
4515 | 0 | 0 | 0
4516 | 0 | 0 | 0
4517 | 0 | 0 | 0
4518 | 34.782 | 32.2 | 28.6287
4519 | 143.292 | 105.223 | 147.9827
4520 | 295.138 | 310.657 | 307.5612
4521 | 436.033 | 464.491 | 459.2237
4522 | 547.126 | 585.238 | 511.2144
4523 | 571.913 | 658.684 | 635.2341
4524 | 635.231 | 708.744 | 677.5993
4525 | 580.475 | 705.061 | 676.2381
4526 | 565.601 | 660.632 | 622.8017
4527 | 520.406 | 572.758 | 325.3482
4528 | 368.816 | 450.485 | 449.2641
4529 | 213.164 | 301.787 | 307.5024
4530 | 139.064 | 150.483 | 146.6779
4531 | 50.899 | 40.217 | 31.6671
4532 | 0 | 0 | 0
4533 | 0 | 0 | 0
4534 | 0 | 0 | 0
4535 | 0 | 0 | 0
4536 | 0 | 0 | 0
4537 | 0 | 0 | 0
4538 | 0 | 0 | 0
4539 | 0 | 0 | 0
4540 | 0 | 0 | 0
4541 | 0 | 0 | 0
4542 | 36.501 | 37.044 | 28.3855
4543 | 95.469 | 146.344 | 152.8301
4544 | 239.082 | 302.464 | 319.7859
4545 | 428.351 | 345.672 | 469.3975
4546 | 393.529 | 143.197 | 585.9319
4547 | 419.546 | 446.837 | 657.2826
4548 | 452.772 | 230.829 | 520.1672
4549 | 557.477 | 469.892 | 513.4414
4550 | 618.3 | 205.281 | 596.5152
4551 | 450.86 | 294.895 | 575.4809
4552 | 187.34 | 273.236 | 423.2831
4553 | 228.578 | 147.591 | 311.4485
4554 | 112.33 | 96.741 | 124.7157
4555 | 26.799 | 21.619 | 38.7425
4556 | 0 | 0 | 0
4557 | 0 | 0 | 0
4558 | 0 | 0 | 0
4559 | 0 | 0 | 0
4560 | 0 | 0 | 0
4561 | 0 | 0 | 0
4562 | 0 | 0 | 0
4563 | 0 | 0 | 0
4564 | 0 | 0 | 0
4565 | 0 | 0 | 0
4566 | 33.107 | 24.129 | 29.8096
4567 | 144.396 | 150.99 | 153.5656
4568 | 286.683 | 339.18 | 321.3569
4569 | 424.023 | 501.552 | 468.785
4570 | 536.569 | 626.755 | 579.1071
4571 | 604.308 | 646.945 | 649.2898
4572 | 551.448 | 648.546 | 683.269
4573 | 538.894 | 660.854 | 682.549
4574 | 178.922 | 620.231 | 529.9575
4575 | 58.81 | 561.795 | 530.1489
4576 | 338.126 | 448.94 | 408.2625
4577 | 207.281 | 275.21 | 312.5701
4578 | 143.794 | 132.418 | 97.6646
4579 | 7.217 | 23.297 | 36.8351
4580 | 0 | 0 | 0
4581 | 0 | 0 | 0
4582 | 0 | 0 | 0
4583 | 0 | 0 | 0
4584 | 0 | 0 | 0
4585 | 0 | 0 | 0
4586 | 0 | 0 | 0
4587 | 0 | 0 | 0
4588 | 0 | 0 | 0
4589 | 0 | 0 | 0
4590 | 28.666 | 23.557 | 32.0548
4591 | 123.771 | 141.554 | 131.8957
4592 | 303.684 | 325.997 | 276.5612
4593 | 454.984 | 468.791 | 410.7459
4594 | 436.181 | 580.335 | 507.0855
4595 | 506.074 | 649.758 | 562.7717
4596 | 199.953 | 680.837 | 607.6793
4597 | 544.789 | 677.571 | 585.9699
4598 | 650.694 | 636.137 | 578.9609
4599 | 493.221 | 580.167 | 490.552
4600 | 456.339 | 468.997 | 405.0082
4601 | 332.759 | 315.504 | 298.3808
4602 | 163.938 | 147.889 | 139.6009
4603 | 48.524 | 32.417 | 31.6316
4604 | 0.285 | 0 | 0
4605 | 0 | 0 | 0
4606 | 0 | 0 | 0
4607 | 0 | 0 | 0
4608 | 0 | 0 | 0
4609 | 0 | 0 | 0
4610 | 0 | 0 | 0
4611 | 0 | 0 | 0
4612 | 0 | 0 | 0
4613 | 0 | 0 | 0
4614 | 18.209 | 33.521 | 34.5756
4615 | 69.402 | 123.527 | 141.763
4616 | 45.649 | 261.897 | 311.1191
4617 | 71.999 | 457.282 | 455.7993
4618 | 88.654 | 578.152 | 566.9742
4619 | 87.905 | 642.325 | 642.2181
4620 | 122.181 | 682.854 | 675.2721
4621 | 66.746 | 692.009 | 675.0313
4622 | 102.651 | 639.064 | 625.88
4623 | 327.059 | 560.597 | 553.3887
4624 | 69.865 | 445.724 | 443.9219
4625 | 82.775 | 257.875 | 301.9099
4626 | 37.854 | 132.347 | 145.9317
4627 | 47.592 | 38.933 | 34.4804
4628 | 0 | 0 | 0
4629 | 0 | 0 | 0
4630 | 0 | 0 | 0
4631 | 0 | 0 | 0
4632 | 0 | 0 | 0
4633 | 0 | 0 | 0
4634 | 0 | 0 | 0
4635 | 0 | 0 | 0
4636 | 0 | 0 | 0
4637 | 0 | 0 | 0
4638 | 31.541 | 31.879 | 33.9556
4639 | 113.191 | 145.681 | 136.6738
4640 | 136.15 | 311.111 | 240.8332
4641 | 456.61 | 471.996 | 350.423
4642 | 428.653 | 597.494 | 467.9169
4643 | 273.807 | 692.869 | 533.2755
4644 | 445.091 | 729.671 | 632.1251
4645 | 686.89 | 727.603 | 596.2748
4646 | 642.886 | 680.941 | 518.7582
4647 | 572.312 | 593.063 | 441.6936
4648 | 467.979 | 469.176 | 309.0461
4649 | 328.783 | 312.703 | 213.3744
4650 | 171.791 | 147.725 | 92.0143
4651 | 43.926 | 34.515 | 25.5325
4652 | 0 | 0 | 0
4653 | 0 | 0 | 0
4654 | 0 | 0 | 0
4655 | 0 | 0 | 0
4656 | 0 | 0 | 0
4657 | 0 | 0 | 0
4658 | 0 | 0 | 0
4659 | 0 | 0 | 0
4660 | 0 | 0 | 0
4661 | 0 | 0 | 0
4662 | 25.693 | 0 | 14.4507
4663 | 132.656 | 43.923 | 47.018
4664 | 295.006 | 135.935 | 166.3989
4665 | 444.34 | 146.704 | 290.9256
4666 | 558.913 | 236.92 | 486.1758
4667 | 639.312 | 351.766 | 632.7777
4668 | 675.873 | 392.114 | 642.2768
4669 | 679.751 | 489.976 | 662.2273
4670 | 642.632 | 513.188 | 618.1388
4671 | 578.281 | 421.513 | 545.3246
4672 | 474.551 | 416.617 | 435.9974
4673 | 332.854 | 289 | 252.6561
4674 | 169.537 | 139.85 | 141.7196
4675 | 39.629 | 34.92 | 34.6143
4676 | 0 | 0 | 0
4677 | 0 | 0 | 0
4678 | 0 | 0 | 0
4679 | 0 | 0 | 0
4680 | 0 | 0 | 0
4681 | 0 | 0 | 0
4682 | 0 | 0 | 0
4683 | 0 | 0 | 0
4684 | 0 | 0 | 0
4685 | 0 | 0 | 0
4686 | 6.512 | 23.927 | 25.6927
4687 | 90.404 | 141.017 | 112.6566
4688 | 84.248 | 313.174 | 194.9339
4689 | 144.261 | 458.816 | 325.477
4690 | 159.965 | 569.533 | 341.7886
4691 | 554.121 | 637.944 | 401.9905
4692 | 219.841 | 323.224 | 500.9915
4693 | 127.101 | 329.126 | 209.2487
4694 | 75.757 | 669.288 | 234.4895
4695 | 577.237 | 586.409 | 210.1764
4696 | 466.598 | 468.493 | 192.531
4697 | 330.004 | 320.498 | 85.6731
4698 | 170.626 | 148.446 | 23.2468
4699 | 42.882 | 28.117 | 19.0454
4700 | 0 | 0 | 0
4701 | 0 | 0 | 0
4702 | 0 | 0 | 0
4703 | 0 | 0 | 0
4704 | 0 | 0 | 0
4705 | 0 | 0 | 0
4706 | 0 | 0 | 0
4707 | 0 | 0 | 0
4708 | 0 | 0 | 0
4709 | 0 | 0 | 0
4710 | 20.617 | 24.581 | 32.9889
4711 | 129.126 | 141.709 | 144.8776
4712 | 297.377 | 318.376 | 299.2292
4713 | 444.491 | 474.347 | 409.517
4714 | 552.764 | 591.951 | 491.3026
4715 | 625.872 | 645.343 | 575.6226
4716 | 662.096 | 681.85 | 442.9728
4717 | 245.018 | 677.383 | 536.844
4718 | 599.327 | 635.041 | 539.7274
4719 | 562.115 | 581.804 | 218.5266
4720 | 457.37 | 463.966 | 354.4847
4721 | 320.792 | 315.995 | 240.1961
4722 | 165.554 | 145.575 | 114.2815
4723 | 41.842 | 28.646 | 31.679
4724 | 0 | 0 | 0
4725 | 0 | 0 | 0
4726 | 0 | 0 | 0
4727 | 0 | 0 | 0
4728 | 0 | 0 | 0
4729 | 0 | 0 | 0
4730 | 0 | 0 | 0
4731 | 0 | 0 | 0
4732 | 0 | 0 | 0
4733 | 0 | 0 | 0
4734 | 30.099 | 27.946 | 30.5631
4735 | 115.303 | 122.818 | 139.2673
4736 | 226.621 | 290.993 | 290.35
4737 | 426.226 | 433.149 | 373.7342
4738 | 538.991 | 524.861 | 500.4235
4739 | 610.986 | 584.671 | 262.2799
4740 | 647.603 | 622.045 | 615.7982
4741 | 648.799 | 600.019 | 643.7397
4742 | 612.967 | 537.125 | 603.5953
4743 | 548.119 | 461.136 | 531.3353
4744 | 446.346 | 396.284 | 423.1503
4745 | 312.806 | 233.161 | 284.7817
4746 | 165.187 | 95.478 | 138.6801
4747 | 46.226 | 24.284 | 34.152
4748 | 0 | 0 | 0
4749 | 0 | 0 | 0
4750 | 0 | 0 | 0
4751 | 0 | 0 | 0
4752 | 0 | 0 | 0
4753 | 0 | 0 | 0
4754 | 0 | 0 | 0
4755 | 0 | 0 | 0
4756 | 0 | 0 | 0
4757 | 0 | 0 | 0
4758 | 29.738 | 30.586 | 31.3357
4759 | 128.426 | 136.029 | 99.4456
4760 | 275.512 | 239.083 | 243.4205
4761 | 409.528 | 417.099 | 354.6254
4762 | 453.036 | 509.422 | 444.5513
4763 | 490.018 | 587.447 | 472.1224
4764 | 596.428 | 654.027 | 131.3498
4765 | 601.297 | 653.303 | 543.0681
4766 | 532.822 | 623.425 | 482.5977
4767 | 464.927 | 545.17 | 449.1646
4768 | 355.369 | 428.894 | 222.113
4769 | 320.425 | 287.062 | 213.4102
4770 | 173.532 | 142.585 | 15.9126
4771 | 38.674 | 33.676 | 35.9162
4772 | 0 | 0 | 0
4773 | 0 | 0 | 0
4774 | 0 | 0 | 0
4775 | 0 | 0 | 0
4776 | 0 | 0 | 0
4777 | 0 | 0 | 0
4778 | 0 | 0 | 0
4779 | 0 | 0 | 0
4780 | 0 | 0 | 0
4781 | 0 | 0 | 0
4782 | 18.49 | 30.227 | 7.3901
4783 | 128.922 | 136.452 | 59.3285
4784 | 302.768 | 283.828 | 50.8694
4785 | 458.803 | 430.353 | 227.5988
4786 | 576.653 | 518.461 | 411.2116
4787 | 651.708 | 646.437 | 554.7303
4788 | 613.749 | 690.753 | 638.3433
4789 | 695.86 | 697.328 | 597.3965
4790 | 654.157 | 663.169 | 559.5709
4791 | 585.929 | 581.507 | 496.9123
4792 | 459.329 | 460.859 | 427.6215
4793 | 331.309 | 301.726 | 279.5084
4794 | 168.911 | 142.335 | 129.1123
4795 | 39.542 | 32.712 | 18.8074
4796 | 0 | 0 | 0
4797 | 0 | 0 | 0
4798 | 0 | 0 | 0
4799 | 0 | 0 | 0
4800 | 0 | 0 | 0
4801 | 0 | 0 | 0
4802 | 0 | 0 | 0
4803 | 0 | 0 | 0
4804 | 0 | 0 | 0
4805 | 0 | 0 | 0
4806 | 30.17 | 30.007 | 5.8743
4807 | 131.583 | 134.385 | 42.9758
4808 | 277.405 | 281.223 | 160.97
4809 | 419.536 | 424.942 | 114.511
4810 | 539.164 | 550.49 | 144.5449
4811 | 629.945 | 637.983 | 305.5378
4812 | 462.083 | 686.665 | 239.8874
4813 | 673.556 | 689.123 | 284.5866
4814 | 576.287 | 230.388 | 277.0275
4815 | 500.051 | 202.384 | 277.8635
4816 | 381.43 | 442.262 | 219.898
4817 | 291.519 | 292.274 | 118.136
4818 | 146.771 | 143.337 | 86.4464
4819 | 44.736 | 35.002 | 29.2631
4820 | 0 | 0 | 0
4821 | 0 | 0 | 0
4822 | 0 | 0 | 0
4823 | 0 | 0 | 0
4824 | 0 | 0 | 0
4825 | 0 | 0 | 0
4826 | 0 | 0 | 0
4827 | 0 | 0 | 0
4828 | 0 | 0 | 0
4829 | 0 | 0 | 0
4830 | 15.722 | 27.889 | 28.1171
4831 | 116.004 | 134.083 | 143.136
4832 | 120.134 | 280.359 | 316.8585
4833 | 98.53 | 429.113 | 457.8235
4834 | 457.265 | 553.606 | 579.2665
4835 | 433.457 | 633.5 | 656.8214
4836 | 581.449 | 674.009 | 691.4309
4837 | 597.722 | 591.76 | 699.2398
4838 | 576.414 | 622.487 | 658.2858
4839 | 457.119 | 550.321 | 580.7058
4840 | 332.628 | 440.965 | 465.3065
4841 | 272.063 | 296.927 | 305.8895
4842 | 155.946 | 136.83 | 141.8043
4843 | 42.323 | 25.187 | 23.2936
4844 | 0 | 0 | 0
4845 | 0 | 0 | 0
4846 | 0 | 0 | 0
4847 | 0 | 0 | 0
4848 | 0 | 0 | 0
4849 | 0 | 0 | 0
4850 | 0 | 0 | 0
4851 | 0 | 0 | 0
4852 | 0 | 0 | 0
4853 | 0 | 0 | 0
4854 | 26.662 | 27.757 | 24.0258
4855 | 11.608 | 7.03 | 136.9566
4856 | 78.075 | 49.897 | 294.8992
4857 | 168.044 | 213.516 | 457.5617
4858 | 158.322 | 155.182 | 561.9329
4859 | 126.267 | 628.78 | 635.8178
4860 | 94.781 | 627.696 | 669.2389
4861 | 179.646 | 383.152 | 677.8297
4862 | 239.235 | 634.918 | 635.2462
4863 | 70.576 | 536.943 | 542.8241
4864 | 81.05 | 221.77 | 444.0969
4865 | 113.316 | 257.642 | 288.3073
4866 | 14.981 | 2.103 | 139.2188
4867 | 0 | 0 | 28.2342
4868 | 0 | 0 | 0
4869 | 0 | 0 | 0
4870 | 0 | 0 | 0
4871 | 0 | 0 | 0
4872 | 0 | 0 | 0
4873 | 0 | 0 | 0
4874 | 0 | 0 | 0
4875 | 0 | 0 | 0
4876 | 0 | 0 | 0
4877 | 0 | 0 | 0
4878 | 21.187 | 20.614 | 1.7244
4879 | 126.724 | 52.91 | 24.5099
4880 | 289.693 | 206.699 | 171.8289
4881 | 431.53 | 318.675 | 50.0709
4882 | 523.838 | 529.927 | 258.7982
4883 | 591.299 | 566.5 | 280.4542
4884 | 640.053 | 357.036 | 474.3852
4885 | 638.792 | 183.588 | 557.5836
4886 | 671.338 | 265.772 | 532.8688
4887 | 598.675 | 369.685 | 378.9814
4888 | 492.313 | 374.706 | 149.1175
4889 | 342.889 | 291.429 | 261.5435
4890 | 170.538 | 81.247 | 94.5454
4891 | 34.135 | 29.463 | 22.1884
4892 | 0 | 0 | 0
4893 | 0 | 0 | 0
4894 | 0 | 0 | 0
4895 | 0 | 0 | 0
4896 | 0 | 0 | 0
4897 | 0 | 0 | 0
4898 | 0 | 0 | 0
4899 | 0 | 0 | 0
4900 | 0 | 0 | 0
4901 | 0 | 0 | 0
4902 | 19.312 | 0 | 17.9094
4903 | 125.385 | 11.182 | 136.9909
4904 | 299.412 | 103.14 | 304.0284
4905 | 456.292 | 40.447 | 280.5093
4906 | 575.292 | 314.319 | 575.4992
4907 | 599.463 | 388.953 | 326.6188
4908 | 694.591 | 574.372 | 480.1412
4909 | 693.049 | 610.747 | 663.4669
4910 | 567.272 | 590.458 | 622.715
4911 | 585.159 | 608.362 | 484.4954
4912 | 474.067 | 480.282 | 299.7341
4913 | 330.115 | 315.02 | 219.8627
4914 | 166.042 | 143.518 | 139.4205
4915 | 38.658 | 27.804 | 29.1042
4916 | 0 | 0 | 0
4917 | 0 | 0 | 0
4918 | 0 | 0 | 0
4919 | 0 | 0 | 0
4920 | 0 | 0 | 0
4921 | 0 | 0 | 0
4922 | 0 | 0 | 0
4923 | 0 | 0 | 0
4924 | 0 | 0 | 0
4925 | 0 | 0 | 0
4926 | 22.336 | 19.36 | 19.5004
4927 | 96.28 | 133.106 | 131.7846
4928 | 108.663 | 312.081 | 247.1197
4929 | 225.594 | 472.866 | 464.2395
4930 | 541.778 | 519.798 | 582.6922
4931 | 612.88 | 634.817 | 672.178
4932 | 324.76 | 702.16 | 706.8811
4933 | 668.195 | 702.903 | 690.4844
4934 | 619.853 | 673.855 | 652.4979
4935 | 473.664 | 591.059 | 583.6564
4936 | 448.437 | 467.568 | 468.8036
4937 | 274.891 | 311.442 | 281.032
4938 | 77.877 | 139.934 | 132.9051
4939 | 38.284 | 27.534 | 28.3203
4940 | 0 | 0 | 0
4941 | 0 | 0 | 0
4942 | 0 | 0 | 0
4943 | 0 | 0 | 0
4944 | 0 | 0 | 0
4945 | 0 | 0 | 0
4946 | 0 | 0 | 0
4947 | 0 | 0 | 0
4948 | 0 | 0 | 0
4949 | 0 | 0 | 0
4950 | 24.238 | 25.389 | 3.8171
4951 | 120.366 | 133.026 | 35.7426
4952 | 271.783 | 295.431 | 187.7608
4953 | 422.495 | 455.593 | 297.7371
4954 | 538.801 | 579.958 | 426.4578
4955 | 501.539 | 662.013 | 530.8159
4956 | 531.919 | 713.971 | 385.9004
4957 | 654.786 | 709.037 | 467.0237
4958 | 614.758 | 387.371 | 546.7201
4959 | 544.133 | 347.049 | 477.6121
4960 | 335.493 | 266.227 | 284.4694
4961 | 246.998 | 252.365 | 222.6759
4962 | 158.759 | 49.425 | 50.5512
4963 | 42.037 | 9.478 | 6.6059
4964 | 0 | 0 | 0
4965 | 0 | 0 | 0
4966 | 0 | 0 | 0
4967 | 0 | 0 | 0
4968 | 0 | 0 | 0
4969 | 0 | 0 | 0
4970 | 0 | 0 | 0
4971 | 0 | 0 | 0
4972 | 0 | 0 | 0
4973 | 0 | 0 | 0
4974 | 21.306 | 22.559 | 3.6536
4975 | 107.384 | 39.013 | 110.7893
4976 | 198.101 | 280.968 | 224.9886
4977 | 337.901 | 381.305 | 342.8078
4978 | 525.01 | 279.185 | 224.717
4979 | 429.599 | 95.056 | 474.6269
4980 | 531.502 | 256.681 | 385.4623
4981 | 398.064 | 590.68 | 458.6777
4982 | 593.794 | 34.183 | 298.7685
4983 | 491.186 | 24.015 | 512.7255
4984 | 307.342 | 19.953 | 442.7341
4985 | 82.483 | 32.162 | 299.2871
4986 | 13.367 | 41.008 | 132.6148
4987 | 0.617 | 28.008 | 20.0412
4988 | 0 | 0 | 0
4989 | 0 | 0 | 0
4990 | 0 | 0 | 0
4991 | 0 | 0 | 0
4992 | 0 | 0 | 0
4993 | 0 | 0 | 0
4994 | 0 | 0 | 0
4995 | 0 | 0 | 0
4996 | 0 | 0 | 0
4997 | 0 | 0 | 0
4998 | 0 | 21.474 | 20.7043
4999 | 21.255 | 131.09 | 82.2091
5000 | 23.542 | 301.781 | 39.1211
5001 | 304.293 | 458.582 | 178.7513
5002 | 129.351 | 510.5 | 227.3189
5003 | 88.308 | 625.435 | 155.2076
5004 | 139.693 | 660.147 | 304.707
5005 | 98.344 | 660.867 | 210.0335
5006 | 96.925 | 606.404 | 255.3443
5007 | 384.711 | 547.289 | 471.5276
5008 | 425.518 | 431.806 | 182.821
5009 | 319.616 | 289.977 | 89.7085
5010 | 158.767 | 134.037 | 105.5553
5011 | 36.423 | 25.307 | 3.6429
5012 | 0 | 0 | 0
5013 | 0 | 0 | 0
5014 | 0 | 0 | 0
5015 | 0 | 0 | 0
5016 | 0 | 0 | 0
5017 | 0 | 0 | 0
5018 | 0 | 0 | 0
5019 | 0 | 0 | 0
5020 | 0 | 0 | 0
5021 | 0 | 0 | 0
5022 | 18.739 | 21.262 | 24.715
5023 | 115.599 | 127.228 | 73.7617
5024 | 206.287 | 287.648 | 194.5388
5025 | 428.848 | 438.842 | 171.8728
5026 | 538.678 | 559.366 | 325.4496
5027 | 368.333 | 635.444 | 111.8627
5028 | 360.697 | 675.443 | 406.75
5029 | 640.71 | 685.176 | 533.5758
5030 | 473.446 | 627.671 | 458.8486
5031 | 20.046 | 183.849 | 464.2679
5032 | 36.931 | 237.454 | 384.1489
5033 | 182.816 | 289.961 | 257.7172
5034 | 42.879 | 136.021 | 117.4355
5035 | 0 | 26.14 | 19.4016
5036 | 0 | 0 | 0
5037 | 0 | 0 | 0
5038 | 0 | 0 | 0
5039 | 0 | 0 | 0
5040 | 0 | 0 | 0
5041 | 0 | 0 | 0
5042 | 0 | 0 | 0
5043 | 0 | 0 | 0
5044 | 0 | 0 | 0
5045 | 0 | 0 | 0
5046 | 21.501 | 21.931 | 20.0753
5047 | 72.566 | 108.281 | 83.682
5048 | 189.994 | 276.366 | 141.2356
5049 | 316.225 | 362.38 | 450.7125
5050 | 434.149 | 404.727 | 561.5551
5051 | 514.31 | 564.453 | 452.4531
5052 | 682.367 | 528.674 | 679.6082
5053 | 681.002 | 533.034 | 670.7083
5054 | 650.936 | 498.857 | 611.377
5055 | 578.573 | 247.199 | 545.9661
5056 | 470.762 | 261.78 | 439.3706
5057 | 324.94 | 109.128 | 291.8619
5058 | 159.843 | 97.833 | 132.3047
5059 | 32.888 | 21.277 | 22.1806
5060 | 0 | 0 | 0
5061 | 0 | 0 | 0
5062 | 0 | 0 | 0
5063 | 0 | 0 | 0
5064 | 0 | 0 | 0
5065 | 0 | 0 | 0
5066 | 0 | 0 | 0
5067 | 0 | 0 | 0
5068 | 0 | 0 | 0
5069 | 0 | 0 | 0
5070 | 20.253 | 21.044 | 8.4465
5071 | 50.046 | 122.085 | 130.7248
5072 | 203.123 | 279.399 | 293.5202
5073 | 356.655 | 428.856 | 233.6759
5074 | 480.044 | 394.746 | 226.0545
5075 | 557.297 | 511.482 | 374.583
5076 | 650.073 | 521.463 | 539.29
5077 | 648.795 | 446.157 | 575.4579
5078 | 606.262 | 526.965 | 519.8984
5079 | 443.083 | 355.631 | 456.2654
5080 | 431.69 | 435.791 | 310.6526
5081 | 240.713 | 293.573 | 214.7799
5082 | 125.021 | 131.518 | 127.8822
5083 | 39.71 | 21.672 | 24.7762
5084 | 0 | 0 | 0
5085 | 0 | 0 | 0
5086 | 0 | 0 | 0
5087 | 0 | 0 | 0
5088 | 0 | 0 | 0
5089 | 0 | 0 | 0
5090 | 0 | 0 | 0
5091 | 0 | 0 | 0
5092 | 0 | 0 | 0
5093 | 0 | 0 | 0
5094 | 13.894 | 16.597 | 22.4902
5095 | 118.702 | 124.501 | 108.4771
5096 | 302.492 | 295.894 | 259.2845
5097 | 465.11 | 449.177 | 415.6237
5098 | 589.019 | 553.379 | 482.5311
5099 | 669.358 | 625.832 | 589.1609
5100 | 708.805 | 659.473 | 566.9779
5101 | 712.035 | 657.709 | 559.4874
5102 | 673.228 | 430.773 | 270.2676
5103 | 599.187 | 184.873 | 424.8684
5104 | 488.075 | 442.346 | 339.7893
5105 | 335.913 | 130.37 | 210.0542
5106 | 159.989 | 131.683 | 75.501
5107 | 26.06 | 21.995 | 22.204
5108 | 0 | 0 | 0
5109 | 0 | 0 | 0
5110 | 0 | 0 | 0
5111 | 0 | 0 | 0
5112 | 0 | 0 | 0
5113 | 0 | 0 | 0
5114 | 0 | 0 | 0
5115 | 0 | 0 | 0
5116 | 0 | 0 | 0
5117 | 0 | 0 | 0
5118 | 14.692 | 17.823 | 7.9763
5119 | 115.627 | 125.17 | 71.2234
5120 | 294.212 | 296.921 | 239.8546
5121 | 455.045 | 455.537 | 336.5861
5122 | 576.411 | 583.381 | 489.8698
5123 | 655.888 | 663.726 | 545.0838
5124 | 694.865 | 716.114 | 631.3683
5125 | 698.538 | 726.303 | 638.3274
5126 | 660.622 | 679.943 | 548.5882
5127 | 590.373 | 594.279 | 539.0339
5128 | 477.053 | 470.533 | 422.1021
5129 | 326.79 | 304.97 | 237.158
5130 | 156.368 | 132.914 | 104.47
5131 | 27.899 | 22.512 | 24.5316
5132 | 0 | 0 | 0
5133 | 0 | 0 | 0
5134 | 0 | 0 | 0
5135 | 0 | 0 | 0
5136 | 0 | 0 | 0
5137 | 0 | 0 | 0
5138 | 0 | 0 | 0
5139 | 0 | 0 | 0
5140 | 0 | 0 | 0
5141 | 0 | 0 | 0
5142 | 15.516 | 18.637 | 15.727
5143 | 111.701 | 59.724 | 95.219
5144 | 278.876 | 97.065 | 208.8697
5145 | 435.526 | 128.559 | 331.1469
5146 | 557.662 | 347.191 | 487.8654
5147 | 632.096 | 345.517 | 548.9391
5148 | 674.146 | 179.064 | 634.2549
5149 | 676.512 | 261.785 | 613.3086
5150 | 644.66 | 539.575 | 574.8504
5151 | 574.867 | 341.826 | 272.3427
5152 | 418.191 | 329.778 | 392.548
5153 | 245.887 | 240.027 | 274.9764
5154 | 139.836 | 106.073 | 96.1595
5155 | 28.095 | 10.211 | 22.8318
5156 | 0 | 0 | 0
5157 | 0 | 0 | 0
5158 | 0 | 0 | 0
5159 | 0 | 0 | 0
5160 | 0 | 0 | 0
5161 | 0 | 0 | 0
5162 | 0 | 0 | 0
5163 | 0 | 0 | 0
5164 | 0 | 0 | 0
5165 | 0 | 0 | 0
5166 | 7.584 | 5.597 | 19.4965
5167 | 97.503 | 91.734 | 99.2366
5168 | 225.316 | 188.283 | 281.5149
5169 | 428.397 | 128.561 | 231.3779
5170 | 548.366 | 220.679 | 543.4925
5171 | 577.091 | 210.12 | 610.2256
5172 | 604.09 | 335.467 | 276.1929
5173 | 594.631 | 460.258 | 653.9186
5174 | 540.251 | 578.721 | 364.0368
5175 | 494.781 | 509.971 | 511.2167
5176 | 455.41 | 235.322 | 427.2236
5177 | 309.597 | 112.661 | 285.7519
5178 | 147.242 | 2.154 | 122.4515
5179 | 29.45 | 4.627 | 16.6623
5180 | 0 | 0 | 0
5181 | 0 | 0 | 0
5182 | 0 | 0 | 0
5183 | 0 | 0 | 0
5184 | 0 | 0 | 0
5185 | 0 | 0 | 0
5186 | 0 | 0 | 0
5187 | 0 | 0 | 0
5188 | 0 | 0 | 0
5189 | 0 | 0 | 0
5190 | 0 | 13.567 | 17.131
5191 | 59.103 | 97.412 | 123.1089
5192 | 177.808 | 264.553 | 286.6307
5193 | 269.496 | 409.366 | 436.0749
5194 | 442.272 | 526.609 | 550.7682
5195 | 348.704 | 404.735 | 624.889
5196 | 430.897 | 535.466 | 543.1067
5197 | 290.876 | 670.564 | 656.9762
5198 | 317.751 | 631.822 | 541.9062
5199 | 267.612 | 473.962 | 536.7022
5200 | 306.956 | 401.224 | 418.9504
5201 | 250.175 | 282.546 | 274.2845
5202 | 109.488 | 83.754 | 123.1785
5203 | 29.074 | 19.321 | 20.3321
5204 | 0 | 0 | 0
5205 | 0 | 0 | 0
5206 | 0 | 0 | 0
5207 | 0 | 0 | 0
5208 | 0 | 0 | 0
5209 | 0 | 0 | 0
5210 | 0 | 0 | 0
5211 | 0 | 0 | 0
5212 | 0 | 0 | 0
5213 | 0 | 0 | 0
5214 | 0 | 15.629 | 19.422
5215 | 84.617 | 117.672 | 82.5635
5216 | 66.131 | 264.467 | 294.1014
5217 | 154.222 | 410.512 | 447.8693
5218 | 173.465 | 528.894 | 566.445
5219 | 233.767 | 607.16 | 417.1506
5220 | 363.793 | 657.106 | 691.913
5221 | 384.893 | 663.077 | 348.0648
5222 | 211.947 | 634.684 | 584.0941
5223 | 312.536 | 546.685 | 290.8876
5224 | 177.854 | 421.072 | 377.8141
5225 | 159.75 | 270.61 | 247.9007
5226 | 93.445 | 121.705 | 82.8314
5227 | 23.476 | 17.664 | 16.0879
5228 | 0 | 0 | 0
5229 | 0 | 0 | 0
5230 | 0 | 0 | 0
5231 | 0 | 0 | 0
5232 | 0 | 0 | 0
5233 | 0 | 0 | 0
5234 | 0 | 0 | 0
5235 | 0 | 0 | 0
5236 | 0 | 0 | 0
5237 | 0 | 0 | 0
5238 | 0 | 15.519 | 18.4336
5239 | 59.585 | 116.597 | 88.1955
5240 | 123.946 | 271.466 | 249.173
5241 | 299.426 | 423.686 | 404.6163
5242 | 298.446 | 528.24 | 526.2031
5243 | 445.23 | 534.254 | 609.1684
5244 | 416.398 | 647.504 | 688.6501
5245 | 476.142 | 679.238 | 689.1422
5246 | 420.393 | 639.322 | 452.5453
5247 | 426.106 | 557.285 | 445.3729
5248 | 237.475 | 432.705 | 265.9874
5249 | 112.496 | 274.714 | 265.5565
5250 | 69.193 | 118.064 | 109.9526
5251 | 26.972 | 17.536 | 12.96
5252 | 0 | 0 | 0
5253 | 0 | 0 | 0
5254 | 0 | 0 | 0
5255 | 0 | 0 | 0
5256 | 0 | 0 | 0
5257 | 0 | 0 | 0
5258 | 0 | 0 | 0
5259 | 0 | 0 | 0
5260 | 0 | 0 | 0
5261 | 0 | 0 | 0
5262 | 1.664 | 10.316 | 14.2984
5263 | 75.555 | 110.73 | 122.8199
5264 | 222.035 | 254.883 | 301.6577
5265 | 279.464 | 402.419 | 461.9091
5266 | 460.897 | 524.421 | 582.8644
5267 | 626.525 | 614.22 | 646.3512
5268 | 663.482 | 650.815 | 683.4661
5269 | 596.272 | 669.869 | 675.68
5270 | 594.425 | 629.425 | 617.5534
5271 | 560.104 | 546.084 | 398.1392
5272 | 450.746 | 426.713 | 426.8307
5273 | 305.337 | 271.193 | 275.8395
5274 | 141.842 | 113.222 | 119.1829
5275 | 23.803 | 16.813 | 16.0672
5276 | 0 | 0 | 0
5277 | 0 | 0 | 0
5278 | 0 | 0 | 0
5279 | 0 | 0 | 0
5280 | 0 | 0 | 0
5281 | 0 | 0 | 0
5282 | 0 | 0 | 0
5283 | 0 | 0 | 0
5284 | 0 | 0 | 0
5285 | 0 | 0 | 0
5286 | 12.028 | 12.714 | 14.2443
5287 | 104.548 | 111.947 | 121.3328
5288 | 269.925 | 274.19 | 284.146
5289 | 426.333 | 422.606 | 451.3032
5290 | 547.044 | 550.301 | 570.2494
5291 | 474.303 | 631.926 | 645.0393
5292 | 206.604 | 671.257 | 679.6573
5293 | 368.228 | 671.684 | 678.0379
5294 | 117.212 | 639.298 | 640.6543
5295 | 381.861 | 562.719 | 559.0379
5296 | 449.325 | 432.706 | 442.2042
5297 | 299.79 | 269.828 | 285.6999
5298 | 137.553 | 115.532 | 118.5146
5299 | 22.573 | 12.921 | 14.4094
5300 | 0 | 0 | 0
5301 | 0 | 0 | 0
5302 | 0 | 0 | 0
5303 | 0 | 0 | 0
5304 | 0 | 0 | 0
5305 | 0 | 0 | 0
5306 | 0 | 0 | 0
5307 | 0 | 0 | 0
5308 | 0 | 0 | 0
5309 | 0 | 0 | 0
5310 | 0 | 11.046 | 14.1635
5311 | 3.238 | 72.287 | 120.6564
5312 | 91.776 | 261.799 | 290.2345
5313 | 303.458 | 412.72 | 442.7448
5314 | 275.861 | 511.061 | 550.6095
5315 | 362.186 | 584.293 | 593.2283
5316 | 447.212 | 584.054 | 664.4865
5317 | 551.984 | 554.98 | 603.2878
5318 | 483.498 | 66.918 | 530.7419
5319 | 310.107 | 173.663 | 550.4367
5320 | 140.029 | 70.827 | 430.0277
5321 | 204.625 | 56.676 | 277.2114
5322 | 44.063 | 63.564 | 115.3285
5323 | 20.249 | 2.12 | 13.7275
5324 | 0 | 0 | 0
5325 | 0 | 0 | 0
5326 | 0 | 0 | 0
5327 | 0 | 0 | 0
5328 | 0 | 0 | 0
5329 | 0 | 0 | 0
5330 | 0 | 0 | 0
5331 | 0 | 0 | 0
5332 | 0 | 0 | 0
5333 | 0 | 0 | 0
5334 | 11.49 | 7.946 | 13.3324
5335 | 82.554 | 39.625 | 112.9352
5336 | 127.817 | 132.288 | 289.3898
5337 | 330.73 | 223.54 | 427.9655
5338 | 332.402 | 232.73 | 559.7655
5339 | 415.352 | 258.368 | 640.2218
5340 | 659.558 | 204.943 | 673.0078
5341 | 553.774 | 312.844 | 631.7581
5342 | 629.163 | 419.102 | 596.7453
5343 | 460.91 | 449.806 | 519.3071
5344 | 19.359 | 275.922 | 418.5508
5345 | 213.021 | 98.281 | 269.2992
5346 | 128.768 | 67.609 | 107.6719
5347 | 21.771 | 1.44 | 14.4749
5348 | 0 | 0 | 0
5349 | 0 | 0 | 0
5350 | 0 | 0 | 0
5351 | 0 | 0 | 0
5352 | 0 | 0 | 0
5353 | 0 | 0 | 0
5354 | 0 | 0 | 0
5355 | 0 | 0 | 0
5356 | 0 | 0 | 0
5357 | 0 | 0 | 0
5358 | 8.714 | 6.378 | 3.033
5359 | 71.178 | 39.846 | 85.8949
5360 | 275.608 | 29.888 | 188.4236
5361 | 334.709 | 50.716 | 169.8273
5362 | 573.266 | 118.462 | 249.7065
5363 | 652.482 | 167.017 | 378.0609
5364 | 693.32 | 212.032 | 399.7316
5365 | 696.832 | 145.341 | 338.8489
5366 | 660.663 | 197.661 | 321.6298
5367 | 585.576 | 298.891 | 221.8231
5368 | 473.836 | 200.97 | 205.328
5369 | 318.318 | 152.268 | 140.0746
5370 | 141.089 | 64.034 | 71.6357
5371 | 18.045 | 3.82 | 10.0163
5372 | 0 | 0 | 0
5373 | 0 | 0 | 0
5374 | 0 | 0 | 0
5375 | 0 | 0 | 0
5376 | 0 | 0 | 0
5377 | 0 | 0 | 0
5378 | 0 | 0 | 0
5379 | 0 | 0 | 0
5380 | 0 | 0 | 0
5381 | 0 | 0 | 0
5382 | 7.956 | 6.314 | 2.0603
5383 | 105.813 | 98.633 | 38.8088
5384 | 291.221 | 224.595 | 205.7196
5385 | 460.585 | 380.009 | 205.9054
5386 | 586.977 | 500.855 | 276.7636
5387 | 670.508 | 567.198 | 246.0994
5388 | 709.4 | 643.007 | 357.9387
5389 | 708.915 | 609.806 | 304.1262
5390 | 671.552 | 523.344 | 428.8926
5391 | 593.815 | 415.113 | 370.0668
5392 | 475.328 | 158.947 | 401.1506
5393 | 317.181 | 255.95 | 157.2295
5394 | 138.54 | 107.046 | 97.631
5395 | 16.3 | 9.495 | 10.4649
5396 | 0 | 0 | 0
5397 | 0 | 0 | 0
5398 | 0 | 0 | 0
5399 | 0 | 0 | 0
5400 | 0 | 0 | 0
5401 | 0 | 0 | 0
5402 | 0 | 0 | 0
5403 | 0 | 0 | 0
5404 | 0 | 0 | 0
5405 | 0 | 0 | 0
5406 | 0 | 11.376 | 11.0359
5407 | 33.262 | 94.87 | 120.8234
5408 | 223.226 | 274.37 | 306.764
5409 | 328.718 | 446.885 | 473.976
5410 | 461.473 | 534.053 | 596.0727
5411 | 474.457 | 644.793 | 463.3361
5412 | 526.631 | 686.492 | 716.3344
5413 | 472.637 | 687.655 | 705.5977
5414 | 574.014 | 633.714 | 657.2878
5415 | 546.258 | 548.015 | 575.056
5416 | 271.855 | 419.53 | 447.9958
5417 | 277.017 | 264.039 | 100.0769
5418 | 101.095 | 109.288 | 113.9695
5419 | 19.463 | 9.636 | 11.5808
5420 | 0 | 0 | 0
5421 | 0 | 0 | 0
5422 | 0 | 0 | 0
5423 | 0 | 0 | 0
5424 | 0 | 0 | 0
5425 | 0 | 0 | 0
5426 | 0 | 0 | 0
5427 | 0 | 0 | 0
5428 | 0 | 0 | 0
5429 | 0 | 0 | 0
5430 | 0 | 9.008 | 10.3439
5431 | 21.507 | 110.822 | 111.9693
5432 | 124.997 | 284.974 | 216.6962
5433 | 239.937 | 452.608 | 39.1217
5434 | 509.967 | 582.105 | 317.2252
5435 | 428.117 | 671.289 | 149.4503
5436 | 550.592 | 710.382 | 194.2307
5437 | 636.423 | 710.307 | 158.1268
5438 | 595.187 | 663.391 | 591.636
5439 | 519.855 | 352.755 | 164.1359
5440 | 415.123 | 452.541 | 292.3066
5441 | 275.309 | 283.811 | 228.1885
5442 | 106.102 | 108.825 | 44.4522
5443 | 18.911 | 8.802 | 9.0474
5444 | 0 | 0 | 0
5445 | 0 | 0 | 0
5446 | 0 | 0 | 0
5447 | 0 | 0 | 0
5448 | 0 | 0 | 0
5449 | 0 | 0 | 0
5450 | 0 | 0 | 0
5451 | 0 | 0 | 0
5452 | 0 | 0 | 0
5453 | 0 | 0 | 0
5454 | 4.101 | 8.343 | 11.2506
5455 | 96.7 | 108.915 | 117.4419
5456 | 251.214 | 280.074 | 264.8184
5457 | 408.608 | 440.808 | 408.9015
5458 | 529.747 | 565.205 | 521.8709
5459 | 609.766 | 658.158 | 622.2896
5460 | 648.611 | 701.273 | 647.6097
5461 | 649.645 | 708.23 | 650.3275
5462 | 614.055 | 670.502 | 563.1777
5463 | 540.034 | 585.73 | 379.5884
5464 | 426.176 | 450.451 | 362.4597
5465 | 258.073 | 131.691 | 155.4945
5466 | 122.585 | 107.082 | 73.7598
5467 | 18.226 | 9.351 | 6.9949
5468 | 0 | 0 | 0
5469 | 0 | 0 | 0
5470 | 0 | 0 | 0
5471 | 0 | 0 | 0
5472 | 0 | 0 | 0
5473 | 0 | 0 | 0
5474 | 0 | 0 | 0
5475 | 0 | 0 | 0
5476 | 0 | 0 | 0
5477 | 0 | 0 | 0
5478 | 0.727 | 5.542 | 10.9865
5479 | 78.926 | 71.782 | 114.4231
5480 | 105.301 | 224.404 | 244.4146
5481 | 131.975 | 107.552 | 448.4752
5482 | 347.156 | 258.079 | 217.6725
5483 | 432.962 | 494.477 | 547.378
5484 | 546.433 | 394.096 | 263.9055
5485 | 603.166 | 516.624 | 696.9118
5486 | 511.618 | 464.125 | 580.3161
5487 | 328.701 | 540.788 | 560.1942
5488 | 381.799 | 408.209 | 437.1534
5489 | 277.848 | 250.956 | 276.2323
5490 | 92.138 | 100.356 | 104.5094
5491 | 17.077 | 4.38 | 7.7518
5492 | 0 | 0 | 0
5493 | 0 | 0 | 0
5494 | 0 | 0 | 0
5495 | 0 | 0 | 0
5496 | 0 | 0 | 0
5497 | 0 | 0 | 0
5498 | 0 | 0 | 0
5499 | 0 | 0 | 0
5500 | 0 | 0 | 0
5501 | 0 | 0 | 0
5502 | 0 | 7.608 | 9.1636
5503 | 36.376 | 95.167 | 109.1228
5504 | 30.334 | 245.131 | 269.8954
5505 | 58.483 | 437.175 | 438.0015
5506 | 97.581 | 510.777 | 547.3641
5507 | 290.553 | 604.315 | 606.3723
5508 | 123.551 | 637.914 | 504.7367
5509 | 199.46 | 612.855 | 675.9704
5510 | 359.683 | 487.561 | 620.162
5511 | 149.641 | 491.535 | 570.0029
5512 | 191.85 | 398.201 | 445.9524
5513 | 87.695 | 221.835 | 228.5364
5514 | 52.431 | 93.382 | 102.913
5515 | 14.044 | 8.68 | 6.1762
5516 | 0 | 0 | 0
5517 | 0 | 0 | 0
5518 | 0 | 0 | 0
5519 | 0 | 0 | 0
5520 | 0 | 0 | 0
5521 | 0 | 0 | 0
5522 | 0 | 0 | 0
5523 | 0 | 0 | 0
5524 | 0 | 0 | 0
5525 | 0 | 0 | 0
5526 | 4.274 | 3.191 | 7.9053
5527 | 100.245 | 70.473 | 113.7826
5528 | 285.654 | 258.473 | 288.9422
5529 | 458.545 | 280.012 | 460.4818
5530 | 591.362 | 283.089 | 554.0631
5531 | 676.132 | 247.169 | 637.3842
5532 | 719.758 | 354.042 | 696.3167
5533 | 720.57 | 354.297 | 689.8056
5534 | 679.025 | 265.163 | 627.4669
5535 | 601.547 | 238.972 | 540.6687
5536 | 478.508 | 189.443 | 429.5377
5537 | 314.254 | 188.105 | 256.8904
5538 | 129.649 | 82.494 | 91.8083
5539 | 12.232 | 3.814 | 11.7613
5540 | 0 | 0 | 0
5541 | 0 | 0 | 0
5542 | 0 | 0 | 0
5543 | 0 | 0 | 0
5544 | 0 | 0 | 0
5545 | 0 | 0 | 0
5546 | 0 | 0 | 0
5547 | 0 | 0 | 0
5548 | 0 | 0 | 0
5549 | 0 | 0 | 0
5550 | 12.142 | 8.767 | 8.3594
5551 | 97.996 | 101.598 | 12.0533
5552 | 243.946 | 73.092 | 248.92
5553 | 460.364 | 122.599 | 391.1232
5554 | 588.028 | 266.71 | 472.1393
5555 | 671.404 | 624.447 | 595.769
5556 | 647.59 | 571.692 | 628.7776
5557 | 621.07 | 566.708 | 653.0601
5558 | 551.868 | 88.653 | 587.311
5559 | 519.832 | 538.902 | 412.1108
5560 | 459.564 | 406.609 | 325.3413
5561 | 299.203 | 105.128 | 240.3641
5562 | 120.378 | 81.377 | 94.2961
5563 | 11.745 | 2.964 | 3.3095
5564 | 0 | 0 | 0
5565 | 0 | 0 | 0
5566 | 0 | 0 | 0
5567 | 0 | 0 | 0
5568 | 0 | 0 | 0
5569 | 0 | 0 | 0
5570 | 0 | 0 | 0
5571 | 0 | 0 | 0
5572 | 0 | 0 | 0
5573 | 0 | 0 | 0
5574 | 6.842 | 5.396 | 5.7629
5575 | 4.197 | 86.551 | 88.9781
5576 | 23.3 | 209.975 | 213.0325
5577 | 134.886 | 372.446 | 97.2442
5578 | 304.963 | 483.992 | 434.3945
5579 | 493.085 | 610.183 | 559.8218
5580 | 470.65 | 572.15 | 279.5041
5581 | 668.075 | 619.51 | 299.9151
5582 | 631.372 | 485.594 | 264.4864
5583 | 552.828 | 482.971 | 229.2203
5584 | 437.38 | 320.732 | 212.0583
5585 | 284.959 | 220.181 | 183.2553
5586 | 117.177 | 94.62 | 28.6973
5587 | 12.056 | 4.627 | 0.049033
5588 | 0 | 0 | 0
5589 | 0 | 0 | 0
5590 | 0 | 0 | 0
5591 | 0 | 0 | 0
5592 | 0 | 0 | 0
5593 | 0 | 0 | 0
5594 | 0 | 0 | 0
5595 | 0 | 0 | 0
5596 | 0 | 0 | 0
5597 | 0 | 0 | 0
5598 | 3.163 | 4.935 | 6.2818
5599 | 91.265 | 103.224 | 30.4356
5600 | 265.637 | 283 | 65.1047
5601 | 427.655 | 453.521 | 101.0804
5602 | 553.927 | 574.329 | 162.015
5603 | 632.493 | 657.293 | 180.928
5604 | 672.357 | 693.608 | 182.0911
5605 | 545.579 | 704.987 | 162.9557
5606 | 422.745 | 658.992 | 165.308
5607 | 450.807 | 571.078 | 210.0607
5608 | 437.605 | 438.347 | 183.0167
5609 | 279.959 | 266.37 | 74.8471
5610 | 112.9 | 92.583 | 49.782
5611 | 10.466 | 2.029 | 2.724
5612 | 0 | 0 | 0
5613 | 0 | 0 | 0
5614 | 0 | 0 | 0
5615 | 0 | 0 | 0
5616 | 0 | 0 | 0
5617 | 0 | 0 | 0
5618 | 0 | 0 | 0
5619 | 0 | 0 | 0
5620 | 0 | 0 | 0
5621 | 0 | 0 | 0
5622 | 1.659 | 7.319 | 2.2238
5623 | 40.007 | 99.303 | 82.2639
5624 | 160.237 | 170.37 | 174.4068
5625 | 312.29 | 223.196 | 194.8339
5626 | 247.744 | 518.897 | 246.7634
5627 | 213.531 | 282.903 | 288.2464
5628 | 147.433 | 476.193 | 481.1969
5629 | 234.523 | 416.088 | 445.5595
5630 | 167.416 | 298.817 | 453.4035
5631 | 365.359 | 156.648 | 363.0975
5632 | 354.363 | 129.107 | 211.8377
5633 | 168.626 | 143.645 | 55.9204
5634 | 79.702 | 51.094 | 82.4343
5635 | 5.565 | 0 | 4.086
5636 | 0 | 0 | 0
5637 | 0 | 0 | 0
5638 | 0 | 0 | 0
5639 | 0 | 0 | 0
5640 | 0 | 0 | 0
5641 | 0 | 0 | 0
5642 | 0 | 0 | 0
5643 | 0 | 0 | 0
5644 | 0 | 0 | 0
5645 | 0 | 0 | 0
5646 | 0 | 1.555 | 3.3774
5647 | 12.387 | 99.646 | 87.8597
5648 | 83.167 | 274.018 | 158.5903
5649 | 392.414 | 449.597 | 386.9259
5650 | 446.785 | 589.504 | 525.999
5651 | 432.12 | 670.938 | 643.3996
5652 | 270.45 | 712.953 | 671.2994
5653 | 412.826 | 698.272 | 665.6377
5654 | 602.343 | 642.637 | 621.172
5655 | 428.899 | 554.408 | 325.4428
5656 | 318.414 | 421.928 | 405.2067
5657 | 204.754 | 255.552 | 244.3838
5658 | 33.877 | 87.928 | 80.5717
5659 | 0 | 0.855 | 1.269
5660 | 0 | 0 | 0
5661 | 0 | 0 | 0
5662 | 0 | 0 | 0
5663 | 0 | 0 | 0
5664 | 0 | 0 | 0
5665 | 0 | 0 | 0
5666 | 0 | 0 | 0
5667 | 0 | 0 | 0
5668 | 0 | 0 | 0
5669 | 0 | 0 | 0
5670 | 1.57 | 3.609 | 3.1677
5671 | 50.576 | 103.161 | 102.3319
5672 | 202.427 | 292.476 | 277.1151
5673 | 313.948 | 475.904 | 397.1608
5674 | 177.897 | 613.752 | 488.5838
5675 | 224.135 | 705.963 | 541.6342
5676 | 184.621 | 753.107 | 572.7615
5677 | 259.683 | 748.462 | 585.5619
5678 | 218.839 | 693.803 | 531.1664
5679 | 303.615 | 601.557 | 467.7223
5680 | 95.741 | 460.647 | 350.3153
5681 | 117.527 | 277.753 | 231.9045
5682 | 61.671 | 89.553 | 80.5356
5683 | 6.439 | 0 | 0.61148
5684 | 0 | 0 | 0
5685 | 0 | 0 | 0
5686 | 0 | 0 | 0
5687 | 0 | 0 | 0
5688 | 0 | 0 | 0
5689 | 0 | 0 | 0
5690 | 0 | 0 | 0
5691 | 0 | 0 | 0
5692 | 0 | 0 | 0
5693 | 0 | 0 | 0
5694 | 0 | 2.979 | 2.8816
5695 | 61.107 | 102.498 | 83.3313
5696 | 103.515 | 289.203 | 249.4676
5697 | 87.295 | 458.99 | 398.5553
5698 | 276.702 | 586.678 | 515.3255
5699 | 356.181 | 683.04 | 550.0698
5700 | 676.427 | 723.515 | 625.4707
5701 | 666.362 | 713.11 | 608.1522
5702 | 483.176 | 668.379 | 590.0059
5703 | 554.353 | 568.978 | 501.4501
5704 | 430.491 | 427.171 | 382.8656
5705 | 272.708 | 251.442 | 223.4923
5706 | 104.09 | 83.676 | 77.7231
5707 | 6.081 | 0 | 0
5708 | 0 | 0 | 0
5709 | 0 | 0 | 0
5710 | 0 | 0 | 0
5711 | 0 | 0 | 0
5712 | 0 | 0 | 0
5713 | 0 | 0 | 0
5714 | 0 | 0 | 0
5715 | 0 | 0 | 0
5716 | 0 | 0 | 0
5717 | 0 | 0 | 0
5718 | 0 | 0 | 3.4846
5719 | 85.83 | 92.193 | 83.5515
5720 | 263.034 | 245.134 | 228.8985
5721 | 217.099 | 399.63 | 365.9923
5722 | 559.365 | 520.633 | 445.8446
5723 | 635.036 | 596.716 | 522.2179
5724 | 672.984 | 638.437 | 564.263
5725 | 670.212 | 614.642 | 546.0741
5726 | 630.963 | 524.711 | 479.3694
5727 | 553.913 | 81.519 | 30.596
5728 | 433.325 | 245.278 | 333.5088
5729 | 273.602 | 34.871 | 192.3608
5730 | 100.327 | 35.131 | 66.3057
5731 | 3.683 | 0 | 0
5732 | 0 | 0 | 0
5733 | 0 | 0 | 0
5734 | 0 | 0 | 0
5735 | 0 | 0 | 0
5736 | 0 | 0 | 0
5737 | 0 | 0 | 0
5738 | 0 | 0 | 0
5739 | 0 | 0 | 0
5740 | 0 | 0 | 0
5741 | 0 | 0 | 0
5742 | 0 | 0 | 1.9014
5743 | 84.367 | 59.068 | 94.3956
5744 | 262.02 | 207.207 | 260.5149
5745 | 426.924 | 398.381 | 385.342
5746 | 550.902 | 462.579 | 499.5734
5747 | 630.825 | 569.361 | 380.1244
5748 | 668.468 | 642.311 | 351.4707
5749 | 667.973 | 602.285 | 609.1619
5750 | 627.297 | 604.425 | 462.5547
5751 | 548.57 | 552.945 | 227.7908
5752 | 428.28 | 410.482 | 251.0191
5753 | 267.509 | 239.482 | 87.3881
5754 | 96.506 | 63.361 | 41.2469
5755 | 7.284 | 0 | 0
5756 | 0 | 0 | 0
5757 | 0 | 0 | 0
5758 | 0 | 0 | 0
5759 | 0 | 0 | 0
5760 | 0 | 0 | 0
5761 | 0 | 0 | 0
5762 | 0 | 0 | 0
5763 | 0 | 0 | 0
5764 | 0 | 0 | 0
5765 | 0 | 0 | 0
5766 | 0 | 0.38 | 1.5932
5767 | 0 | 99.963 | 90.4221
5768 | 87.082 | 291.054 | 259.5652
5769 | 48.014 | 466.849 | 409.2113
5770 | 115.137 | 588.979 | 497.9867
5771 | 154.182 | 648.571 | 600.2889
5772 | 394.932 | 681.307 | 607.2607
5773 | 478.543 | 447.887 | 580.9069
5774 | 267.737 | 518.139 | 545.2696
5775 | 165.841 | 565.657 | 486.9409
5776 | 301.483 | 355.146 | 377.8576
5777 | 250.888 | 254.976 | 215.7239
5778 | 94.649 | 76.895 | 59.5903
5779 | 1.847 | 0 | 0
5780 | 0 | 0 | 0
5781 | 0 | 0 | 0
5782 | 0 | 0 | 0
5783 | 0 | 0 | 0
5784 | 0 | 0 | 0
5785 | 0 | 0 | 0
5786 | 0 | 0 | 0
5787 | 0 | 0 | 0
5788 | 0 | 0 | 0
5789 | 0 | 0 | 0
5790 | 0 | 0 | 1.2916
5791 | 82.142 | 50.349 | 82.1785
5792 | 253.189 | 140.35 | 241.1332
5793 | 423.363 | 238.424 | 383.005
5794 | 555.988 | 297.843 | 534.9293
5795 | 639.516 | 627.887 | 571.0772
5796 | 680.944 | 482.057 | 386.4399
5797 | 681.595 | 386.879 | 622.3296
5798 | 640.106 | 203.63 | 464.0974
5799 | 561.642 | 231.648 | 257.6079
5800 | 434.943 | 130.131 | 191.5385
5801 | 169.198 | 216.07 | 228.3759
5802 | 55.69 | 48.272 | 70.0104
5803 | 0 | 0 | 0
5804 | 0 | 0 | 0
5805 | 0 | 0 | 0
5806 | 0 | 0 | 0
5807 | 0 | 0 | 0
5808 | 0 | 0 | 0
5809 | 0 | 0 | 0
5810 | 0 | 0 | 0
5811 | 0 | 0 | 0
5812 | 0 | 0 | 0
5813 | 0 | 0 | 0
5814 | 0 | 0 | 0.39599
5815 | 56.412 | 82.151 | 23.7256
5816 | 245.855 | 100.168 | 242.9161
5817 | 414.357 | 240.784 | 229.3006
5818 | 547.378 | 381.004 | 349.5781
5819 | 634.422 | 521.579 | 395.4817
5820 | 542.868 | 501.802 | 424.1976
5821 | 538.088 | 588.344 | 358.9854
5822 | 641.025 | 585.513 | 388.7801
5823 | 553.64 | 499.605 | 190.9298
5824 | 427.217 | 365.386 | 274.6185
5825 | 261.589 | 221.047 | 34.8569
5826 | 90.29 | 68.672 | 9.2357
5827 | 0 | 0 | 0
5828 | 0 | 0 | 0
5829 | 0 | 0 | 0
5830 | 0 | 0 | 0
5831 | 0 | 0 | 0
5832 | 0 | 0 | 0
5833 | 0 | 0 | 0
5834 | 0 | 0 | 0
5835 | 0 | 0 | 0
5836 | 0 | 0 | 0
5837 | 0 | 0 | 0
5838 | 0 | 0 | 0
5839 | 0 | 88.579 | 82.7085
5840 | 48.541 | 107.438 | 232.8944
5841 | 93.002 | 156.869 | 385.7447
5842 | 318.936 | 291.043 | 493.1828
5843 | 271.324 | 443.895 | 558.3108
5844 | 304.7 | 215.941 | 569.5949
5845 | 453.529 | 452.244 | 576.1744
5846 | 332.279 | 466.709 | 473.2166
5847 | 259.834 | 172.183 | 252.7656
5848 | 86.218 | 128.019 | 22.9271
5849 | 38.461 | 203.24 | 26.7095
5850 | 50.567 | 56.983 | 24.0515
5851 | 0 | 0 | 0
5852 | 0 | 0 | 0
5853 | 0 | 0 | 0
5854 | 0 | 0 | 0
5855 | 0 | 0 | 0
5856 | 0 | 0 | 0
5857 | 0 | 0 | 0
5858 | 0 | 0 | 0
5859 | 0 | 0 | 0
5860 | 0 | 0 | 0
5861 | 0 | 0 | 0
5862 | 0 | 0 | 0
5863 | 43.651 | 72.007 | 64.8359
5864 | 122.287 | 186.03 | 155.1838
5865 | 72.055 | 267.259 | 241.5454
5866 | 193.968 | 314.605 | 371.971
5867 | 220.138 | 444.612 | 519.5298
5868 | 419.36 | 597.905 | 322.0498
5869 | 308.992 | 542.553 | 485.4971
5870 | 361.358 | 474.569 | 481.2522
5871 | 331.001 | 497.375 | 397.6671
5872 | 305.719 | 141.553 | 23.2004
5873 | 105.053 | 36.692 | 202.3835
5874 | 19.974 | 61.862 | 58.2202
5875 | 0 | 0 | 0
5876 | 0 | 0 | 0
5877 | 0 | 0 | 0
5878 | 0 | 0 | 0
5879 | 0 | 0 | 0
5880 | 0 | 0 | 0
5881 | 0 | 0 | 0
5882 | 0 | 0 | 0
5883 | 0 | 0 | 0
5884 | 0 | 0 | 0
5885 | 0 | 0 | 0
5886 | 0 | 0 | 0.35881
5887 | 27.393 | 36.648 | 17.1348
5888 | 62.461 | 241.272 | 119.1046
5889 | 104.104 | 330.115 | 138.5566
5890 | 62.62 | 440.346 | 207.5717
5891 | 130.76 | 471.007 | 285.1368
5892 | 78.096 | 519.383 | 304.8185
5893 | 48.154 | 295.68 | 318.8238
5894 | 51.234 | 338.383 | 289.5648
5895 | 33.418 | 139.134 | 511.6186
5896 | 65.18 | 189.348 | 375.195
5897 | 98.688 | 100.843 | 212.1703
5898 | 81.734 | 44.708 | 60.497
5899 | 0 | 0 | 0
5900 | 0 | 0 | 0
5901 | 0 | 0 | 0
5902 | 0 | 0 | 0
5903 | 0 | 0 | 0
5904 | 0 | 0 | 0
5905 | 0 | 0 | 0
5906 | 0 | 0 | 0
5907 | 0 | 0 | 0
5908 | 0 | 0 | 0
5909 | 0 | 0 | 0
5910 | 0 | 0 | 0
5911 | 69.616 | 85.287 | 38.3051
5912 | 220.787 | 183.748 | 60.6742
5913 | 120.333 | 373.997 | 171.6463
5914 | 262.684 | 508.194 | 223.2924
5915 | 446.142 | 579.373 | 251.2493
5916 | 489.104 | 568.725 | 204.062
5917 | 451.46 | 33.871 | 169.0395
5918 | 378.919 | 150.191 | 434.0385
5919 | 499.874 | 73.493 | 454.9863
5920 | 321.683 | 1.356 | 274.0172
5921 | 210.846 | 26.504 | 168.9553
5922 | 76.618 | 13.645 | 58.93
5923 | 0 | 0 | 0
5924 | 0 | 0 | 0
5925 | 0 | 0 | 0
5926 | 0 | 0 | 0
5927 | 0 | 0 | 0
5928 | 0 | 0 | 0
5929 | 0 | 0 | 0
5930 | 0 | 0 | 0
5931 | 0 | 0 | 0
5932 | 0 | 0 | 0
5933 | 0 | 0 | 0
5934 | 0 | 0 | 0
5935 | 2.618 | 43.441 | 103.4269
5936 | 66.531 | 286.027 | 307.6173
5937 | 433.719 | 514.878 | 488.3908
5938 | 425.238 | 670.98 | 620.9051
5939 | 496.376 | 761.572 | 699.6864
5940 | 464.653 | 806.052 | 733.6743
5941 | 462.236 | 790.065 | 725.9463
5942 | 648.188 | 727.543 | 670.2238
5943 | 554.849 | 617.074 | 575.6344
5944 | 426.802 | 459.549 | 433.8304
5945 | 152.519 | 257.375 | 245.2057
5946 | 81.365 | 63.983 | 63.1151
5947 | 0 | 0 | 0
5948 | 0 | 0 | 0
5949 | 0 | 0 | 0
5950 | 0 | 0 | 0
5951 | 0 | 0 | 0
5952 | 0 | 0 | 0
5953 | 0 | 0 | 0
5954 | 0 | 0 | 0
5955 | 0 | 0 | 0
5956 | 0 | 0 | 0
5957 | 0 | 0 | 0
5958 | 0 | 0 | 0
5959 | 78.482 | 95.986 | 101.5939
5960 | 266.498 | 301.478 | 301.7165
5961 | 442.33 | 498.198 | 479.9874
5962 | 572.621 | 645.552 | 607.8344
5963 | 656.146 | 734.687 | 681.8354
5964 | 694.072 | 775.768 | 715.2446
5965 | 687.944 | 764.865 | 707.5212
5966 | 644.26 | 707.668 | 652.7455
5967 | 352.587 | 595.908 | 560.0023
5968 | 431.211 | 442.15 | 421.2347
5969 | 255.47 | 246.915 | 239.8222
5970 | 76.509 | 60.895 | 58.5724
5971 | 0 | 0 | 0
5972 | 0 | 0 | 0
5973 | 0 | 0 | 0
5974 | 0 | 0 | 0
5975 | 0 | 0 | 0
5976 | 0 | 0 | 0
5977 | 0 | 0 | 0
5978 | 0 | 0 | 0
5979 | 0 | 0 | 0
5980 | 0 | 0 | 0
5981 | 0 | 0 | 0
5982 | 0 | 0 | 0
5983 | 73.636 | 67.418 | 97.5231
5984 | 247.107 | 185.579 | 291.4692
5985 | 410.416 | 336.641 | 385.732
5986 | 534.146 | 593.541 | 589.8678
5987 | 614.513 | 669.115 | 667.3624
5988 | 649.339 | 704.643 | 704.2114
5989 | 643.486 | 720.116 | 693.9474
5990 | 599.132 | 684.017 | 643.994
5991 | 504.734 | 583.383 | 551.0264
5992 | 370.428 | 437.606 | 412.2717
5993 | 65.042 | 242.989 | 232.1813
5994 | 62.087 | 58.77 | 55.8623
5995 | 0 | 0 | 0
5996 | 0 | 0 | 0
5997 | 0 | 0 | 0
5998 | 0 | 0 | 0
5999 | 0 | 0 | 0
6000 | 0 | 0 | 0
6001 | 0 | 0 | 0
6002 | 0 | 0 | 0
6003 | 0 | 0 | 0
6004 | 0 | 0 | 0
6005 | 0 | 0 | 0
6006 | 0 | 0 | 0
6007 | 73.231 | 92.03 | 95.6412
6008 | 254.252 | 291.288 | 287.413
6009 | 433.196 | 478.816 | 433.614
6010 | 393.193 | 589.619 | 520.7412
6011 | 479.817 | 619.737 | 514.0209
6012 | 696.627 | 644.538 | 682.5701
6013 | 690.324 | 664.688 | 603.8627
6014 | 645.077 | 599.092 | 506.832
6015 | 557.449 | 531.732 | 491.4029
6016 | 425.257 | 356.114 | 364.7457
6017 | 253.186 | 178.554 | 211.6237
6018 | 71.844 | 45.107 | 50.9392
6019 | 0 | 0 | 0
6020 | 0 | 0 | 0
6021 | 0 | 0 | 0
6022 | 0 | 0 | 0
6023 | 0 | 0 | 0
6024 | 0 | 0 | 0
6025 | 0 | 0 | 0
6026 | 0 | 0 | 0
6027 | 0 | 0 | 0
6028 | 0 | 0 | 0
6029 | 0 | 0 | 0
6030 | 0 | 0 | 0
6031 | 74.959 | 82.886 | 83.0302
6032 | 266.027 | 252.544 | 247.5588
6033 | 441.243 | 419.524 | 401.2937
6034 | 574.015 | 544.808 | 160.6816
6035 | 657.793 | 601.647 | 234.2914
6036 | 695.502 | 637.047 | 302.3241
6037 | 689.789 | 631.404 | 329.1007
6038 | 643.056 | 577.579 | 249.2913
6039 | 556.961 | 463.124 | 122.4637
6040 | 425.529 | 172.942 | 212.3381
6041 | 249.903 | 48.155 | 158.429
6042 | 69.226 | 12.742 | 44.7182
6043 | 0 | 0 | 0
6044 | 0 | 0 | 0
6045 | 0 | 0 | 0
6046 | 0 | 0 | 0
6047 | 0 | 0 | 0
6048 | 0 | 0 | 0
6049 | 0 | 0 | 0
6050 | 0 | 0 | 0
6051 | 0 | 0 | 0
6052 | 0 | 0 | 0
6053 | 0 | 0 | 0
6054 | 0 | 0 | 0
6055 | 71.236 | 77.683 | 79.8688
6056 | 248.305 | 246.047 | 106.1524
6057 | 417.923 | 421.369 | 162.1865
6058 | 542.585 | 560.69 | 367.9463
6059 | 625.569 | 635.38 | 500.821
6060 | 661.399 | 411.125 | 655.5131
6061 | 657.605 | 355.13 | 661.6001
6062 | 600.124 | 608.3 | 606.7142
6063 | 515.648 | 511.497 | 514.3361
6064 | 383.736 | 369.136 | 304.516
6065 | 218.946 | 198.028 | 159.3129
6066 | 60.989 | 44.091 | 35.3678
6067 | 0 | 0 | 0
6068 | 0 | 0 | 0
6069 | 0 | 0 | 0
6070 | 0 | 0 | 0
6071 | 0 | 0 | 0
6072 | 0 | 0 | 0
6073 | 0 | 0 | 0
6074 | 0 | 0 | 0
6075 | 0 | 0 | 0
6076 | 0 | 0 | 0
6077 | 0 | 0 | 0
6078 | 0 | 0 | 0
6079 | 62.024 | 52.927 | 75.3257
6080 | 218.604 | 242.214 | 198.934
6081 | 375.391 | 408.565 | 302.8337
6082 | 500.749 | 430.661 | 361.1956
6083 | 581.511 | 421.941 | 548.3717
6084 | 618.092 | 673.934 | 348.5863
6085 | 614.145 | 667.205 | 497.3829
6086 | 554.433 | 563.327 | 480.5705
6087 | 469.348 | 478.548 | 378.0997
6088 | 349.471 | 260.564 | 300.2247
6089 | 197.876 | 187.13 | 53.6409
6090 | 55.22 | 40.802 | 18.8555
6091 | 0 | 0 | 0
6092 | 0 | 0 | 0
6093 | 0 | 0 | 0
6094 | 0 | 0 | 0
6095 | 0 | 0 | 0
6096 | 0 | 0 | 0
6097 | 0 | 0 | 0
6098 | 0 | 0 | 0
6099 | 0 | 0 | 0
6100 | 0 | 0 | 0
6101 | 0 | 0 | 0
6102 | 0 | 0 | 0
6103 | 20.348 | 74.839 | 42.6532
6104 | 172.052 | 141.601 | 93.1019
6105 | 290.878 | 413.511 | 239.8264
6106 | 551.523 | 413.342 | 123.8172
6107 | 635.814 | 512.231 | 227.1127
6108 | 673.698 | 683.777 | 201.4183
6109 | 671.377 | 684.17 | 314.5529
6110 | 528.55 | 496.817 | 150.7933
6111 | 466.258 | 449.346 | 287.3451
6112 | 334.81 | 366.582 | 209.8101
6113 | 218.346 | 190.868 | 186.0207
6114 | 37.772 | 37.426 | 37.23
6115 | 0 | 0 | 0
6116 | 0 | 0 | 0
6117 | 0 | 0 | 0
6118 | 0 | 0 | 0
6119 | 0 | 0 | 0
6120 | 0 | 0 | 0
6121 | 0 | 0 | 0
6122 | 0 | 0 | 0
6123 | 0 | 0 | 0
6124 | 0 | 0 | 0
6125 | 0 | 0 | 0
6126 | 0 | 0 | 0
6127 | 46.458 | 9.637 | 78.2642
6128 | 172.794 | 101.828 | 149.9556
6129 | 202.896 | 272.729 | 430.1998
6130 | 225.206 | 522.428 | 560.423
6131 | 152.198 | 653.098 | 646.9092
6132 | 138.796 | 685.242 | 684.5073
6133 | 202.586 | 681.433 | 679.434
6134 | 266.495 | 612.249 | 616.964
6135 | 209.329 | 517.132 | 534.7009
6136 | 88.232 | 378.441 | 392.5218
6137 | 88.504 | 202.928 | 208.2775
6138 | 1.524 | 39.882 | 40.2142
6139 | 0 | 0 | 0
6140 | 0 | 0 | 0
6141 | 0 | 0 | 0
6142 | 0 | 0 | 0
6143 | 0 | 0 | 0
6144 | 0 | 0 | 0
6145 | 0 | 0 | 0
6146 | 0 | 0 | 0
6147 | 0 | 0 | 0
6148 | 0 | 0 | 0
6149 | 0 | 0 | 0
6150 | 0 | 0 | 0
6151 | 60.641 | 80.386 | 84.735
6152 | 122.446 | 266.681 | 269.416
6153 | 142.256 | 443.448 | 423.1242
6154 | 110.129 | 579.648 | 565.8148
6155 | 384.638 | 663.999 | 629.2635
6156 | 121.923 | 698.288 | 660.1274
6157 | 235.382 | 693.517 | 648.4957
6158 | 234.624 | 646.089 | 584.4211
6159 | 491.45 | 540.389 | 503.0925
6160 | 95.094 | 387.017 | 354.4091
6161 | 193.916 | 199.02 | 180.3151
6162 | 45.539 | 27.23 | 31.1955
6163 | 0 | 0 | 0
6164 | 0 | 0 | 0
6165 | 0 | 0 | 0
6166 | 0 | 0 | 0
6167 | 0 | 0 | 0
6168 | 0 | 0 | 0
6169 | 0 | 0 | 0
6170 | 0 | 0 | 0
6171 | 0 | 0 | 0
6172 | 0 | 0 | 0
6173 | 0 | 0 | 0
6174 | 0 | 0 | 0
6175 | 27.421 | 13.986 | 6.0321
6176 | 28.714 | 129.473 | 137.8862
6177 | 89.403 | 296.6 | 174.0488
6178 | 124.375 | 146.967 | 216.6638
6179 | 131.929 | 657.864 | 302.6271
6180 | 158.01 | 326.797 | 625.7567
6181 | 208.677 | 719.378 | 616.3506
6182 | 94.754 | 257.232 | 494.839
6183 | 155.83 | 566.374 | 495.8826
6184 | 62.627 | 241.441 | 114.741
6185 | 70.561 | 85.365 | 184.8556
6186 | 34.063 | 36.043 | 32.439
6187 | 0 | 0 | 0
6188 | 0 | 0 | 0
6189 | 0 | 0 | 0
6190 | 0 | 0 | 0
6191 | 0 | 0 | 0
6192 | 0 | 0 | 0
6193 | 0 | 0 | 0
6194 | 0 | 0 | 0
6195 | 0 | 0 | 0
6196 | 0 | 0 | 0
6197 | 0 | 0 | 0
6198 | 0 | 0 | 0
6199 | 64.209 | 82.297 | 72.4915
6200 | 248.447 | 287.973 | 243.399
6201 | 426.709 | 483.969 | 417.932
6202 | 555.439 | 633.876 | 526.9522
6203 | 637.795 | 720.766 | 604.1643
6204 | 673.746 | 382.574 | 527.7066
6205 | 669.286 | 490.102 | 543.0831
6206 | 622.566 | 339.579 | 558.9429
6207 | 532.569 | 568.255 | 447.3816
6208 | 394.491 | 403.943 | 201.6852
6209 | 216.526 | 206.435 | 197.446
6210 | 48.227 | 35.859 | 32.9925
6211 | 0 | 0 | 0
6212 | 0 | 0 | 0
6213 | 0 | 0 | 0
6214 | 0 | 0 | 0
6215 | 0 | 0 | 0
6216 | 0 | 0 | 0
6217 | 0 | 0 | 0
6218 | 0 | 0 | 0
6219 | 0 | 0 | 0
6220 | 0 | 0 | 0
6221 | 0 | 0 | 0
6222 | 0 | 0 | 0
6223 | 61.261 | 82.653 | 82.3284
6224 | 242.073 | 285.033 | 234.0057
6225 | 417.235 | 473.946 | 387.6576
6226 | 547.439 | 616.543 | 545.5351
6227 | 633.227 | 706.729 | 609.7097
6228 | 669.722 | 751.076 | 642.7882
6229 | 665.891 | 736.181 | 666.2699
6230 | 619.575 | 681.164 | 611.8807
6231 | 527.652 | 564.182 | 485.4067
6232 | 393.482 | 400.071 | 369.8482
6233 | 217.197 | 202.134 | 189.4535
6234 | 45.359 | 33.083 | 31.3636
6235 | 0 | 0 | 0
6236 | 0 | 0 | 0
6237 | 0 | 0 | 0
6238 | 0 | 0 | 0
6239 | 0 | 0 | 0
6240 | 0 | 0 | 0
6241 | 0 | 0 | 0
6242 | 0 | 0 | 0
6243 | 0 | 0 | 0
6244 | 0 | 0 | 0
6245 | 0 | 0 | 0
6246 | 0 | 0 | 0
6247 | 57.701 | 75.463 | 73.5606
6248 | 214.501 | 261.842 | 261.8778
6249 | 355.649 | 391.968 | 432.85
6250 | 462.505 | 528.057 | 542.4398
6251 | 510.657 | 543.597 | 629.9819
6252 | 518.64 | 623.525 | 562.894
6253 | 585.93 | 585.347 | 580.5039
6254 | 537.821 | 493.908 | 551.1092
6255 | 380.325 | 382.941 | 456.8212
6256 | 273.105 | 229.854 | 321.3813
6257 | 82.257 | 155.808 | 140.1667
6258 | 13.371 | 24.083 | 22.6347
6259 | 0 | 0 | 0
6260 | 0 | 0 | 0
6261 | 0 | 0 | 0
6262 | 0 | 0 | 0
6263 | 0 | 0 | 0
6264 | 0 | 0 | 0
6265 | 0 | 0 | 0
6266 | 0 | 0 | 0
6267 | 0 | 0 | 0
6268 | 0 | 0 | 0
6269 | 0 | 0 | 0
6270 | 0 | 0 | 0
6271 | 28.746 | 24.256 | 61.6773
6272 | 34.634 | 192.798 | 247.3157
6273 | 291.487 | 284.599 | 426.7789
6274 | 271.274 | 254.984 | 372.3836
6275 | 204.706 | 171.67 | 335.1473
6276 | 111.464 | 123.319 | 346.1716
6277 | 97.589 | 112.85 | 275.5867
6278 | 46.185 | 126.363 | 309.4253
6279 | 55.372 | 231.755 | 188.754
6280 | 27.503 | 32.419 | 135.7184
6281 | 11.362 | 24.327 | 77.6663
6282 | 20.717 | 24.534 | 9.6497
6283 | 0 | 0 | 0
6284 | 0 | 0 | 0
6285 | 0 | 0 | 0
6286 | 0 | 0 | 0
6287 | 0 | 0 | 0
6288 | 0 | 0 | 0
6289 | 0 | 0 | 0
6290 | 0 | 0 | 0
6291 | 0 | 0 | 0
6292 | 0 | 0 | 0
6293 | 0 | 0 | 0
6294 | 0 | 0 | 0
6295 | 16.867 | 73.702 | 74.2965
6296 | 77.194 | 264.43 | 253.9332
6297 | 58.395 | 450.286 | 426.611
6298 | 89.193 | 591.149 | 547.0241
6299 | 302.279 | 672.857 | 615.99
6300 | 445.626 | 693.486 | 625.4201
6301 | 440.779 | 686.862 | 636.7788
6302 | 274.733 | 631.374 | 589.1426
6303 | 538.236 | 522.228 | 476.8147
6304 | 390.09 | 367.72 | 344.9938
6305 | 210.02 | 179.097 | 171.6024
6306 | 39.573 | 25.205 | 24.513
6307 | 0 | 0 | 0
6308 | 0 | 0 | 0
6309 | 0 | 0 | 0
6310 | 0 | 0 | 0
6311 | 0 | 0 | 0
6312 | 0 | 0 | 0
6313 | 0 | 0 | 0
6314 | 0 | 0 | 0
6315 | 0 | 0 | 0
6316 | 0 | 0 | 0
6317 | 0 | 0 | 0
6318 | 0 | 0 | 0
6319 | 56.8 | 49.648 | 33.5569
6320 | 238.76 | 240.845 | 40.911
6321 | 416.995 | 29.174 | 324.9427
6322 | 549.432 | 520.61 | 337.4196
6323 | 629.109 | 701.764 | 649.442
6324 | 666.654 | 752.551 | 682.4165
6325 | 524.962 | 744.854 | 467.9708
6326 | 613.638 | 676.491 | 519.1827
6327 | 520.459 | 560.039 | 513.396
6328 | 378.029 | 391.473 | 362.1305
6329 | 199.912 | 186.82 | 176.6557
6330 | 36.655 | 26.349 | 24.1843
6331 | 0 | 0 | 0
6332 | 0 | 0 | 0
6333 | 0 | 0 | 0
6334 | 0 | 0 | 0
6335 | 0 | 0 | 0
6336 | 0 | 0 | 0
6337 | 0 | 0 | 0
6338 | 0 | 0 | 0
6339 | 0 | 0 | 0
6340 | 0 | 0 | 0
6341 | 0 | 0 | 0
6342 | 0 | 0 | 0
6343 | 27.62 | 74.639 | 75.5187
6344 | 103.73 | 271.686 | 265.1202
6345 | 223.949 | 458.795 | 443.049
6346 | 326.407 | 599 | 371.4385
6347 | 493.549 | 671.82 | 661.167
6348 | 411.086 | 705.029 | 471.5296
6349 | 474.552 | 693.433 | 679.9911
6350 | 294.174 | 632.332 | 614.1229
6351 | 196.228 | 538.137 | 483.293
6352 | 64.644 | 377.644 | 342.9288
6353 | 20.79 | 183.18 | 162.0208
6354 | 0 | 24.271 | 21.7852
6355 | 0 | 0 | 0
6356 | 0 | 0 | 0
6357 | 0 | 0 | 0
6358 | 0 | 0 | 0
6359 | 0 | 0 | 0
6360 | 0 | 0 | 0
6361 | 0 | 0 | 0
6362 | 0 | 0 | 0
6363 | 0 | 0 | 0
6364 | 0 | 0 | 0
6365 | 0 | 0 | 0
6366 | 0 | 0 | 0
6367 | 8.489 | 12.501 | 9.0376
6368 | 35.453 | 45.653 | 42.6114
6369 | 179.09 | 124.189 | 66.7872
6370 | 131.959 | 113.197 | 204.0155
6371 | 368.801 | 89.707 | 171.6599
6372 | 178.515 | 173.17 | 191.7328
6373 | 199.507 | 152.265 | 226.9579
6374 | 593.22 | 51.479 | 148.15
6375 | 493.056 | 146.226 | 127.2607
6376 | 362.71 | 28.688 | 101.7368
6377 | 137.197 | 155.941 | 19.109
6378 | 32.083 | 16.347 | 11.0384
6379 | 0 | 0 | 0
6380 | 0 | 0 | 0
6381 | 0 | 0 | 0
6382 | 0 | 0 | 0
6383 | 0 | 0 | 0
6384 | 0 | 0 | 0
6385 | 0 | 0 | 0
6386 | 0 | 0 | 0
6387 | 0 | 0 | 0
6388 | 0 | 0 | 0
6389 | 0 | 0 | 0
6390 | 0 | 0 | 0
6391 | 52.827 | 0 | 11.1716
6392 | 235.132 | 48.497 | 54.2253
6393 | 414.847 | 53.09 | 166.646
6394 | 487.299 | 226.149 | 368.9277
6395 | 467.164 | 406.343 | 183.4933
6396 | 511.695 | 224.966 | 157.4534
6397 | 660.642 | 234.513 | 99.518
6398 | 604.17 | 566.177 | 144.4215
6399 | 512.729 | 166.428 | 174.722
6400 | 369.27 | 116.904 | 111.3939
6401 | 188.025 | 31.807 | 95.4718
6402 | 29.7 | 0 | 7.0905
6403 | 0 | 0 | 0
6404 | 0 | 0 | 0
6405 | 0 | 0 | 0
6406 | 0 | 0 | 0
6407 | 0 | 0 | 0
6408 | 0 | 0 | 0
6409 | 0 | 0 | 0
6410 | 0 | 0 | 0
6411 | 0 | 0 | 0
6412 | 0 | 0 | 0
6413 | 0 | 0 | 0
6414 | 0 | 0 | 0
6415 | 18.98 | 28.611 | 67.4129
6416 | 27.874 | 113.206 | 255.4579
6417 | 70.087 | 366.379 | 449.5426
6418 | 128.164 | 535.852 | 520.7722
6419 | 30.758 | 594.713 | 593.4659
6420 | 21.058 | 561.517 | 642.3085
6421 | 99.371 | 355.54 | 514.5787
6422 | 463.559 | 274.784 | 388.0371
6423 | 332.263 | 138.665 | 298.753
6424 | 342.059 | 73.061 | 194.6073
6425 | 126.603 | 61.652 | 57.3245
6426 | 18.689 | 2.536 | 2.2842
6427 | 0 | 0 | 0
6428 | 0 | 0 | 0
6429 | 0 | 0 | 0
6430 | 0 | 0 | 0
6431 | 0 | 0 | 0
6432 | 0 | 0 | 0
6433 | 0 | 0 | 0
6434 | 0 | 0 | 0
6435 | 0 | 0 | 0
6436 | 0 | 0 | 0
6437 | 0 | 0 | 0
6438 | 0 | 0 | 0
6439 | 52.537 | 9.434 | 44.3241
6440 | 237.669 | 90.764 | 12.5251
6441 | 419.266 | 9.385 | 95.1861
6442 | 551.149 | 150.261 | 118.5296
6443 | 632.915 | 138.277 | 155.6552
6444 | 388.826 | 49.161 | 117.0295
6445 | 661.725 | 106.282 | 181.0641
6446 | 530.493 | 102.814 | 209.898
6447 | 506.343 | 178.324 | 225.4433
6448 | 358.826 | 33.167 | 248.7174
6449 | 172.969 | 0.008 | 132.4116
6450 | 23.169 | 13.114 | 8.0305
6451 | 0 | 0 | 0
6452 | 0 | 0 | 0
6453 | 0 | 0 | 0
6454 | 0 | 0 | 0
6455 | 0 | 0 | 0
6456 | 0 | 0 | 0
6457 | 0 | 0 | 0
6458 | 0 | 0 | 0
6459 | 0 | 0 | 0
6460 | 0 | 0 | 0
6461 | 0 | 0 | 0
6462 | 0 | 0 | 0
6463 | 43.822 | 70.214 | 58.1968
6464 | 151.011 | 274.652 | 226.362
6465 | 325.249 | 467.1 | 398.4248
6466 | 400.235 | 605.407 | 505.2796
6467 | 460.094 | 689.512 | 568.3514
6468 | 294.065 | 723.187 | 597.2491
6469 | 501.255 | 704.893 | 609.2715
6470 | 569.736 | 639.964 | 555.4065
6471 | 334.185 | 523.867 | 456.3295
6472 | 339.16 | 363.828 | 299.3734
6473 | 164.109 | 164.287 | 152.591
6474 | 20.775 | 13.316 | 11.0971
6475 | 0 | 0 | 0
6476 | 0 | 0 | 0
6477 | 0 | 0 | 0
6478 | 0 | 0 | 0
6479 | 0 | 0 | 0
6480 | 0 | 0 | 0
6481 | 0 | 0 | 0
6482 | 0 | 0 | 0
6483 | 0 | 0 | 0
6484 | 0 | 0 | 0
6485 | 0 | 0 | 0
6486 | 0 | 0 | 0
6487 | 15.693 | 62.233 | 26.0067
6488 | 0.955 | 248.58 | 59.3138
6489 | 14.701 | 432.379 | 254.5872
6490 | 14.701 | 574.51 | 396.7088
6491 | 293.808 | 664.681 | 436.7665
6492 | 65.174 | 447.221 | 638.6427
6493 | 190.106 | 442.289 | 680.5476
6494 | 110.107 | 390.86 | 590.9577
6495 | 287.216 | 194.373 | 517.3256
6496 | 53.653 | 335.965 | 360.2731
6497 | 64.619 | 145.486 | 163.8512
6498 | 19.396 | 5.198 | 11.1766
6499 | 0 | 0 | 0
6500 | 0 | 0 | 0
6501 | 0 | 0 | 0
6502 | 0 | 0 | 0
6503 | 0 | 0 | 0
6504 | 0 | 0 | 0
6505 | 0 | 0 | 0
6506 | 0 | 0 | 0
6507 | 0 | 0 | 0
6508 | 0 | 0 | 0
6509 | 0 | 0 | 0
6510 | 0 | 0 | 0
6511 | 44.19 | 70.449 | 71.7367
6512 | 211.883 | 284.458 | 276.2809
6513 | 390.726 | 488.183 | 463.867
6514 | 264.578 | 638.203 | 590.3263
6515 | 329.729 | 725.4 | 668.7296
6516 | 123.712 | 760.82 | 695.1454
6517 | 21.15 | 741.747 | 677.1391
6518 | 488.238 | 660.103 | 612.2729
6519 | 223.513 | 542.896 | 503.4248
6520 | 343.998 | 372.212 | 349.5685
6521 | 116.307 | 165.232 | 154.7495
6522 | 7.813 | 10.04 | 8.3328
6523 | 0 | 0 | 0
6524 | 0 | 0 | 0
6525 | 0 | 0 | 0
6526 | 0 | 0 | 0
6527 | 0 | 0 | 0
6528 | 0 | 0 | 0
6529 | 0 | 0 | 0
6530 | 0 | 0 | 0
6531 | 0 | 0 | 0
6532 | 0 | 0 | 0
6533 | 0 | 0 | 0
6534 | 0 | 0 | 0
6535 | 46.159 | 65.396 | 65.7857
6536 | 226.245 | 263.25 | 258.6351
6537 | 413.17 | 450.652 | 441.2926
6538 | 551.387 | 587.096 | 573.549
6539 | 640.889 | 674.501 | 653.0577
6540 | 570.345 | 723.818 | 685.6161
6541 | 556.966 | 710.541 | 671.8908
6542 | 534.708 | 642.508 | 607.5863
6543 | 432.435 | 534.409 | 499.1385
6544 | 359.46 | 363.455 | 340.8666
6545 | 54.404 | 159.131 | 150.0232
6546 | 0.987 | 0 | 0
6547 | 0 | 0 | 0
6548 | 0 | 0 | 0
6549 | 0 | 0 | 0
6550 | 0 | 0 | 0
6551 | 0 | 0 | 0
6552 | 0 | 0 | 0
6553 | 0 | 0 | 0
6554 | 0 | 0 | 0
6555 | 0 | 0 | 0
6556 | 0 | 0 | 0
6557 | 0 | 0 | 0
6558 | 0 | 0 | 0
6559 | 9.056 | 23.815 | 12.4069
6560 | 90.328 | 135.963 | 40.4286
6561 | 286.087 | 190.992 | 185.8801
6562 | 563.399 | 410.375 | 157.9852
6563 | 464.852 | 265.211 | 360.7886
6564 | 342.576 | 235.29 | 375.0781
6565 | 148.108 | 358.865 | 178.7332
6566 | 112.925 | 480.91 | 211.4259
6567 | 108.158 | 354.433 | 474.3274
6568 | 56.318 | 290.955 | 172.5163
6569 | 69.418 | 127.229 | 99.3356
6570 | 1.915 | 0 | 0
6571 | 0 | 0 | 0
6572 | 0 | 0 | 0
6573 | 0 | 0 | 0
6574 | 0 | 0 | 0
6575 | 0 | 0 | 0
6576 | 0 | 0 | 0
6577 | 0 | 0 | 0
6578 | 0 | 0 | 0
6579 | 0 | 0 | 0
6580 | 0 | 0 | 0
6581 | 0 | 0 | 0
6582 | 0 | 0 | 0
6583 | 14.619 | 55.343 | 8.815
6584 | 155.397 | 234.962 | 107.5903
6585 | 430.172 | 419.314 | 200.2054
6586 | 574.377 | 382.628 | 402.6695
6587 | 446.847 | 448.694 | 637.3445
6588 | 36.317 | 342.29 | 663.4215
6589 | 180.013 | 334.269 | 648.1043
6590 | 177.448 | 339.279 | 587.0323
6591 | 288.547 | 306.259 | 476.0071
6592 | 211.863 | 97.541 | 138.7444
6593 | 0 | 65.398 | 39.8942
6594 | 0 | 0 | 0
6595 | 0 | 0 | 0
6596 | 0 | 0 | 0
6597 | 0 | 0 | 0
6598 | 0 | 0 | 0
6599 | 0 | 0 | 0
6600 | 0 | 0 | 0
6601 | 0 | 0 | 0
6602 | 0 | 0 | 0
6603 | 0 | 0 | 0
6604 | 0 | 0 | 0
6605 | 0 | 0 | 0
6606 | 0 | 0 | 0
6607 | 47.626 | 20.115 | 53.8335
6608 | 235.41 | 96.443 | 231.0437
6609 | 425.186 | 113.834 | 372.8462
6610 | 562.643 | 107.33 | 419.9914
6611 | 536.156 | 178.628 | 625.1458
6612 | 549.066 | 348.693 | 557.717
6613 | 681.863 | 339.417 | 462.373
6614 | 497.265 | 571.064 | 374.8439
6615 | 370.157 | 454.48 | 179.379
6616 | 359.817 | 261.873 | 203.3218
6617 | 109.425 | 104.88 | 119.8696
6618 | 2.756 | 0 | 0
6619 | 0 | 0 | 0
6620 | 0 | 0 | 0
6621 | 0 | 0 | 0
6622 | 0 | 0 | 0
6623 | 0 | 0 | 0
6624 | 0 | 0 | 0
6625 | 0 | 0 | 0
6626 | 0 | 0 | 0
6627 | 0 | 0 | 0
6628 | 0 | 0 | 0
6629 | 0 | 0 | 0
6630 | 0 | 0 | 0
6631 | 0 | 7.371 | 20.2818
6632 | 0 | 59.603 | 74.7963
6633 | 52.012 | 267.425 | 162.0566
6634 | 120.08 | 518.82 | 382.9688
6635 | 110.309 | 592.963 | 234.9266
6636 | 82.01 | 625.616 | 367.7701
6637 | 197.562 | 609.507 | 313.2058
6638 | 99.278 | 544.626 | 288.4586
6639 | 50.114 | 448.189 | 140.8595
6640 | 5.395 | 249.149 | 223.4332
6641 | 26.515 | 116.814 | 47.4304
6642 | 0 | 0 | 0
6643 | 0 | 0 | 0
6644 | 0 | 0 | 0
6645 | 0 | 0 | 0
6646 | 0 | 0 | 0
6647 | 0 | 0 | 0
6648 | 0 | 0 | 0
6649 | 0 | 0 | 0
6650 | 0 | 0 | 0
6651 | 0 | 0 | 0
6652 | 0 | 0 | 0
6653 | 0 | 0 | 0
6654 | 0 | 0 | 0
6655 | 3.004 | 43.284 | 44.3558
6656 | 37.558 | 127.879 | 210.921
6657 | 293.945 | 229.745 | 162.9605
6658 | 322.131 | 426.151 | 443.096
6659 | 482.487 | 437.225 | 629.8584
6660 | 164.979 | 540.157 | 661.7317
6661 | 148.54 | 538.521 | 651.591
6662 | 38.654 | 492.967 | 590.453
6663 | 130.948 | 390.533 | 482.5766
6664 | 98.926 | 251.742 | 322.9209
6665 | 141.323 | 85.379 | 130.2165
6666 | 0 | 0 | 0
6667 | 0 | 0 | 0
6668 | 0 | 0 | 0
6669 | 0 | 0 | 0
6670 | 0 | 0 | 0
6671 | 0 | 0 | 0
6672 | 0 | 0 | 0
6673 | 0 | 0 | 0
6674 | 0 | 0 | 0
6675 | 0 | 0 | 0
6676 | 0 | 0 | 0
6677 | 0 | 0 | 0
6678 | 0 | 0 | 0
6679 | 40.129 | 42.614 | 60.98
6680 | 217.521 | 208.58 | 254.9763
6681 | 407.021 | 388.546 | 443.2708
6682 | 552.938 | 518.394 | 576.7624
6683 | 646.356 | 607.791 | 660.2525
6684 | 465.169 | 637.035 | 668.096
6685 | 340.972 | 618.832 | 650.9856
6686 | 407.547 | 543.457 | 608.0008
6687 | 382.023 | 431.525 | 491.8104
6688 | 348.215 | 275.312 | 329.8444
6689 | 151.325 | 104.384 | 132.0769
6690 | 0 | 0 | 0
6691 | 0 | 0 | 0
6692 | 0 | 0 | 0
6693 | 0 | 0 | 0
6694 | 0 | 0 | 0
6695 | 0 | 0 | 0
6696 | 0 | 0 | 0
6697 | 0 | 0 | 0
6698 | 0 | 0 | 0
6699 | 0 | 0 | 0
6700 | 0 | 0 | 0
6701 | 0 | 0 | 0
6702 | 0 | 0 | 0
6703 | 39.725 | 2.338 | 50.6433
6704 | 220.8 | 75.858 | 222.5482
6705 | 407.319 | 351.376 | 386.8013
6706 | 545.158 | 485.813 | 480.0256
6707 | 503.691 | 593.64 | 531.8147
6708 | 669.519 | 627.429 | 551.4353
6709 | 653.52 | 63.28 | 603.605
6710 | 592.326 | 196.332 | 565.3034
6711 | 488.035 | 453.884 | 414.3971
6712 | 333.933 | 294.596 | 292.2817
6713 | 92.257 | 110.673 | 112.0396
6714 | 0 | 0 | 0
6715 | 0 | 0 | 0
6716 | 0 | 0 | 0
6717 | 0 | 0 | 0
6718 | 0 | 0 | 0
6719 | 0 | 0 | 0
6720 | 0 | 0 | 0
6721 | 0 | 0 | 0
6722 | 0 | 0 | 0
6723 | 0 | 0 | 0
6724 | 0 | 0 | 0
6725 | 0 | 0 | 0
6726 | 0 | 0 | 0
6727 | 35.588 | 37.556 | 52.2937
6728 | 209.125 | 59.859 | 234.4282
6729 | 389.749 | 381.368 | 410.9371
6730 | 521.64 | 519.114 | 538.1038
6731 | 598.122 | 597.141 | 611.7227
6732 | 629.368 | 624.52 | 639.047
6733 | 613.108 | 608.856 | 617.0666
6734 | 552.641 | 539.096 | 545.2643
6735 | 449.964 | 426.188 | 422.5012
6736 | 301.986 | 269.429 | 271.6845
6737 | 125.674 | 98.23 | 108.7661
6738 | 0 | 0 | 0
6739 | 0 | 0 | 0
6740 | 0 | 0 | 0
6741 | 0 | 0 | 0
6742 | 0 | 0 | 0
6743 | 0 | 0 | 0
6744 | 0 | 0 | 0
6745 | 0 | 0 | 0
6746 | 0 | 0 | 0
6747 | 0 | 0 | 0
6748 | 0 | 0 | 0
6749 | 0 | 0 | 0
6750 | 0 | 0 | 0
6751 | 27.605 | 34.334 | 50.6398
6752 | 190.365 | 192.676 | 221.578
6753 | 365.315 | 161.43 | 380.9852
6754 | 493.636 | 68.275 | 473.0455
6755 | 577.426 | 75.689 | 592.6455
6756 | 607.751 | 183.582 | 607.9466
6757 | 599.647 | 171.76 | 595.9167
6758 | 542.738 | 351.502 | 525.0159
6759 | 439.872 | 136.515 | 413.8281
6760 | 295.812 | 3.226 | 259.0744
6761 | 120.57 | 0 | 96.068
6762 | 0 | 0 | 0
6763 | 0 | 0 | 0
6764 | 0 | 0 | 0
6765 | 0 | 0 | 0
6766 | 0 | 0 | 0
6767 | 0 | 0 | 0
6768 | 0 | 0 | 0
6769 | 0 | 0 | 0
6770 | 0 | 0 | 0
6771 | 0 | 0 | 0
6772 | 0 | 0 | 0
6773 | 0 | 0 | 0
6774 | 0 | 0 | 0
6775 | 1.79 | 33.347 | 42.2326
6776 | 158.454 | 79.035 | 196.8629
6777 | 285.525 | 35.295 | 361.3673
6778 | 413.944 | 170.64 | 508.5614
6779 | 458.478 | 184.622 | 583.3189
6780 | 493.017 | 259.608 | 577.5915
6781 | 537.544 | 278.365 | 466.3941
6782 | 446.009 | 456.625 | 495.8354
6783 | 403.914 | 369.979 | 390.5832
6784 | 251.065 | 282.062 | 246.0106
6785 | 85.981 | 101.379 | 92.908
6786 | 0 | 0 | 0
6787 | 0 | 0 | 0
6788 | 0 | 0 | 0
6789 | 0 | 0 | 0
6790 | 0 | 0 | 0
6791 | 0 | 0 | 0
6792 | 0 | 0 | 0
6793 | 0 | 0 | 0
6794 | 0 | 0 | 0
6795 | 0 | 0 | 0
6796 | 0 | 0 | 0
6797 | 0 | 0 | 0
6798 | 0 | 0 | 0
6799 | 27.856 | 20.001 | 19.5921
6800 | 193.817 | 124.925 | 71.9594
6801 | 372.468 | 102.331 | 307.3765
6802 | 502.608 | 67.634 | 410.1502
6803 | 585.091 | 158.432 | 457.7503
6804 | 619.407 | 258.279 | 458.9224
6805 | 608.854 | 154.957 | 539.3634
6806 | 555.835 | 172.751 | 447.8651
6807 | 459.167 | 173.505 | 365.2738
6808 | 309.99 | 9.735 | 227.2263
6809 | 126.629 | 0 | 57.3117
6810 | 0 | 0 | 0
6811 | 0 | 0 | 0
6812 | 0 | 0 | 0
6813 | 0 | 0 | 0
6814 | 0 | 0 | 0
6815 | 0 | 0 | 0
6816 | 0 | 0 | 0
6817 | 0 | 0 | 0
6818 | 0 | 0 | 0
6819 | 0 | 0 | 0
6820 | 0 | 0 | 0
6821 | 0 | 0 | 0
6822 | 0 | 0 | 0
6823 | 30.943 | 15.616 | 1.5781
6824 | 202.015 | 134.031 | 119.1157
6825 | 327.12 | 421.654 | 197.9404
6826 | 450.954 | 278.076 | 286.4201
6827 | 430.976 | 695.568 | 292.3199
6828 | 450.58 | 740.693 | 281.9108
6829 | 619.76 | 724.473 | 253.9917
6830 | 556.529 | 646.13 | 147.6351
6831 | 444.19 | 519.684 | 144.8784
6832 | 192.154 | 334 | 160.4085
6833 | 0 | 119.851 | 61.8515
6834 | 0 | 0 | 0
6835 | 0 | 0 | 0
6836 | 0 | 0 | 0
6837 | 0 | 0 | 0
6838 | 0 | 0 | 0
6839 | 0 | 0 | 0
6840 | 0 | 0 | 0
6841 | 0 | 0 | 0
6842 | 0 | 0 | 0
6843 | 0 | 0 | 0
6844 | 0 | 0 | 0
6845 | 0 | 0 | 0
6846 | 0 | 0 | 0
6847 | 27.763 | 46.655 | 39.414
6848 | 199.867 | 235.935 | 53.3155
6849 | 383.401 | 433.133 | 66.618
6850 | 520.763 | 585.822 | 159.3235
6851 | 601.264 | 678.161 | 223.6607
6852 | 635.099 | 712.893 | 228.0752
6853 | 622.332 | 310.988 | 272.6327
6854 | 565.21 | 325.617 | 263.8654
6855 | 458.184 | 486.381 | 120.9658
6856 | 304.713 | 305.851 | 266.9512
6857 | 119.306 | 105.157 | 83.6289
6858 | 0 | 0 | 0
6859 | 0 | 0 | 0
6860 | 0 | 0 | 0
6861 | 0 | 0 | 0
6862 | 0 | 0 | 0
6863 | 0 | 0 | 0
6864 | 0 | 0 | 0
6865 | 0 | 0 | 0
6866 | 0 | 0 | 0
6867 | 0 | 0 | 0
6868 | 0 | 0 | 0
6869 | 0 | 0 | 0
6870 | 0 | 0 | 0
6871 | 25.514 | 44.121 | 12.3777
6872 | 197.903 | 231.464 | 63.5972
6873 | 378.829 | 423.271 | 83.0808
6874 | 512.34 | 567.56 | 200.7361
6875 | 350.87 | 661.933 | 258.3968
6876 | 231.126 | 688.728 | 242.8225
6877 | 61.661 | 674.819 | 203.231
6878 | 61.132 | 600.939 | 256.2473
6879 | 149.393 | 478.832 | 257.9654
6880 | 61.3 | 303.168 | 123.3804
6881 | 25.587 | 101.783 | 46.7255
6882 | 0 | 0 | 0
6883 | 0 | 0 | 0
6884 | 0 | 0 | 0
6885 | 0 | 0 | 0
6886 | 0 | 0 | 0
6887 | 0 | 0 | 0
6888 | 0 | 0 | 0
6889 | 0 | 0 | 0
6890 | 0 | 0 | 0
6891 | 0 | 0 | 0
6892 | 0 | 0 | 0
6893 | 0 | 0 | 0
6894 | 0 | 0 | 0
6895 | 0 | 39.301 | 32.0269
6896 | 60.384 | 219.625 | 199.3051
6897 | 19.423 | 209.443 | 377.8531
6898 | 18.637 | 548.451 | 392.2025
6899 | 140.422 | 636.226 | 195.0132
6900 | 149.278 | 675.292 | 213.5416
6901 | 97.536 | 657.709 | 314.5182
6902 | 161.314 | 577.675 | 126.6912
6903 | 194.117 | 455.102 | 196.7073
6904 | 83.007 | 206.719 | 242.2682
6905 | 10.65 | 61.667 | 75.4419
6906 | 0 | 0 | 0
6907 | 0 | 0 | 0
6908 | 0 | 0 | 0
6909 | 0 | 0 | 0
6910 | 0 | 0 | 0
6911 | 0 | 0 | 0
6912 | 0 | 0 | 0
6913 | 0 | 0 | 0
6914 | 0 | 0 | 0
6915 | 0 | 0 | 0
6916 | 0 | 0 | 0
6917 | 0 | 0 | 0
6918 | 0 | 0 | 0
6919 | 16.365 | 25.507 | 10.8056
6920 | 188.11 | 197.39 | 97.8457
6921 | 256.548 | 388.297 | 287.3522
6922 | 532.173 | 532.272 | 445.3609
6923 | 450.559 | 617.253 | 398.455
6924 | 265.091 | 628.175 | 422.6043
6925 | 255.074 | 608.119 | 111.6401
6926 | 376.255 | 483.823 | 321.9145
6927 | 474.637 | 286.771 | 183.8627
6928 | 306.533 | 228.615 | 136.1823
6929 | 110.775 | 72.743 | 59.9589
6930 | 0 | 0 | 0
6931 | 0 | 0 | 0
6932 | 0 | 0 | 0
6933 | 0 | 0 | 0
6934 | 0 | 0 | 0
6935 | 0 | 0 | 0
6936 | 0 | 0 | 0
6937 | 0 | 0 | 0
6938 | 0 | 0 | 0
6939 | 0 | 0 | 0
6940 | 0 | 0 | 0
6941 | 0 | 0 | 0
6942 | 0 | 0 | 0
6943 | 0 | 0 | 40.6089
6944 | 121.151 | 30.915 | 228.4084
6945 | 289.482 | 92.512 | 415.439
6946 | 430.711 | 172.439 | 550.9786
6947 | 432.129 | 557.491 | 629.5235
6948 | 655.07 | 586.04 | 655.5057
6949 | 507.27 | 565.619 | 592.2423
6950 | 363.839 | 488.887 | 534.6411
6951 | 208.906 | 375.682 | 401.8605
6952 | 124.198 | 221.84 | 254.5711
6953 | 10.654 | 59.117 | 87.8917
6954 | 0 | 0 | 0
6955 | 0 | 0 | 0
6956 | 0 | 0 | 0
6957 | 0 | 0 | 0
6958 | 0 | 0 | 0
6959 | 0 | 0 | 0
6960 | 0 | 0 | 0
6961 | 0 | 0 | 0
6962 | 0 | 0 | 0
6963 | 0 | 0 | 0
6964 | 0 | 0 | 0
6965 | 0 | 0 | 0
6966 | 0 | 0 | 0
6967 | 0 | 5.862 | 6.9516
6968 | 46.638 | 106.239 | 106.7107
6969 | 383.973 | 201.432 | 197.1141
6970 | 224.682 | 372.906 | 119.9819
6971 | 217.737 | 511.653 | 337.1233
6972 | 316.436 | 442.128 | 351.86
6973 | 164.03 | 476.706 | 440.8354
6974 | 491.46 | 379.106 | 544.7747
6975 | 448.706 | 233.526 | 261.9124
6976 | 36.394 | 189.717 | 180.152
6977 | 12.533 | 45.145 | 75.1628
6978 | 0 | 0 | 0
6979 | 0 | 0 | 0
6980 | 0 | 0 | 0
6981 | 0 | 0 | 0
6982 | 0 | 0 | 0
6983 | 0 | 0 | 0
6984 | 0 | 0 | 0
6985 | 0 | 0 | 0
6986 | 0 | 0 | 0
6987 | 0 | 0 | 0
6988 | 0 | 0 | 0
6989 | 0 | 0 | 0
6990 | 0 | 0 | 0
6991 | 0 | 0 | 6.3947
6992 | 30.812 | 21.196 | 41.702
6993 | 31.454 | 30.202 | 7.7018
6994 | 89.175 | 123.845 | 80.0234
6995 | 135.689 | 143.192 | 55.2859
6996 | 148.542 | 97.451 | 85.8485
6997 | 98.544 | 47.976 | 146.7882
6998 | 373.315 | 209.089 | 103.0945
6999 | 54.371 | 59.273 | 63.556
7000 | 302.244 | 26.748 | 22.4324
7001 | 104.055 | 8.858 | 62.0237
7002 | 0 | 0 | 0
7003 | 0 | 0 | 0
7004 | 0 | 0 | 0
7005 | 0 | 0 | 0
7006 | 0 | 0 | 0
7007 | 0 | 0 | 0
7008 | 0 | 0 | 0
7009 | 0 | 0 | 0
7010 | 0 | 0 | 0
7011 | 0 | 0 | 0
7012 | 0 | 0 | 0
7013 | 0 | 0 | 0
7014 | 0 | 0 | 0
7015 | 0 | 31.608 | 16.9049
7016 | 189.185 | 209.828 | 203.2708
7017 | 377.892 | 401.036 | 164.5713
7018 | 322.469 | 544.746 | 528.1205
7019 | 420.857 | 632.131 | 581.3145
7020 | 358.446 | 663.652 | 538.4942
7021 | 440.967 | 650.397 | 606.4259
7022 | 538.492 | 570.788 | 302.2374
7023 | 418.406 | 7.17 | 425.1543
7024 | 100.424 | 258.917 | 54.6686
7025 | 28.05 | 70.619 | 9.3985
7026 | 0 | 0 | 0
7027 | 0 | 0 | 0
7028 | 0 | 0 | 0
7029 | 0 | 0 | 0
7030 | 0 | 0 | 0
7031 | 0 | 0 | 0
7032 | 0 | 0 | 0
7033 | 0 | 0 | 0
7034 | 0 | 0 | 0
7035 | 0 | 0 | 0
7036 | 0 | 0 | 0
7037 | 0 | 0 | 0
7038 | 0 | 0 | 0
7039 | 0 | 33.217 | 1.2698
7040 | 24.118 | 214.173 | 180.2185
7041 | 55.059 | 406.759 | 365.6926
7042 | 460.658 | 536.696 | 504.5152
7043 | 12.954 | 620.019 | 208.87
7044 | 120.911 | 650.519 | 566.4848
7045 | 43.41 | 630.701 | 541.4631
7046 | 39.914 | 561.334 | 233.4783
7047 | 28.175 | 442.527 | 276.1319
7048 | 114.274 | 272.97 | 151.4831
7049 | 11.707 | 82.051 | 75.0598
7050 | 0 | 0 | 0
7051 | 0 | 0 | 0
7052 | 0 | 0 | 0
7053 | 0 | 0 | 0
7054 | 0 | 0 | 0
7055 | 0 | 0 | 0
7056 | 0 | 0 | 0
7057 | 0 | 0 | 0
7058 | 0 | 0 | 0
7059 | 0 | 0 | 0
7060 | 0 | 0 | 0
7061 | 0 | 0 | 0
7062 | 0 | 0 | 0
7063 | 0 | 29.256 | 8.1436
7064 | 17.479 | 208.763 | 74.3681
7065 | 114.176 | 398.506 | 396.2703
7066 | 119.245 | 467.143 | 529.0949
7067 | 234.644 | 626.459 | 608.6753
7068 | 129.166 | 503.347 | 487.269
7069 | 98.796 | 640.705 | 263.2582
7070 | 77.987 | 567.955 | 266.2088
7071 | 190.26 | 440.29 | 165.3414
7072 | 67.181 | 96.602 | 104.2092
7073 | 6.599 | 73.751 | 14.7422
7074 | 0 | 0 | 0
7075 | 0 | 0 | 0
7076 | 0 | 0 | 0
7077 | 0 | 0 | 0
7078 | 0 | 0 | 0
7079 | 0 | 0 | 0
7080 | 0 | 0 | 0
7081 | 0 | 0 | 0
7082 | 0 | 0 | 0
7083 | 0 | 0 | 0
7084 | 0 | 0 | 0
7085 | 0 | 0 | 0
7086 | 0 | 0 | 0
7087 | 0 | 7.411 | 3.2509
7088 | 28.422 | 161.648 | 48.7234
7089 | 57.112 | 322.479 | 113.4128
7090 | 85.753 | 387.135 | 309.8589
7091 | 87.456 | 283.855 | 547.5748
7092 | 149.326 | 512.399 | 589.9045
7093 | 86.538 | 528.384 | 573.3854
7094 | 56.036 | 490.539 | 529.2675
7095 | 35.967 | 315.702 | 330.5511
7096 | 14.723 | 83.599 | 113.8066
7097 | 0 | 10.506 | 21.9375
7098 | 0 | 0 | 0
7099 | 0 | 0 | 0
7100 | 0 | 0 | 0
7101 | 0 | 0 | 0
7102 | 0 | 0 | 0
7103 | 0 | 0 | 0
7104 | 0 | 0 | 0
7105 | 0 | 0 | 0
7106 | 0 | 0 | 0
7107 | 0 | 0 | 0
7108 | 0 | 0 | 0
7109 | 0 | 0 | 0
7110 | 0 | 0 | 0
7111 | 0 | 0 | 6.7889
7112 | 183.308 | 0 | 90.4464
7113 | 383.99 | 27.572 | 231.5004
7114 | 531.536 | 50.877 | 379.3584
7115 | 362.059 | 22.419 | 480.5045
7116 | 472.121 | 44.632 | 461.7164
7117 | 102.854 | 158.595 | 384.1606
7118 | 593.112 | 44.512 | 318.3691
7119 | 461.724 | 196.202 | 252.9967
7120 | 292.581 | 38.911 | 81.6287
7121 | 90.545 | 5.791 | 41.2903
7122 | 0 | 0 | 0
7123 | 0 | 0 | 0
7124 | 0 | 0 | 0
7125 | 0 | 0 | 0
7126 | 0 | 0 | 0
7127 | 0 | 0 | 0
7128 | 0 | 0 | 0
7129 | 0 | 0 | 0
7130 | 0 | 0 | 0
7131 | 0 | 0 | 0
7132 | 0 | 0 | 0
7133 | 0 | 0 | 0
7134 | 0 | 0 | 0
7135 | 0 | 1.743 | 1.7358
7136 | 27.386 | 25.687 | 183.0356
7137 | 246.548 | 9.443 | 375.498
7138 | 180.739 | 17.056 | 482.1261
7139 | 106.696 | 129.096 | 598.5697
7140 | 42.213 | 96.701 | 639.1913
7141 | 157.241 | 209.604 | 619.1256
7142 | 65.347 | 132.456 | 546.2881
7143 | 206.491 | 185.466 | 428.4295
7144 | 19.823 | 108.828 | 235.5954
7145 | 0.154 | 19.483 | 59.8864
7146 | 0 | 0 | 0
7147 | 0 | 0 | 0
7148 | 0 | 0 | 0
7149 | 0 | 0 | 0
7150 | 0 | 0 | 0
7151 | 0 | 0 | 0
7152 | 0 | 0 | 0
7153 | 0 | 0 | 0
7154 | 0 | 0 | 0
7155 | 0 | 0 | 0
7156 | 0 | 0 | 0
7157 | 0 | 0 | 0
7158 | 0 | 0 | 0
7159 | 0 | 0 | 0.55998
7160 | 9.736 | 37.891 | 31.4857
7161 | 166.365 | 90.407 | 87.1086
7162 | 135.134 | 89.324 | 222.7789
7163 | 206.888 | 41.92 | 136.8154
7164 | 175.413 | 110.224 | 331.2467
7165 | 145.888 | 101.494 | 276.8025
7166 | 16.772 | 73.003 | 217.2296
7167 | 44.845 | 33.693 | 168.8723
7168 | 42.641 | 31.167 | 71.7168
7169 | 5.207 | 2.49 | 10.6587
7170 | 0 | 0 | 0
7171 | 0 | 0 | 0
7172 | 0 | 0 | 0
7173 | 0 | 0 | 0
7174 | 0 | 0 | 0
7175 | 0 | 0 | 0
7176 | 0 | 0 | 0
7177 | 0 | 0 | 0
7178 | 0 | 0 | 0
7179 | 0 | 0 | 0
7180 | 0 | 0 | 0
7181 | 0 | 0 | 0
7182 | 0 | 0 | 0
7183 | 0 | 0 | 4.2903
7184 | 1.949 | 31.407 | 59.9628
7185 | 20.396 | 14.709 | 87.6477
7186 | 28.09 | 79.464 | 204.3962
7187 | 31.551 | 103.932 | 165.6996
7188 | 49.901 | 74.813 | 126.8533
7189 | 57.546 | 142.008 | 123.6476
7190 | 32.651 | 95.64 | 122.412
7191 | 109.174 | 107.723 | 100.9563
7192 | 5.481 | 135.124 | 38.904
7193 | 0 | 56.095 | 6.3942
7194 | 0 | 0 | 0
7195 | 0 | 0 | 0
7196 | 0 | 0 | 0
7197 | 0 | 0 | 0
7198 | 0 | 0 | 0
7199 | 0 | 0 | 0
7200 | 0 | 0 | 0
7201 | 0 | 0 | 0
7202 | 0 | 0 | 0
7203 | 0 | 0 | 0
7204 | 0 | 0 | 0
7205 | 0 | 0 | 0
7206 | 0 | 0 | 0
7207 | 0 | 0 | 1.4418
7208 | 144.82 | 209.834 | 204.9425
7209 | 284.621 | 424.987 | 391.7459
7210 | 337.335 | 583.863 | 523.1318
7211 | 448.056 | 683.918 | 603.698
7212 | 476.559 | 714.116 | 639.0355
7213 | 521.605 | 692.798 | 616.3283
7214 | 405.775 | 604.521 | 542.1547
7215 | 242.898 | 466.591 | 288.0105
7216 | 261.491 | 270.563 | 138.4208
7217 | 72.029 | 67.529 | 22.8442
7218 | 0 | 0 | 0
7219 | 0 | 0 | 0
7220 | 0 | 0 | 0
7221 | 0 | 0 | 0
7222 | 0 | 0 | 0
7223 | 0 | 0 | 0
7224 | 0 | 0 | 0
7225 | 0 | 0 | 0
7226 | 0 | 0 | 0
7227 | 0 | 0 | 0
7228 | 0 | 0 | 0
7229 | 0 | 0 | 0
7230 | 0 | 0 | 0
7231 | 0 | 0 | 0.31904
7232 | 7.394 | 202.074 | 42.3918
7233 | 46.335 | 406.906 | 125.6911
7234 | 50.548 | 558.983 | 127.5485
7235 | 56.632 | 656.213 | 146.9094
7236 | 95.474 | 681.477 | 191.3978
7237 | 65 | 659.974 | 108.6124
7238 | 21.403 | 581.898 | 51.3783
7239 | 7.331 | 451.561 | 36.9429
7240 | 8.221 | 262.737 | 12.6276
7241 | 0 | 64.277 | 0.4473
7242 | 0 | 0 | 0
7243 | 0 | 0 | 0
7244 | 0 | 0 | 0
7245 | 0 | 0 | 0
7246 | 0 | 0 | 0
7247 | 0 | 0 | 0
7248 | 0 | 0 | 0
7249 | 0 | 0 | 0
7250 | 0 | 0 | 0
7251 | 0 | 0 | 0
7252 | 0 | 0 | 0
7253 | 0 | 0 | 0
7254 | 0 | 0 | 0
7255 | 0 | 0 | 0
7256 | 146.595 | 178.483 | 173.2952
7257 | 338.557 | 371.233 | 356.5905
7258 | 174.135 | 506.338 | 497.298
7259 | 242.344 | 594.133 | 567.4406
7260 | 217.683 | 625.263 | 627.1959
7261 | 592.087 | 615.824 | 574.8022
7262 | 515.703 | 539.949 | 501.5923
7263 | 400.074 | 412.412 | 393.7431
7264 | 235.744 | 236.129 | 233.6195
7265 | 58.508 | 51.585 | 49.753
7266 | 0 | 0 | 0
7267 | 0 | 0 | 0
7268 | 0 | 0 | 0
7269 | 0 | 0 | 0
7270 | 0 | 0 | 0
7271 | 0 | 0 | 0
7272 | 0 | 0 | 0
7273 | 0 | 0 | 0
7274 | 0 | 0 | 0
7275 | 0 | 0 | 0
7276 | 0 | 0 | 0
7277 | 0 | 0 | 0
7278 | 0 | 0 | 0
7279 | 0 | 0 | 0
7280 | 137.681 | 111.778 | 81.5777
7281 | 315.528 | 374.167 | 301.1235
7282 | 449.841 | 459.017 | 478.0518
7283 | 533.982 | 431.362 | 558.9816
7284 | 567.884 | 511.43 | 592.2839
7285 | 552.065 | 642.56 | 566.0073
7286 | 341.749 | 562.791 | 501.0936
7287 | 205.878 | 432.572 | 306.189
7288 | 119.051 | 248.085 | 155.3819
7289 | 11.801 | 55.419 | 11.1849
7290 | 0 | 0 | 0
7291 | 0 | 0 | 0
7292 | 0 | 0 | 0
7293 | 0 | 0 | 0
7294 | 0 | 0 | 0
7295 | 0 | 0 | 0
7296 | 0 | 0 | 0
7297 | 0 | 0 | 0
7298 | 0 | 0 | 0
7299 | 0 | 0 | 0
7300 | 0 | 0 | 0
7301 | 0 | 0 | 0
7302 | 0 | 0 | 0
7303 | 0 | 0 | 0
7304 | 96.99 | 173.539 | 42.127
7305 | 288.881 | 249.134 | 119.2192
7306 | 406.916 | 337.335 | 210.8099
7307 | 543.045 | 429.938 | 356.3198
7308 | 461.105 | 306.364 | 274.1083
7309 | 358.037 | 176.11 | 286.8585
7310 | 256.848 | 131.794 | 150.4071
7311 | 50.713 | 147.967 | 93.2126
7312 | 55.55 | 135.571 | 55.078
7313 | 2.694 | 11.52 | 3.0088
7314 | 0 | 0 | 0
7315 | 0 | 0 | 0
7316 | 0 | 0 | 0
7317 | 0 | 0 | 0
7318 | 0 | 0 | 0
7319 | 0 | 0 | 0
7320 | 0 | 0 | 0
7321 | 0 | 0 | 0
7322 | 0 | 0 | 0
7323 | 0 | 0 | 0
7324 | 0 | 0 | 0
7325 | 0 | 0 | 0
7326 | 0 | 0 | 0
7327 | 0 | 0 | 0
7328 | 126.142 | 125.398 | 30.0519
7329 | 317.049 | 205.031 | 182.2799
7330 | 476.894 | 541.954 | 221.904
7331 | 574.14 | 167.005 | 618.8454
7332 | 334.07 | 180.055 | 645.1016
7333 | 611.066 | 137.78 | 624.3198
7334 | 544.335 | 165.82 | 553.8875
7335 | 425.985 | 73.884 | 427.9898
7336 | 252.353 | 27.683 | 246.1139
7337 | 61.474 | 0.1 | 51.5913
7338 | 0 | 0 | 0
7339 | 0 | 0 | 0
7340 | 0 | 0 | 0
7341 | 0 | 0 | 0
7342 | 0 | 0 | 0
7343 | 0 | 0 | 0
7344 | 0 | 0 | 0
7345 | 0 | 0 | 0
7346 | 0 | 0 | 0
7347 | 0 | 0 | 0
7348 | 0 | 0 | 0
7349 | 0 | 0 | 0
7350 | 0 | 0 | 0
7351 | 0 | 0 | 0
7352 | 34.917 | 176.492 | 167.9095
7353 | 239.228 | 381.641 | 359.3217
7354 | 252.958 | 542.792 | 500.0816
7355 | 430.639 | 644.103 | 593.7214
7356 | 564.172 | 681.016 | 620.8401
7357 | 545.086 | 659.225 | 596.9126
7358 | 424.495 | 111.383 | 502.3437
7359 | 234.713 | 79.936 | 397.0966
7360 | 122.653 | 112.147 | 221.942
7361 | 9.33 | 47.711 | 37.5829
7362 | 0 | 0 | 0
7363 | 0 | 0 | 0
7364 | 0 | 0 | 0
7365 | 0 | 0 | 0
7366 | 0 | 0 | 0
7367 | 0 | 0 | 0
7368 | 0 | 0 | 0
7369 | 0 | 0 | 0
7370 | 0 | 0 | 0
7371 | 0 | 0 | 0
7372 | 0 | 0 | 0
7373 | 0 | 0 | 0
7374 | 0 | 0 | 0
7375 | 0 | 0 | 0
7376 | 44.525 | 182.005 | 71.1889
7377 | 262.233 | 385.924 | 328.6005
7378 | 340.705 | 539.144 | 397.6436
7379 | 429.716 | 632.799 | 464.08
7380 | 250.145 | 666.604 | 520.0198
7381 | 400.561 | 640.663 | 485.0302
7382 | 218.232 | 564.756 | 413.7027
7383 | 188.865 | 422.996 | 371.1361
7384 | 81.491 | 149.642 | 161.6689
7385 | 6.084 | 39.911 | 7.9569
7386 | 0 | 0 | 0
7387 | 0 | 0 | 0
7388 | 0 | 0 | 0
7389 | 0 | 0 | 0
7390 | 0 | 0 | 0
7391 | 0 | 0 | 0
7392 | 0 | 0 | 0
7393 | 0 | 0 | 0
7394 | 0 | 0 | 0
7395 | 0 | 0 | 0
7396 | 0 | 0 | 0
7397 | 0 | 0 | 0
7398 | 0 | 0 | 0
7399 | 0 | 0 | 0
7400 | 103.906 | 61.351 | 85.0699
7401 | 80.792 | 150.338 | 167.4871
7402 | 186.938 | 426.669 | 187.8431
7403 | 226.856 | 522.944 | 235.2235
7404 | 315.103 | 597.704 | 312.6676
7405 | 345.923 | 529.925 | 385.7655
7406 | 22.549 | 579.382 | 335.0068
7407 | 66.473 | 441.182 | 269.7073
7408 | 16.736 | 248.666 | 148.9537
7409 | 9.334 | 47.468 | 6.2575
7410 | 0 | 0 | 0
7411 | 0 | 0 | 0
7412 | 0 | 0 | 0
7413 | 0 | 0 | 0
7414 | 0 | 0 | 0
7415 | 0 | 0 | 0
7416 | 0 | 0 | 0
7417 | 0 | 0 | 0
7418 | 0 | 0 | 0
7419 | 0 | 0 | 0
7420 | 0 | 0 | 0
7421 | 0 | 0 | 0
7422 | 0 | 0 | 0
7423 | 0 | 0 | 0
7424 | 9.473 | 184.673 | 54.6712
7425 | 29.739 | 267.329 | 15.671
7426 | 117.514 | 437.963 | 132.7654
7427 | 507.067 | 514.115 | 112.892
7428 | 404.703 | 518.893 | 182.8876
7429 | 354.877 | 656.92 | 115.6611
7430 | 271.939 | 579.017 | 154.9878
7431 | 7.236 | 439.867 | 108.6444
7432 | 29.413 | 246.663 | 48.629
7433 | 0 | 44.958 | 0.26773
7434 | 0 | 0 | 0
7435 | 0 | 0 | 0
7436 | 0 | 0 | 0
7437 | 0 | 0 | 0
7438 | 0 | 0 | 0
7439 | 0 | 0 | 0
7440 | 0 | 0 | 0
7441 | 0 | 0 | 0
7442 | 0 | 0 | 0
7443 | 0 | 0 | 0
7444 | 0 | 0 | 0
7445 | 0 | 0 | 0
7446 | 0 | 0 | 0
7447 | 0 | 0 | 0
7448 | 13.476 | 13.569 | 45.5653
7449 | 191.478 | 78.008 | 77.2738
7450 | 174.757 | 96.193 | 242.699
7451 | 267.339 | 63.268 | 348.7973
7452 | 319.291 | 181.304 | 317.8074
7453 | 579.911 | 145.527 | 256.7245
7454 | 507.677 | 239.028 | 241.9529
7455 | 388.134 | 23.438 | 108.9853
7456 | 218.792 | 19.882 | 139.4881
7457 | 37.079 | 0 | 3.1671
7458 | 0 | 0 | 0
7459 | 0 | 0 | 0
7460 | 0 | 0 | 0
7461 | 0 | 0 | 0
7462 | 0 | 0 | 0
7463 | 0 | 0 | 0
7464 | 0 | 0 | 0
7465 | 0 | 0 | 0
7466 | 0 | 0 | 0
7467 | 0 | 0 | 0
7468 | 0 | 0 | 0
7469 | 0 | 0 | 0
7470 | 0 | 0 | 0
7471 | 0 | 0 | 0
7472 | 0 | 94.08 | 100.0289
7473 | 48.749 | 216.418 | 352.9323
7474 | 153.669 | 242.961 | 477.7373
7475 | 199.322 | 213.213 | 547.3628
7476 | 121.796 | 445.288 | 493.7485
7477 | 318.439 | 522.285 | 530.4743
7478 | 340.911 | 592.352 | 472.7864
7479 | 390.574 | 442.821 | 268.3754
7480 | 219.569 | 169.126 | 118.6589
7481 | 12.705 | 10.825 | 1.6828
7482 | 0 | 0 | 0
7483 | 0 | 0 | 0
7484 | 0 | 0 | 0
7485 | 0 | 0 | 0
7486 | 0 | 0 | 0
7487 | 0 | 0 | 0
7488 | 0 | 0 | 0
7489 | 0 | 0 | 0
7490 | 0 | 0 | 0
7491 | 0 | 0 | 0
7492 | 0 | 0 | 0
7493 | 0 | 0 | 0
7494 | 0 | 0 | 0
7495 | 0 | 0 | 0
7496 | 3.983 | 173.42 | 79.5819
7497 | 61.126 | 384.554 | 300.8242
7498 | 30.643 | 543.296 | 418.5992
7499 | 65.76 | 641.874 | 495.4815
7500 | 59.139 | 679.435 | 68.1824
7501 | 34.57 | 654.401 | 70.7431
7502 | 27.332 | 565.925 | 96.0236
7503 | 41.039 | 421.086 | 189.6987
7504 | 54.26 | 228.738 | 184.9046
7505 | 0 | 30.866 | 0
7506 | 0 | 0 | 0
7507 | 0 | 0 | 0
7508 | 0 | 0 | 0
7509 | 0 | 0 | 0
7510 | 0 | 0 | 0
7511 | 0 | 0 | 0
7512 | 0 | 0 | 0
7513 | 0 | 0 | 0
7514 | 0 | 0 | 0
7515 | 0 | 0 | 0
7516 | 0 | 0 | 0
7517 | 0 | 0 | 0
7518 | 0 | 0 | 0
7519 | 0 | 0 | 0
7520 | 0.28 | 124.41 | 111.4949
7521 | 16.389 | 114.402 | 275.5676
7522 | 97.633 | 101.692 | 423.0504
7523 | 126.659 | 161.251 | 149.8413
7524 | 79.427 | 470.141 | 301.9237
7525 | 91.198 | 210.342 | 498.676
7526 | 381.361 | 174.917 | 401.0246
7527 | 57.82 | 39.876 | 324.3443
7528 | 13.782 | 12.923 | 170.4222
7529 | 0 | 0 | 0
7530 | 0 | 0 | 0
7531 | 0 | 0 | 0
7532 | 0 | 0 | 0
7533 | 0 | 0 | 0
7534 | 0 | 0 | 0
7535 | 0 | 0 | 0
7536 | 0 | 0 | 0
7537 | 0 | 0 | 0
7538 | 0 | 0 | 0
7539 | 0 | 0 | 0
7540 | 0 | 0 | 0
7541 | 0 | 0 | 0
7542 | 0 | 0 | 0
7543 | 0 | 0 | 0
7544 | 60.305 | 136.187 | 119.428
7545 | 103.33 | 328.013 | 301.5452
7546 | 90.586 | 475.184 | 450.029
7547 | 234.716 | 569.18 | 558.2317
7548 | 626.808 | 603.635 | 586.3698
7549 | 173.299 | 580.96 | 563.8175
7550 | 148.602 | 497.876 | 487.5302
7551 | 127.185 | 369.028 | 359.8699
7552 | 49.639 | 195.032 | 181.2449
7553 | 8.432 | 17.334 | 0
7554 | 0 | 0 | 0
7555 | 0 | 0 | 0
7556 | 0 | 0 | 0
7557 | 0 | 0 | 0
7558 | 0 | 0 | 0
7559 | 0 | 0 | 0
7560 | 0 | 0 | 0
7561 | 0 | 0 | 0
7562 | 0 | 0 | 0
7563 | 0 | 0 | 0
7564 | 0 | 0 | 0
7565 | 0 | 0 | 0
7566 | 0 | 0 | 0
7567 | 0 | 0 | 0
7568 | 98.883 | 135.868 | 21.6668
7569 | 290.369 | 326.138 | 296.1112
7570 | 437.371 | 474.399 | 428.2776
7571 | 531.93 | 440.013 | 165.0421
7572 | 568.696 | 599.661 | 111.4117
7573 | 552.529 | 458.331 | 119.0336
7574 | 486.376 | 448.709 | 146.1937
7575 | 368.46 | 368.141 | 361.089
7576 | 203.017 | 143.362 | 195.8563
7577 | 24.494 | 0 | 0
7578 | 0 | 0 | 0
7579 | 0 | 0 | 0
7580 | 0 | 0 | 0
7581 | 0 | 0 | 0
7582 | 0 | 0 | 0
7583 | 0 | 0 | 0
7584 | 0 | 0 | 0
7585 | 0 | 0 | 0
7586 | 0 | 0 | 0
7587 | 0 | 0 | 0
7588 | 0 | 0 | 0
7589 | 0 | 0 | 0
7590 | 0 | 0 | 0
7591 | 0 | 0 | 0
7592 | 66.853 | 22.774 | 119.8449
7593 | 291.076 | 7.137 | 291.8528
7594 | 436.42 | 48.184 | 382.9234
7595 | 528.057 | 67.006 | 473.3055
7596 | 563.38 | 147.55 | 414.8041
7597 | 93.527 | 118.655 | 268.6236
7598 | 38.184 | 75.869 | 287.5485
7599 | 109.16 | 129.474 | 125.9493
7600 | 26.527 | 83.554 | 39.8053
7601 | 0 | 0 | 0
7602 | 0 | 0 | 0
7603 | 0 | 0 | 0
7604 | 0 | 0 | 0
7605 | 0 | 0 | 0
7606 | 0 | 0 | 0
7607 | 0 | 0 | 0
7608 | 0 | 0 | 0
7609 | 0 | 0 | 0
7610 | 0 | 0 | 0
7611 | 0 | 0 | 0
7612 | 0 | 0 | 0
7613 | 0 | 0 | 0
7614 | 0 | 0 | 0
7615 | 0 | 0 | 0
7616 | 0 | 148.214 | 118.3637
7617 | 22.394 | 360.545 | 330.6302
7618 | 271.41 | 526.929 | 485.2712
7619 | 394.447 | 631.563 | 434.4845
7620 | 585.508 | 662.868 | 420.5492
7621 | 571.764 | 492.013 | 604.5278
7622 | 505.787 | 561.296 | 522.2145
7623 | 383.691 | 418.538 | 389.2597
7624 | 148.047 | 226.143 | 205.4909
7625 | 0 | 0 | 0
7626 | 0 | 0 | 0
7627 | 0 | 0 | 0
7628 | 0 | 0 | 0
7629 | 0 | 0 | 0
7630 | 0 | 0 | 0
7631 | 0 | 0 | 0
7632 | 0 | 0 | 0
7633 | 0 | 0 | 0
7634 | 0 | 0 | 0
7635 | 0 | 0 | 0
7636 | 0 | 0 | 0
7637 | 0 | 0 | 0
7638 | 0 | 0 | 0
7639 | 0 | 0 | 0
7640 | 0 | 90.22 | 116.5715
7641 | 34.205 | 261.251 | 284.5411
7642 | 30.252 | 442.884 | 420.6292
7643 | 20.364 | 516.45 | 504.4738
7644 | 18.529 | 545.224 | 529.4078
7645 | 1.018 | 448.056 | 515.2106
7646 | 84.858 | 381.024 | 463.4187
7647 | 61.501 | 220.928 | 344.7534
7648 | 14.688 | 119.88 | 198.9458
7649 | 0 | 0 | 0
7650 | 0 | 0 | 0
7651 | 0 | 0 | 0
7652 | 0 | 0 | 0
7653 | 0 | 0 | 0
7654 | 0 | 0 | 0
7655 | 0 | 0 | 0
7656 | 0 | 0 | 0
7657 | 0 | 0 | 0
7658 | 0 | 0 | 0
7659 | 0 | 0 | 0
7660 | 0 | 0 | 0
7661 | 0 | 0 | 0
7662 | 0 | 0 | 0
7663 | 0 | 0 | 0
7664 | 5.898 | 31.56 | 4.791
7665 | 3.353 | 210.497 | 61.3652
7666 | 33.426 | 246.221 | 85.8306
7667 | 65.692 | 403.673 | 330.2776
7668 | 40.041 | 279.806 | 165.2554
7669 | 45.818 | 344.544 | 148.0455
7670 | 46.722 | 240.292 | 92.0362
7671 | 20.418 | 327.129 | 68.8438
7672 | 14.404 | 207.19 | 50.912
7673 | 0 | 0 | 0
7674 | 0 | 0 | 0
7675 | 0 | 0 | 0
7676 | 0 | 0 | 0
7677 | 0 | 0 | 0
7678 | 0 | 0 | 0
7679 | 0 | 0 | 0
7680 | 0 | 0 | 0
7681 | 0 | 0 | 0
7682 | 0 | 0 | 0
7683 | 0 | 0 | 0
7684 | 0 | 0 | 0
7685 | 0 | 0 | 0
7686 | 0 | 0 | 0
7687 | 0 | 0 | 0
7688 | 14.995 | 135.852 | 16.8381
7689 | 75.927 | 342.779 | 11.5426
7690 | 161.461 | 504.921 | 59.9605
7691 | 400.868 | 606.71 | 37.2556
7692 | 422.473 | 639.411 | 140.0848
7693 | 137.823 | 612.304 | 154.5457
7694 | 279.572 | 527.583 | 85.5539
7695 | 32.904 | 390.776 | 80.2885
7696 | 12.098 | 200.454 | 39.438
7697 | 0 | 0 | 0
7698 | 0 | 0 | 0
7699 | 0 | 0 | 0
7700 | 0 | 0 | 0
7701 | 0 | 0 | 0
7702 | 0 | 0 | 0
7703 | 0 | 0 | 0
7704 | 0 | 0 | 0
7705 | 0 | 0 | 0
7706 | 0 | 0 | 0
7707 | 0 | 0 | 0
7708 | 0 | 0 | 0
7709 | 0 | 0 | 0
7710 | 0 | 0 | 0
7711 | 0 | 0 | 0
7712 | 15.334 | 65.467 | 132.2106
7713 | 133.876 | 328.682 | 307.5307
7714 | 282.364 | 492.564 | 483.7965
7715 | 374.982 | 421.307 | 572.4511
7716 | 317.443 | 529.47 | 253.431
7717 | 441.084 | 484.867 | 526.0744
7718 | 356.4 | 408.654 | 524.6205
7719 | 261.427 | 201.135 | 384.7155
7720 | 133.663 | 79.358 | 198.7521
7721 | 0 | 0 | 0
7722 | 0 | 0 | 0
7723 | 0 | 0 | 0
7724 | 0 | 0 | 0
7725 | 0 | 0 | 0
7726 | 0 | 0 | 0
7727 | 0 | 0 | 0
7728 | 0 | 0 | 0
7729 | 0 | 0 | 0
7730 | 0 | 0 | 0
7731 | 0 | 0 | 0
7732 | 0 | 0 | 0
7733 | 0 | 0 | 0
7734 | 0 | 0 | 0
7735 | 0 | 0 | 0
7736 | 1.313 | 69.789 | 120.5068
7737 | 63.085 | 166.811 | 337.6311
7738 | 145.66 | 405.158 | 493.8576
7739 | 406.707 | 361.944 | 590.06
7740 | 204.389 | 374.565 | 623.907
7741 | 380.209 | 261.379 | 600.5957
7742 | 292.904 | 135.19 | 523.0771
7743 | 178.741 | 103.148 | 386.1789
7744 | 200.313 | 40.938 | 196.661
7745 | 0 | 0 | 0
7746 | 0 | 0 | 0
7747 | 0 | 0 | 0
7748 | 0 | 0 | 0
7749 | 0 | 0 | 0
7750 | 0 | 0 | 0
7751 | 0 | 0 | 0
7752 | 0 | 0 | 0
7753 | 0 | 0 | 0
7754 | 0 | 0 | 0
7755 | 0 | 0 | 0
7756 | 0 | 0 | 0
7757 | 0 | 0 | 0
7758 | 0 | 0 | 0
7759 | 0 | 0 | 0
7760 | 74.019 | 36.321 | 101.007
7761 | 264.163 | 189.639 | 296.7098
7762 | 415.032 | 382.076 | 457.1587
7763 | 507.612 | 488.921 | 341.3194
7764 | 543.494 | 479.056 | 594.7072
7765 | 529.259 | 444.69 | 570.3569
7766 | 466.814 | 443.549 | 502.9091
7767 | 347.167 | 227.368 | 365.147
7768 | 178.825 | 155.91 | 179.5438
7769 | 0 | 0 | 0
7770 | 0 | 0 | 0
7771 | 0 | 0 | 0
7772 | 0 | 0 | 0
7773 | 0 | 0 | 0
7774 | 0 | 0 | 0
7775 | 0 | 0 | 0
7776 | 0 | 0 | 0
7777 | 0 | 0 | 0
7778 | 0 | 0 | 0
7779 | 0 | 0 | 0
7780 | 0 | 0 | 0
7781 | 0 | 0 | 0
7782 | 0 | 0 | 0
7783 | 0 | 0 | 0
7784 | 67.282 | 107.721 | 109.4551
7785 | 247.095 | 315.457 | 305.251
7786 | 391.954 | 478.567 | 114.4464
7787 | 345.787 | 592.864 | 217.2394
7788 | 432.687 | 622.996 | 225.3584
7789 | 507.29 | 601.495 | 313.7032
7790 | 401.464 | 526.747 | 379.6129
7791 | 233.588 | 388.436 | 341.7682
7792 | 102.745 | 197.231 | 171.2526
7793 | 0 | 0 | 0
7794 | 0 | 0 | 0
7795 | 0 | 0 | 0
7796 | 0 | 0 | 0
7797 | 0 | 0 | 0
7798 | 0 | 0 | 0
7799 | 0 | 0 | 0
7800 | 0 | 0 | 0
7801 | 0 | 0 | 0
7802 | 0 | 0 | 0
7803 | 0 | 0 | 0
7804 | 0 | 0 | 0
7805 | 0 | 0 | 0
7806 | 0 | 0 | 0
7807 | 0 | 0 | 0
7808 | 0 | 107.468 | 43.2065
7809 | 9.304 | 306.599 | 167.112
7810 | 32.556 | 462.951 | 311.3471
7811 | 116.384 | 555.337 | 413.766
7812 | 97.535 | 594.535 | 500.4992
7813 | 114.589 | 575.588 | 485.3081
7814 | 15.588 | 492.63 | 414.8763
7815 | 3.976 | 364.839 | 71.5118
7816 | 3.072 | 188.802 | 48.5693
7817 | 0 | 0 | 0
7818 | 0 | 0 | 0
7819 | 0 | 0 | 0
7820 | 0 | 0 | 0
7821 | 0 | 0 | 0
7822 | 0 | 0 | 0
7823 | 0 | 0 | 0
7824 | 0 | 0 | 0
7825 | 0 | 0 | 0
7826 | 0 | 0 | 0
7827 | 0 | 0 | 0
7828 | 0 | 0 | 0
7829 | 0 | 0 | 0
7830 | 0 | 0 | 0
7831 | 0 | 0 | 0
7832 | 69.467 | 102.971 | 73.0112
7833 | 280.67 | 207.77 | 233.4276
7834 | 371.006 | 400.685 | 362.8833
7835 | 329.883 | 559.425 | 486.2669
7836 | 321.661 | 603.918 | 424.4123
7837 | 455.864 | 584.092 | 145.0724
7838 | 412.232 | 508.922 | 399.2954
7839 | 50.024 | 373.797 | 142.6044
7840 | 221.215 | 188.582 | 127.2158
7841 | 0 | 0 | 0
7842 | 0 | 0 | 0
7843 | 0 | 0 | 0
7844 | 0 | 0 | 0
7845 | 0 | 0 | 0
7846 | 0 | 0 | 0
7847 | 0 | 0 | 0
7848 | 0 | 0 | 0
7849 | 0 | 0 | 0
7850 | 0 | 0 | 0
7851 | 0 | 0 | 0
7852 | 0 | 0 | 0
7853 | 0 | 0 | 0
7854 | 0 | 0 | 0
7855 | 0 | 0 | 0
7856 | 0 | 107.417 | 1.2929
7857 | 106.514 | 318.638 | 23.7807
7858 | 43.184 | 489.348 | 65.9627
7859 | 239.304 | 94.664 | 119.9416
7860 | 106.809 | 236.494 | 473.9445
7861 | 121.07 | 158.2 | 504.9871
7862 | 144.099 | 193.717 | 416.2537
7863 | 80.296 | 374.71 | 322.6043
7864 | 81.108 | 34.615 | 151.7104
7865 | 0 | 0 | 0
7866 | 0 | 0 | 0
7867 | 0 | 0 | 0
7868 | 0 | 0 | 0
7869 | 0 | 0 | 0
7870 | 0 | 0 | 0
7871 | 0 | 0 | 0
7872 | 0 | 0 | 0
7873 | 0 | 0 | 0
7874 | 0 | 0 | 0
7875 | 0 | 0 | 0
7876 | 0 | 0 | 0
7877 | 0 | 0 | 0
7878 | 0 | 0 | 0
7879 | 0 | 0 | 0
7880 | 21.294 | 42.51 | 25.1392
7881 | 209.294 | 91.682 | 95.5579
7882 | 385.452 | 225.814 | 254.1786
7883 | 515.229 | 389.471 | 341.0434
7884 | 568.498 | 401.395 | 361.7399
7885 | 565.023 | 234.538 | 439.4202
7886 | 501.084 | 239.819 | 368.1545
7887 | 367.584 | 353.45 | 187.1139
7888 | 182.227 | 172.602 | 116.7214
7889 | 0 | 0 | 0
7890 | 0 | 0 | 0
7891 | 0 | 0 | 0
7892 | 0 | 0 | 0
7893 | 0 | 0 | 0
7894 | 0 | 0 | 0
7895 | 0 | 0 | 0
7896 | 0 | 0 | 0
7897 | 0 | 0 | 0
7898 | 0 | 0 | 0
7899 | 0 | 0 | 0
7900 | 0 | 0 | 0
7901 | 0 | 0 | 0
7902 | 0 | 0 | 0
7903 | 0 | 0 | 0
7904 | 0 | 94.928 | 3.1761
7905 | 20.723 | 302.537 | 67.5427
7906 | 24.23 | 470.076 | 65.3801
7907 | 79.225 | 576.113 | 184.9351
7908 | 114.009 | 621.116 | 100.8522
7909 | 74.952 | 601.039 | 98.9805
7910 | 80.636 | 510.596 | 67.9611
7911 | 33.718 | 376.445 | 54.9459
7912 | 8.601 | 187.833 | 24.6788
7913 | 0 | 0 | 0
7914 | 0 | 0 | 0
7915 | 0 | 0 | 0
7916 | 0 | 0 | 0
7917 | 0 | 0 | 0
7918 | 0 | 0 | 0
7919 | 0 | 0 | 0
7920 | 0 | 0 | 0
7921 | 0 | 0 | 0
7922 | 0 | 0 | 0
7923 | 0 | 0 | 0
7924 | 0 | 0 | 0
7925 | 0 | 0 | 0
7926 | 0 | 0 | 0
7927 | 0 | 0 | 0
7928 | 5.991 | 1.161 | 12.0948
7929 | 170.638 | 19.87 | 126.0521
7930 | 178.543 | 4.679 | 213.0058
7931 | 128.44 | 15.345 | 106.8403
7932 | 146.47 | 12.684 | 270.4258
7933 | 88.757 | 101.247 | 267.9359
7934 | 101.885 | 129.752 | 218.5807
7935 | 8.359 | 29.566 | 124.3179
7936 | 12.962 | 38.497 | 32.6452
7937 | 0 | 0 | 0
7938 | 0 | 0 | 0
7939 | 0 | 0 | 0
7940 | 0 | 0 | 0
7941 | 0 | 0 | 0
7942 | 0 | 0 | 0
7943 | 0 | 0 | 0
7944 | 0 | 0 | 0
7945 | 0 | 0 | 0
7946 | 0 | 0 | 0
7947 | 0 | 0 | 0
7948 | 0 | 0 | 0
7949 | 0 | 0 | 0
7950 | 0 | 0 | 0
7951 | 0 | 0 | 0
7952 | 39.266 | 12.886 | 79.4166
7953 | 32.329 | 233.828 | 291.0642
7954 | 139.648 | 430.2 | 427.6847
7955 | 204.696 | 573.796 | 322.742
7956 | 267.261 | 419.76 | 344.5067
7957 | 290.155 | 604.672 | 547.5269
7958 | 120.675 | 364.906 | 509.8461
7959 | 58.211 | 131.462 | 370.9198
7960 | 23.791 | 189.861 | 181.0241
7961 | 0 | 0 | 0
7962 | 0 | 0 | 0
7963 | 0 | 0 | 0
7964 | 0 | 0 | 0
7965 | 0 | 0 | 0
7966 | 0 | 0 | 0
7967 | 0 | 0 | 0
7968 | 0 | 0 | 0
7969 | 0 | 0 | 0
7970 | 0 | 0 | 0
7971 | 0 | 0 | 0
7972 | 0 | 0 | 0
7973 | 0 | 0 | 0
7974 | 0 | 0 | 0
7975 | 0 | 0 | 0
7976 | 0 | 31.253 | 75.3374
7977 | 37.708 | 256.869 | 256.8942
7978 | 263.514 | 233.152 | 391.089
7979 | 229.897 | 367.554 | 176.2784
7980 | 57.675 | 598.872 | 157.3971
7981 | 31.774 | 585.855 | 199.566
7982 | 16.802 | 507.67 | 296.007
7983 | 46.631 | 373.689 | 159.9756
7984 | 64.986 | 185.681 | 140.586
7985 | 0 | 0 | 0
7986 | 0 | 0 | 0
7987 | 0 | 0 | 0
7988 | 0 | 0 | 0
7989 | 0 | 0 | 0
7990 | 0 | 0 | 0
7991 | 0 | 0 | 0
7992 | 0 | 0 | 0
7993 | 0 | 0 | 0
7994 | 0 | 0 | 0
7995 | 0 | 0 | 0
7996 | 0 | 0 | 0
7997 | 0 | 0 | 0
7998 | 0 | 0 | 0
7999 | 0 | 0 | 0
8000 | 0 | 3.884 | 46.9733
8001 | 15.503 | 121.679 | 16.3685
8002 | 18.053 | 75.547 | 265.021
8003 | 18.838 | 341.189 | 252.9295
8004 | 51.056 | 386.353 | 143.0699
8005 | 25.683 | 272.538 | 114.3468
8006 | 53.867 | 75.533 | 131.3234
8007 | 311.486 | 54.936 | 43.1786
8008 | 144.733 | 43.413 | 46.9169
8009 | 0 | 0 | 0
8010 | 0 | 0 | 0
8011 | 0 | 0 | 0
8012 | 0 | 0 | 0
8013 | 0 | 0 | 0
8014 | 0 | 0 | 0
8015 | 0 | 0 | 0
8016 | 0 | 0 | 0
8017 | 0 | 0 | 0
8018 | 0 | 0 | 0
8019 | 0 | 0 | 0
8020 | 0 | 0 | 0
8021 | 0 | 0 | 0
8022 | 0 | 0 | 0
8023 | 0 | 0 | 0
8024 | 0 | 81.005 | 6.1555
8025 | 19.075 | 281.725 | 46.093
8026 | 41.901 | 450.457 | 75.3949
8027 | 35.488 | 564.923 | 21.8073
8028 | 31.125 | 615.427 | 68.4065
8029 | 30.41 | 601.036 | 6.2038
8030 | 42.729 | 527.747 | 107.0601
8031 | 26.982 | 394.182 | 98.3105
8032 | 8.377 | 203.515 | 23.6563
8033 | 0 | 0 | 0
8034 | 0 | 0 | 0
8035 | 0 | 0 | 0
8036 | 0 | 0 | 0
8037 | 0 | 0 | 0
8038 | 0 | 0 | 0
8039 | 0 | 0 | 0
8040 | 0 | 0 | 0
8041 | 0 | 0 | 0
8042 | 0 | 0 | 0
8043 | 0 | 0 | 0
8044 | 0 | 0 | 0
8045 | 0 | 0 | 0
8046 | 0 | 0 | 0
8047 | 0 | 0 | 0
8048 | 0.305 | 94.221 | 78.4323
8049 | 58.091 | 295.596 | 136.8812
8050 | 129.822 | 462.603 | 179.9514
8051 | 225.225 | 563.196 | 227.3036
8052 | 201.016 | 601.85 | 400.3401
8053 | 343.103 | 443.427 | 239.7063
8054 | 172.484 | 511.834 | 164.3094
8055 | 119.205 | 352.421 | 329.3886
8056 | 48.327 | 194.451 | 162.918
8057 | 0 | 0 | 0
8058 | 0 | 0 | 0
8059 | 0 | 0 | 0
8060 | 0 | 0 | 0
8061 | 0 | 0 | 0
8062 | 0 | 0 | 0
8063 | 0 | 0 | 0
8064 | 0 | 0 | 0
8065 | 0 | 0 | 0
8066 | 0 | 0 | 0
8067 | 0 | 0 | 0
8068 | 0 | 0 | 0
8069 | 0 | 0 | 0
8070 | 0 | 0 | 0
8071 | 0 | 0 | 0
8072 | 0 | 7.998 | 31.5755
8073 | 20.295 | 126.687 | 256.9667
8074 | 45.399 | 369.586 | 412.3385
8075 | 78.248 | 531.234 | 381.6988
8076 | 324.369 | 573.694 | 548.9155
8077 | 85.521 | 479.037 | 528.4981
8078 | 126.761 | 384.812 | 303.7299
8079 | 84.711 | 298.773 | 199.4785
8080 | 33.296 | 168.244 | 108.9902
8081 | 0 | 0 | 0
8082 | 0 | 0 | 0
8083 | 0 | 0 | 0
8084 | 0 | 0 | 0
8085 | 0 | 0 | 0
8086 | 0 | 0 | 0
8087 | 0 | 0 | 0
8088 | 0 | 0 | 0
8089 | 0 | 0 | 0
8090 | 0 | 0 | 0
8091 | 0 | 0 | 0
8092 | 0 | 0 | 0
8093 | 0 | 0 | 0
8094 | 0 | 0 | 0
8095 | 0 | 0 | 0
8096 | 1.367 | 62.82 | 23.568
8097 | 97.402 | 246.508 | 258.7504
8098 | 177.297 | 402.303 | 228.5668
8099 | 315.636 | 500.545 | 176.9387
8100 | 569.316 | 544.611 | 566.8688
8101 | 556.851 | 529.96 | 447.0728
8102 | 494.164 | 459.869 | 377.6033
8103 | 372.72 | 337.602 | 153.3816
8104 | 193.322 | 168.665 | 63.5981
8105 | 0 | 0 | 0
8106 | 0 | 0 | 0
8107 | 0 | 0 | 0
8108 | 0 | 0 | 0
8109 | 0 | 0 | 0
8110 | 0 | 0 | 0
8111 | 0 | 0 | 0
8112 | 0 | 0 | 0
8113 | 0 | 0 | 0
8114 | 0 | 0 | 0
8115 | 0 | 0 | 0
8116 | 0 | 0 | 0
8117 | 0 | 0 | 0
8118 | 0 | 0 | 0
8119 | 0 | 0 | 0
8120 | 0 | 0.093 | 30.7178
8121 | 4.89 | 19.124 | 94.2065
8122 | 14.771 | 14.713 | 337.8484
8123 | 22.735 | 12.065 | 292.2824
8124 | 26.292 | 25.763 | 262.4379
8125 | 16.457 | 107.159 | 414.4203
8126 | 12.882 | 65.315 | 385.412
8127 | 6.646 | 57.527 | 305.4816
8128 | 0 | 24.167 | 153.242
8129 | 0 | 0 | 0
8130 | 0 | 0 | 0
8131 | 0 | 0 | 0
8132 | 0 | 0 | 0
8133 | 0 | 0 | 0
8134 | 0 | 0 | 0
8135 | 0 | 0 | 0
8136 | 0 | 0 | 0
8137 | 0 | 0 | 0
8138 | 0 | 0 | 0
8139 | 0 | 0 | 0
8140 | 0 | 0 | 0
8141 | 0 | 0 | 0
8142 | 0 | 0 | 0
8143 | 0 | 0 | 0
8144 | 0 | 63.563 | 12.1179
8145 | 217.195 | 246.143 | 99.7857
8146 | 383.706 | 237.717 | 214.9547
8147 | 344.055 | 490.704 | 218.9162
8148 | 313.948 | 524.484 | 203.3958
8149 | 354.812 | 507.784 | 284.3297
8150 | 210.182 | 438.257 | 215.8528
8151 | 150.964 | 322.229 | 242.7074
8152 | 68.434 | 154.549 | 113.6109
8153 | 0 | 0 | 0
8154 | 0 | 0 | 0
8155 | 0 | 0 | 0
8156 | 0 | 0 | 0
8157 | 0 | 0 | 0
8158 | 0 | 0 | 0
8159 | 0 | 0 | 0
8160 | 0 | 0 | 0
8161 | 0 | 0 | 0
8162 | 0 | 0 | 0
8163 | 0 | 0 | 0
8164 | 0 | 0 | 0
8165 | 0 | 0 | 0
8166 | 0 | 0 | 0
8167 | 0 | 0 | 0
8168 | 0 | 60.341 | 19.579
8169 | 33.662 | 233.706 | 180.2455
8170 | 78.869 | 385.098 | 272.5912
8171 | 88.488 | 481.595 | 340.7166
8172 | 395.649 | 422.591 | 375.3684
8173 | 396.335 | 501.923 | 126.6751
8174 | 467.15 | 357.599 | 71.541
8175 | 340.779 | 142.863 | 128.761
8176 | 166.176 | 4.934 | 111.8803
8177 | 0 | 0 | 0
8178 | 0 | 0 | 0
8179 | 0 | 0 | 0
8180 | 0 | 0 | 0
8181 | 0 | 0 | 0
8182 | 0 | 0 | 0
8183 | 0 | 0 | 0
8184 | 0 | 0 | 0
8185 | 0 | 0 | 0
8186 | 0 | 0 | 0
8187 | 0 | 0 | 0
8188 | 0 | 0 | 0
8189 | 0 | 0 | 0
8190 | 0 | 0 | 0
8191 | 0 | 0 | 0
8192 | 0 | 0.129 | 55.0337
8193 | 28.488 | 27.996 | 247.4287
8194 | 67.05 | 9.646 | 398.0828
8195 | 275.989 | 143.043 | 487.7426
8196 | 436.097 | 120.224 | 550.652
8197 | 342.532 | 55.169 | 527.2249
8198 | 290.481 | 99.158 | 474.355
8199 | 208.998 | 77.756 | 364.4281
8200 | 99.084 | 15.756 | 180.7832
8201 | 0 | 0 | 0
8202 | 0 | 0 | 0
8203 | 0 | 0 | 0
8204 | 0 | 0 | 0
8205 | 0 | 0 | 0
8206 | 0 | 0 | 0
8207 | 0 | 0 | 0
8208 | 0 | 0 | 0
8209 | 0 | 0 | 0
8210 | 0 | 0 | 0
8211 | 0 | 0 | 0
8212 | 0 | 0 | 0
8213 | 0 | 0 | 0
8214 | 0 | 0 | 0
8215 | 0 | 0 | 0
8216 | 0 | 3.802 | 10.9956
8217 | 138.198 | 2.84 | 120.7523
8218 | 274.748 | 446.759 | 282.2012
8219 | 115.76 | 565.074 | 471.169
8220 | 202.799 | 609.578 | 523.7373
8221 | 52.575 | 592.068 | 482.4839
8222 | 120.129 | 516.336 | 417.1373
8223 | 374.245 | 379.998 | 303.6632
8224 | 180.661 | 195.261 | 150.1676
8225 | 0 | 0 | 0
8226 | 0 | 0 | 0
8227 | 0 | 0 | 0
8228 | 0 | 0 | 0
8229 | 0 | 0 | 0
8230 | 0 | 0 | 0
8231 | 0 | 0 | 0
8232 | 0 | 0 | 0
8233 | 0 | 0 | 0
8234 | 0 | 0 | 0
8235 | 0 | 0 | 0
8236 | 0 | 0 | 0
8237 | 0 | 0 | 0
8238 | 0 | 0 | 0
8239 | 0 | 0 | 0
8240 | 0 | 67.243 | 11.3326
8241 | 85.361 | 270.664 | 215.7968
8242 | 175.738 | 436.453 | 375.9763
8243 | 356.462 | 497.84 | 444.4252
8244 | 262.629 | 503.257 | 501.8299
8245 | 193.843 | 488.382 | 486.4372
8246 | 188.402 | 379.218 | 442.6483
8247 | 127.254 | 224.003 | 319.3966
8248 | 157.11 | 188.331 | 155.3718
8249 | 0 | 0 | 0
8250 | 0 | 0 | 0
8251 | 0 | 0 | 0
8252 | 0 | 0 | 0
8253 | 0 | 0 | 0
8254 | 0 | 0 | 0
8255 | 0 | 0 | 0
8256 | 0 | 0 | 0
8257 | 0 | 0 | 0
8258 | 0 | 0 | 0
8259 | 0 | 0 | 0
8260 | 0 | 0 | 0
8261 | 0 | 0 | 0
8262 | 0 | 0 | 0
8263 | 0 | 0 | 0
8264 | 0 | 63.261 | 1.3374
8265 | 89.427 | 270.534 | 43.0765
8266 | 183.676 | 444.046 | 31.0476
8267 | 402.921 | 560.32 | 71.9775
8268 | 263.244 | 612.563 | 83.0611
8269 | 423.479 | 593.304 | 91.2779
8270 | 345.842 | 518.287 | 93.961
8271 | 245.868 | 166.99 | 285.2006
8272 | 106.547 | 192.538 | 146.8168
8273 | 0 | 0 | 0
8274 | 0 | 0 | 0
8275 | 0 | 0 | 0
8276 | 0 | 0 | 0
8277 | 0 | 0 | 0
8278 | 0 | 0 | 0
8279 | 0 | 0 | 0
8280 | 0 | 0 | 0
8281 | 0 | 0 | 0
8282 | 0 | 0 | 0
8283 | 0 | 0 | 0
8284 | 0 | 0 | 0
8285 | 0 | 0 | 0
8286 | 0 | 0 | 0
8287 | 0 | 0 | 0
8288 | 0 | 10.189 | 40.3528
8289 | 19.394 | 176.082 | 234.5525
8290 | 49.274 | 376.28 | 398.0083
8291 | 33.665 | 466.012 | 506.0338
8292 | 36.402 | 585.036 | 215.933
8293 | 106.64 | 393.147 | 210.9449
8294 | 81.617 | 318.919 | 468.0269
8295 | 54.078 | 160.517 | 334.3066
8296 | 19.3 | 79.758 | 157.4837
8297 | 0 | 0 | 0
8298 | 0 | 0 | 0
8299 | 0 | 0 | 0
8300 | 0 | 0 | 0
8301 | 0 | 0 | 0
8302 | 0 | 0 | 0
8303 | 0 | 0 | 0
8304 | 0 | 0 | 0
8305 | 0 | 0 | 0
8306 | 0 | 0 | 0
8307 | 0 | 0 | 0
8308 | 0 | 0 | 0
8309 | 0 | 0 | 0
8310 | 0 | 0 | 0
8311 | 0 | 0 | 0
8312 | 0 | 4.765 | 5.0088
8313 | 212.887 | 149.324 | 32.1212
8314 | 392.743 | 152.034 | 66.422
8315 | 307.433 | 128.234 | 117.4805
8316 | 361.806 | 107.914 | 95.2632
8317 | 335.029 | 52.968 | 116.3868
8318 | 193.292 | 175.564 | 155.6215
8319 | 134.245 | 140.988 | 306.247
8320 | 54.386 | 34.274 | 138.9896
8321 | 0 | 0 | 0
8322 | 0 | 0 | 0
8323 | 0 | 0 | 0
8324 | 0 | 0 | 0
8325 | 0 | 0 | 0
8326 | 0 | 0 | 0
8327 | 0 | 0 | 0
8328 | 0 | 0 | 0
8329 | 0 | 0 | 0
8330 | 0 | 0 | 0
8331 | 0 | 0 | 0
8332 | 0 | 0 | 0
8333 | 0 | 0 | 0
8334 | 0 | 0 | 0
8335 | 0 | 0 | 0
8336 | 0 | 64.532 | 28.3766
8337 | 216.051 | 278.492 | 191.1012
8338 | 403.419 | 462.024 | 234.0996
8339 | 527.336 | 574.057 | 294.4808
8340 | 583.555 | 620.476 | 450.2645
8341 | 577.963 | 609.116 | 430.8619
8342 | 513.468 | 534.672 | 381.7925
8343 | 386.376 | 403.789 | 249.7274
8344 | 197.488 | 213.846 | 71.522
8345 | 0 | 0 | 0
8346 | 0 | 0 | 0
8347 | 0 | 0 | 0
8348 | 0 | 0 | 0
8349 | 0 | 0 | 0
8350 | 0 | 0 | 0
8351 | 0 | 0 | 0
8352 | 0 | 0 | 0
8353 | 0 | 0 | 0
8354 | 0 | 0 | 0
8355 | 0 | 0 | 0
8356 | 0 | 0 | 0
8357 | 0 | 0 | 0
8358 | 0 | 0 | 0
8359 | 0 | 0 | 0
8360 | 0 | 61.489 | 0.041239
8361 | 76.472 | 268.306 | 34.6209
8362 | 169.861 | 444.314 | 156.6977
8363 | 264.62 | 558.048 | 246.2798
8364 | 72.547 | 609.815 | 266.5882
8365 | 77.601 | 602.028 | 155.3435
8366 | 63.336 | 530.786 | 162.2698
8367 | 41.681 | 395.315 | 172.8382
8368 | 14.612 | 207.16 | 154.0062
8369 | 0 | 0 | 0
8370 | 0 | 0 | 0
8371 | 0 | 0 | 0
8372 | 0 | 0 | 0
8373 | 0 | 0 | 0
8374 | 0 | 0 | 0
8375 | 0 | 0 | 0
8376 | 0 | 0 | 0
8377 | 0 | 0 | 0
8378 | 0 | 0 | 0
8379 | 0 | 0 | 0
8380 | 0 | 0 | 0
8381 | 0 | 0 | 0
8382 | 0 | 0 | 0
8383 | 0 | 0 | 0
8384 | 0 | 3.926 | 31.3675
8385 | 175.479 | 79.233 | 200.9072
8386 | 354.103 | 173.355 | 367.9045
8387 | 243.652 | 177.712 | 498.7918
8388 | 472.021 | 230.572 | 547.6772
8389 | 312.553 | 307.708 | 536.0436
8390 | 392.093 | 347.575 | 461.8119
8391 | 289.255 | 162.47 | 346.9857
8392 | 144.099 | 137.694 | 156.8732
8393 | 0 | 0 | 0
8394 | 0 | 0 | 0
8395 | 0 | 0 | 0
8396 | 0 | 0 | 0
8397 | 0 | 0 | 0
8398 | 0 | 0 | 0
8399 | 0 | 0 | 0
8400 | 0 | 0 | 0
8401 | 0 | 0 | 0
8402 | 0 | 0 | 0
8403 | 0 | 0 | 0
8404 | 0 | 0 | 0
8405 | 0 | 0 | 0
8406 | 0 | 0 | 0
8407 | 0 | 0 | 0
8408 | 0 | 0 | 0.28786
8409 | 1.42 | 11.813 | 59.6446
8410 | 9.736 | 70.823 | 81.9383
8411 | 16.115 | 194.18 | 249.7832
8412 | 44.253 | 211.875 | 239.4656
8413 | 49.331 | 166.471 | 319.8959
8414 | 94.471 | 159.85 | 238.1784
8415 | 295.061 | 119.413 | 137.7596
8416 | 130.294 | 28.891 | 27.9119
8417 | 0 | 0 | 0
8418 | 0 | 0 | 0
8419 | 0 | 0 | 0
8420 | 0 | 0 | 0
8421 | 0 | 0 | 0
8422 | 0 | 0 | 0
8423 | 0 | 0 | 0
8424 | 0 | 0 | 0
8425 | 0 | 0 | 0
8426 | 0 | 0 | 0
8427 | 0 | 0 | 0
8428 | 0 | 0 | 0
8429 | 0 | 0 | 0
8430 | 0 | 0 | 0
8431 | 0 | 0 | 0
8432 | 0 | 47.989 | 3.1064
8433 | 2.166 | 262.831 | 44.9123
8434 | 13.047 | 331.526 | 78.4413
8435 | 21.023 | 580.591 | 109.8796
8436 | 146.936 | 632.96 | 129.8805
8437 | 5.735 | 623.11 | 113.5712
8438 | 232.152 | 547.994 | 84.8803
8439 | 170.23 | 414.708 | 86.778
8440 | 80.08 | 218.719 | 87.326
8441 | 0 | 0 | 0
8442 | 0 | 0 | 0
8443 | 0 | 0 | 0
8444 | 0 | 0 | 0
8445 | 0 | 0 | 0
8446 | 0 | 0 | 0
8447 | 0 | 0 | 0
8448 | 0 | 0 | 0
8449 | 0 | 0 | 0
8450 | 0 | 0 | 0
8451 | 0 | 0 | 0
8452 | 0 | 0 | 0
8453 | 0 | 0 | 0
8454 | 0 | 0 | 0
8455 | 0 | 0 | 0
8456 | 0 | 0.235 | 1.5106
8457 | 228.318 | 57.596 | 223.6922
8458 | 414.942 | 85.996 | 411.7335
8459 | 535.862 | 122.587 | 500.9627
8460 | 595.504 | 27.229 | 398.9798
8461 | 589.666 | 252.349 | 389.2751
8462 | 525.654 | 112.219 | 269.3923
8463 | 402.962 | 108.122 | 215.2143
8464 | 216.939 | 35.877 | 39.9578
8465 | 0 | 0 | 0
8466 | 0 | 0 | 0
8467 | 0 | 0 | 0
8468 | 0 | 0 | 0
8469 | 0 | 0 | 0
8470 | 0 | 0 | 0
8471 | 0 | 0 | 0
8472 | 0 | 0 | 0
8473 | 0 | 0 | 0
8474 | 0 | 0 | 0
8475 | 0 | 0 | 0
8476 | 0 | 0 | 0
8477 | 0 | 0 | 0
8478 | 0 | 0 | 0
8479 | 0 | 0 | 0
8480 | 0 | 0 | 6.7314
8481 | 41.93 | 50.766 | 228.8121
8482 | 106.398 | 184.905 | 394.4517
8483 | 152.165 | 175.36 | 505.0176
8484 | 312.54 | 268.246 | 552.3095
8485 | 216.999 | 178.561 | 542.7008
8486 | 189.343 | 101.368 | 484.1271
8487 | 133.781 | 90.861 | 346.848
8488 | 59.462 | 79.255 | 177.0543
8489 | 0 | 0 | 0
8490 | 0 | 0 | 0
8491 | 0 | 0 | 0
8492 | 0 | 0 | 0
8493 | 0 | 0 | 0
8494 | 0 | 0 | 0
8495 | 0 | 0 | 0
8496 | 0 | 0 | 0
8497 | 0 | 0 | 0
8498 | 0 | 0 | 0
8499 | 0 | 0 | 0
8500 | 0 | 0 | 0
8501 | 0 | 0 | 0
8502 | 0 | 0 | 0
8503 | 0 | 0 | 0
8504 | 0 | 11.668 | 1.0794
8505 | 181.874 | 0.11 | 66.3351
8506 | 364.975 | 75.157 | 247.6424
8507 | 108.117 | 88.904 | 329.6904
8508 | 131.024 | 98.908 | 277.5327
8509 | 326.963 | 76.771 | 433.5198
8510 | 228.979 | 108.957 | 456.8801
8511 | 164.69 | 291.781 | 337.9954
8512 | 76.083 | 82.188 | 153.6042
8513 | 0 | 0 | 0
8514 | 0 | 0 | 0
8515 | 0 | 0 | 0
8516 | 0 | 0 | 0
8517 | 0 | 0 | 0
8518 | 0 | 0 | 0
8519 | 0 | 0 | 0
8520 | 0 | 0 | 0
8521 | 0 | 0 | 0
8522 | 0 | 0 | 0
8523 | 0 | 0 | 0
8524 | 0 | 0 | 0
8525 | 0 | 0 | 0
8526 | 0 | 0 | 0
8527 | 0 | 0 | 0
8528 | 0 | 0 | 8.5174
8529 | 147.773 | 33.325 | 106.7474
8530 | 33.251 | 144.411 | 198.5048
8531 | 51.559 | 388.491 | 125.7129
8532 | 68.768 | 373.647 | 99.3612
8533 | 21.066 | 334.551 | 79.3946
8534 | 29.254 | 304.69 | 119.4511
8535 | 18.43 | 276.101 | 33.6548
8536 | 4.877 | 124.517 | 16.2568
8537 | 0 | 0 | 0
8538 | 0 | 0 | 0
8539 | 0 | 0 | 0
8540 | 0 | 0 | 0
8541 | 0 | 0 | 0
8542 | 0 | 0 | 0
8543 | 0 | 0 | 0
8544 | 0 | 0 | 0
8545 | 0 | 0 | 0
8546 | 0 | 0 | 0
8547 | 0 | 0 | 0
8548 | 0 | 0 | 0
8549 | 0 | 0 | 0
8550 | 0 | 0 | 0
8551 | 0 | 0 | 0
8552 | 0 | 1.334 | 0
8553 | 184.966 | 249.817 | 78.4647
8554 | 364.416 | 426.943 | 103.9257
8555 | 340.659 | 526.594 | 116.899
8556 | 425.696 | 408.484 | 139.9081
8557 | 403.591 | 363.811 | 153.2428
8558 | 333.933 | 143.67 | 251.9277
8559 | 251.769 | 193.854 | 349.6055
8560 | 129.718 | 16.466 | 180.7941
8561 | 0 | 0 | 0
8562 | 0 | 0 | 0
8563 | 0 | 0 | 0
8564 | 0 | 0 | 0
8565 | 0 | 0 | 0
8566 | 0 | 0 | 0
8567 | 0 | 0 | 0
8568 | 0 | 0 | 0
8569 | 0 | 0 | 0
8570 | 0 | 0 | 0
8571 | 0 | 0 | 0
8572 | 0 | 0 | 0
8573 | 0 | 0 | 0
8574 | 0 | 0 | 0
8575 | 0 | 0 | 0
8576 | 0 | 0 | 0
8577 | 53.56 | 24.79 | 57.5768
8578 | 134.815 | 56.87 | 20.279
8579 | 217.322 | 69.109 | 187.3158
8580 | 53.086 | 49.793 | 381.2998
8581 | 71.199 | 377.872 | 460.1682
8582 | 48.482 | 371.414 | 409.696
8583 | 32.605 | 263.703 | 314.0065
8584 | 12.106 | 118.371 | 168.0881
8585 | 0 | 0 | 0
8586 | 0 | 0 | 0
8587 | 0 | 0 | 0
8588 | 0 | 0 | 0
8589 | 0 | 0 | 0
8590 | 0 | 0 | 0
8591 | 0 | 0 | 0
8592 | 0 | 0 | 0
8593 | 0 | 0 | 0
8594 | 0 | 0 | 0
8595 | 0 | 0 | 0
8596 | 0 | 0 | 0
8597 | 0 | 0 | 0
8598 | 0 | 0 | 0
8599 | 0 | 0 | 0
8600 | 0 | 43.285 | 0
8601 | 170.667 | 266.65 | 191.1782
8602 | 365.833 | 448.47 | 229.4922
8603 | 91.385 | 573.786 | 142.9796
8604 | 264.961 | 621.647 | 212.944
8605 | 566.827 | 616.71 | 184.5745
8606 | 507.128 | 549.266 | 72.964
8607 | 395.624 | 418.768 | 82.476
8608 | 224.507 | 231.492 | 17.9413
8609 | 0 | 0 | 0
8610 | 0 | 0 | 0
8611 | 0 | 0 | 0
8612 | 0 | 0 | 0
8613 | 0 | 0 | 0
8614 | 0 | 0 | 0
8615 | 0 | 0 | 0
8616 | 0 | 0 | 0
8617 | 0 | 0 | 0
8618 | 0 | 0 | 0
8619 | 0 | 0 | 0
8620 | 0 | 0 | 0
8621 | 0 | 0 | 0
8622 | 0 | 0 | 0
8623 | 0 | 0 | 0
8624 | 0 | 2.181 | 0.4775
8625 | 6.923 | 136.869 | 29.7055
8626 | 21.463 | 293.425 | 64.3104
8627 | 32.995 | 379.206 | 262.5342
8628 | 3.922 | 321.168 | 154.6573
8629 | 141.366 | 375.429 | 129.0827
8630 | 60.381 | 324.611 | 150.1712
8631 | 40.489 | 174.422 | 297.7134
8632 | 15.526 | 41.874 | 133.4924
8633 | 0 | 0 | 0
8634 | 0 | 0 | 0
8635 | 0 | 0 | 0
8636 | 0 | 0 | 0
8637 | 0 | 0 | 0
8638 | 0 | 0 | 0
8639 | 0 | 0 | 0
8640 | 0 | 0 | 0
8641 | 0 | 0 | 0
8642 | 0 | 0 | 0
8643 | 0 | 0 | 0
8644 | 0 | 0 | 0
8645 | 0 | 0 | 0
8646 | 0 | 0 | 0
8647 | 0 | 0 | 0
8648 | 0 | 0 | 9.8221
8649 | 24.059 | 257.225 | 216.5009
8650 | 66.408 | 428.767 | 230.965
8651 | 98.518 | 539.104 | 299.8397
8652 | 72.155 | 585.876 | 180.2911
8653 | 52.892 | 532.58 | 308.3741
8654 | 79.024 | 455.171 | 132.2963
8655 | 53.918 | 116.07 | 96.4409
8656 | 21.999 | 114.713 | 186.6868
8657 | 0 | 0 | 0
8658 | 0 | 0 | 0
8659 | 0 | 0 | 0
8660 | 0 | 0 | 0
8661 | 0 | 0 | 0
8662 | 0 | 0 | 0
8663 | 0 | 0 | 0
8664 | 0 | 0 | 0
8665 | 0 | 0 | 0
8666 | 0 | 0 | 0
8667 | 0 | 0 | 0
8668 | 0 | 0 | 0
8669 | 0 | 0 | 0
8670 | 0 | 0 | 0
8671 | 0 | 0 | 0
8672 | 0 | 0 | 9.7434
8673 | 19.456 | 30.842 | 198.912
8674 | 57.684 | 235.743 | 350.0037
8675 | 90.65 | 254.927 | 387.6572
8676 | 182.887 | 207.583 | 442.4771
8677 | 352.32 | 440.866 | 182.9642
8678 | 226.47 | 141.048 | 259.677
8679 | 164.539 | 87.866 | 116.5125
8680 | 77.451 | 48.194 | 50.3256
8681 | 0 | 0 | 0
8682 | 0 | 0 | 0
8683 | 0 | 0 | 0
8684 | 0 | 0 | 0
8685 | 0 | 0 | 0
8686 | 0 | 0 | 0
8687 | 0 | 0 | 0
8688 | 0 | 0 | 0
8689 | 0 | 0 | 0
8690 | 0 | 0 | 0
8691 | 0 | 0 | 0
8692 | 0 | 0 | 0
8693 | 0 | 0 | 0
8694 | 0 | 0 | 0
8695 | 0 | 0 | 0
8696 | 0 | 0 | 7.2792
8697 | 0 | 77.151 | 41.824
8698 | 2.119 | 32.088 | 374.9292
8699 | 4.828 | 62.221 | 489.4422
8700 | 7.619 | 90.131 | 551.1868
8701 | 108.808 | 84.364 | 546.7113
8702 | 76.523 | 31.218 | 489.0886
8703 | 52.805 | 42.726 | 199.9203
8704 | 21.999 | 56.843 | 180.1708
8705 | 0 | 0 | 0
8706 | 0 | 0 | 0
8707 | 0 | 0 | 0
8708 | 0 | 0 | 0
8709 | 0 | 0 | 0
8710 | 0 | 0 | 0
8711 | 0 | 0 | 0
8712 | 0 | 0 | 0
8713 | 0 | 0 | 0
8714 | 0 | 0 | 0
8715 | 0 | 0 | 0
8716 | 0 | 0 | 0
8717 | 0 | 0 | 0
8718 | 0 | 0 | 0
8719 | 0 | 0 | 0
8720 | 0 | 0 | 0
8721 | 39.245 | 160.684 | 5.1926
8722 | 119.148 | 59.798 | 59.0848
8723 | 179.373 | 481.784 | 93.7125
8724 | 116.549 | 313.607 | 126.8372
8725 | 80.774 | 309.074 | 58.055
8726 | 126.18 | 595.764 | 334.7482
8727 | 86.718 | 469.034 | 103.3873
8728 | 38.409 | 269.655 | 46.223
8729 | 0 | 0 | 0
8730 | 0 | 0 | 0
8731 | 0 | 0 | 0
8732 | 0 | 0 | 0
8733 | 0 | 0 | 0
8734 | 0 | 0 | 0
8735 | 0 | 0 | 0
8736 | 0 | 0 | 0
8737 | 0 | 0 | 0
8738 | 0 | 0 | 0
8739 | 0 | 0 | 0
8740 | 0 | 0 | 0
8741 | 0 | 0 | 0
8742 | 0 | 0 | 0
8743 | 0 | 0 | 0
8744 | 0 | 0 | 0
8745 | 27.911 | 104.997 | 65.8486
8746 | 79.535 | 151.815 | 272.4065
8747 | 118.672 | 206.001 | 378.0331
8748 | 140.381 | 229.597 | 457.2738
8749 | 141.165 | 227.774 | 397.0721
8750 | 120.982 | 471.212 | 508.0194
8751 | 83.347 | 298.556 | 369.7503
8752 | 36.667 | 158.601 | 206.2318
8753 | 0 | 0 | 0
8754 | 0 | 0 | 0
8755 | 0 | 0 | 0
8756 | 0 | 0 | 0
8757 | 0 | 0 | 0
8758 | 0 | 0 | 0
8759 | 0 | 0 | 0
8760 | 0 | 0 | 0
8761
8762
8763
8764
8765
8766
8767
8768
8769
8770
8771
8772
8773
8774
8775
8776
8777
8778
8779
8780
8781
8782
8783
8784
Note on A8: The date for hour 1 of the time series.

## Solar_Profile_Map
Title: | Map the hourly profile name to the selected profile for each sector and PV climate zone. Each input in the matrix must be one of the options in the Hourly Profile Names on the categorical indexes tab.
Units:
Description: | Need to rename PV climate zones for consistency
Source:
Data Validation List Name | HourlyProfileNames
All Sectors à
PV Climate Zones â | Higher Education | Hospitals | K-12 | LG_Air Transportation | LG_Art_Museum | LG_Assisted Living | LG_Community services | LG_Correctional Facility | LG_Government_Office | LG_Housing | LG_Library | LG_Other Transportation | LG_Police and Fire Department | LG_Recreational | LG_Water Supply & Waste Water | SA_Air Transportation | SA_Art_Museum | SA_Assisted Living | SA_Community services | SA_Correctional Facility | SA_Courthouse_Probation | SA_Government_Office | SA_Housing | SA_Library | SA_Other Transportation | SA_Police and Fire Department | SA_Recreational | SA_Water Supply & Waste Water | LG_Unique Education | SA_Unique Education
Upstate_cz | Solar_Upstate (W-hr/system) | Solar_Upstate (W-hr/system) | Solar_Upstate (W-hr/system) | Solar_Upstate (W-hr/system) | Solar_Upstate (W-hr/system) | Solar_Upstate (W-hr/system) | Solar_Upstate (W-hr/system) | Solar_Upstate (W-hr/system) | Solar_Upstate (W-hr/system) | Solar_Upstate (W-hr/system) | Solar_Upstate (W-hr/system) | Solar_Upstate (W-hr/system) | Solar_Upstate (W-hr/system) | Solar_Upstate (W-hr/system) | Solar_Upstate (W-hr/system) | Solar_Upstate (W-hr/system) | Solar_Upstate (W-hr/system) | Solar_Upstate (W-hr/system) | Solar_Upstate (W-hr/system) | Solar_Upstate (W-hr/system) | Solar_Upstate (W-hr/system) | Solar_Upstate (W-hr/system) | Solar_Upstate (W-hr/system) | Solar_Upstate (W-hr/system) | Solar_Upstate (W-hr/system) | Solar_Upstate (W-hr/system) | Solar_Upstate (W-hr/system) | Solar_Upstate (W-hr/system) | Solar_Upstate (W-hr/system) | Solar_Upstate (W-hr/system)
Downstate_cz | Solar_Downstate (W-hr/system) | Solar_Downstate (W-hr/system) | Solar_Downstate (W-hr/system) | Solar_Downstate (W-hr/system) | Solar_Downstate (W-hr/system) | Solar_Downstate (W-hr/system) | Solar_Downstate (W-hr/system) | Solar_Downstate (W-hr/system) | Solar_Downstate (W-hr/system) | Solar_Downstate (W-hr/system) | Solar_Downstate (W-hr/system) | Solar_Downstate (W-hr/system) | Solar_Downstate (W-hr/system) | Solar_Downstate (W-hr/system) | Solar_Downstate (W-hr/system) | Solar_Downstate (W-hr/system) | Solar_Downstate (W-hr/system) | Solar_Downstate (W-hr/system) | Solar_Downstate (W-hr/system) | Solar_Downstate (W-hr/system) | Solar_Downstate (W-hr/system) | Solar_Downstate (W-hr/system) | Solar_Downstate (W-hr/system) | Solar_Downstate (W-hr/system) | Solar_Downstate (W-hr/system) | Solar_Downstate (W-hr/system) | Solar_Downstate (W-hr/system) | Solar_Downstate (W-hr/system) | Solar_Downstate (W-hr/system) | Solar_Downstate (W-hr/system)
Long Island/Hudson Valley_cz | Solar_LI&HV (W-hr/system) | Solar_LI&HV (W-hr/system) | Solar_LI&HV (W-hr/system) | Solar_LI&HV (W-hr/system) | Solar_LI&HV (W-hr/system) | Solar_LI&HV (W-hr/system) | Solar_LI&HV (W-hr/system) | Solar_LI&HV (W-hr/system) | Solar_LI&HV (W-hr/system) | Solar_LI&HV (W-hr/system) | Solar_LI&HV (W-hr/system) | Solar_LI&HV (W-hr/system) | Solar_LI&HV (W-hr/system) | Solar_LI&HV (W-hr/system) | Solar_LI&HV (W-hr/system) | Solar_LI&HV (W-hr/system) | Solar_LI&HV (W-hr/system) | Solar_LI&HV (W-hr/system) | Solar_LI&HV (W-hr/system) | Solar_LI&HV (W-hr/system) | Solar_LI&HV (W-hr/system) | Solar_LI&HV (W-hr/system) | Solar_LI&HV (W-hr/system) | Solar_LI&HV (W-hr/system) | Solar_LI&HV (W-hr/system) | Solar_LI&HV (W-hr/system) | Solar_LI&HV (W-hr/system) | Solar_LI&HV (W-hr/system) | Solar_LI&HV (W-hr/system) | Solar_LI&HV (W-hr/system)

## Holiday_Dates
Title: | Dates of Holidays
Units: | Date
Description: | Holidays observed by the federal government. For all hourly profiles (see Hourly_Profiles tab), holidays must be specified for the year to which the hourly profile is applicable.
Source: | https://keisan.casio.com/exec/system/14688910252402
Holiday Names à
Holiday Years â | New Years | MLK Jr. | Presidents | Memorial | Independence | Labor | Columbus | Veterans | Thanksgiving | Christmas
2002 | 2002-01-01 | 2002-01-21 | 2002-02-18 | 2002-05-27 | 2002-07-04 | 2002-09-02 | 2002-10-14 | 2002-11-11 | 2002-11-28 | 2002-12-25
2012 | 2012-01-02 | 2012-01-16 | 2012-02-02 | 2012-05-28 | 2012-07-04 | 2012-09-03 | 2012-10-08 | 2012-11-12 | 2012-11-22 | 2012-12-25
2013 | 2013-01-01 | 2013-01-21 | 2013-02-18 | 2013-05-27 | 2013-07-04 | 2013-09-02 | 2013-10-14 | 2013-11-11 | 2013-11-28 | 2013-12-25
2014 | 2014-01-01 | 2014-01-20 | 2014-02-17 | 2014-05-26 | 2014-07-04 | 2014-09-01 | 2014-10-13 | 2014-11-11 | 2014-11-27 | 2014-12-25
2015 | 2015-01-01 | 2015-01-19 | 2015-02-16 | 2015-05-25 | 2015-07-04 | 2015-09-07 | 2015-10-12 | 2015-11-11 | 2015-11-26 | 2015-12-25
2016 | 2016-01-01 | 2016-01-18 | 2016-02-15 | 2016-05-30 | 2016-07-04 | 2016-09-05 | 2016-10-10 | 2016-11-11 | 2016-11-24 | 2016-12-26
2017 | 2017-01-02 | 2017-01-16 | 2017-02-20 | 2017-05-29 | 2017-07-04 | 2017-09-04 | 2017-10-09 | 2017-11-10 | 2017-11-23 | 2017-12-25
2018 | 2018-01-01 | 2018-01-15 | 2018-02-19 | 2018-05-28 | 2018-07-04 | 2018-09-03 | 2018-10-08 | 2018-11-12 | 2018-11-22 | 2018-12-25
2019 | 2019-01-01 | 2019-01-21 | 2019-02-18 | 2019-05-27 | 2019-07-04 | 2019-09-02 | 2019-10-14 | 2019-11-11 | 2019-11-28 | 2019-12-25
2020 | 2020-01-01 | 2020-01-20 | 2020-02-17 | 2020-05-25 | 2020-07-03 | 2020-09-07 | 2020-10-12 | 2020-11-11 | 2020-11-26 | 2020-12-25

## AC-to-DC_Factor
Title: | Solar PV AC-to-DC Conversion Factor
Units: | kW-DC/kW-AC
Description: | The conversion factor from kW-AC of solar to kW-DC. This includes all losses, which the CEC's method for AC-to-DC factors does not.
Source: | Derived from SAM model results.
All Sectors à
PV Climate Zones â | Higher Education | Hospitals | K-12 | LG_Air Transportation | LG_Art_Museum | LG_Assisted Living | LG_Community services | LG_Correctional Facility | LG_Government_Office | LG_Housing | LG_Library | LG_Other Transportation | LG_Police and Fire Department | LG_Recreational | LG_Water Supply & Waste Water | SA_Air Transportation | SA_Art_Museum | SA_Assisted Living | SA_Community services | SA_Correctional Facility | SA_Courthouse_Probation | SA_Government_Office | SA_Housing | SA_Library | SA_Other Transportation | SA_Police and Fire Department | SA_Recreational | SA_Water Supply & Waste Water | LG_Unique Education | SA_Unique Education
Upstate | 1.2 | 1.2 | 1.2 | 1.2 | 1.2 | 1.2 | 1.2 | 1.2 | 1.2 | 1.2 | 1.2 | 1.2 | 1.2 | 1.2 | 1.2 | 1.2 | 1.2 | 1.2 | 1.2 | 1.2 | 1.2 | 1.2 | 1.2 | 1.2 | 1.2 | 1.2 | 1.2 | 1.2 | 1.2 | 1.2
Downstate | 1.2 | 1.2 | 1.2 | 1.2 | 1.2 | 1.2 | 1.2 | 1.2 | 1.2 | 1.2 | 1.2 | 1.2 | 1.2 | 1.2 | 1.2 | 1.2 | 1.2 | 1.2 | 1.2 | 1.2 | 1.2 | 1.2 | 1.2 | 1.2 | 1.2 | 1.2 | 1.2 | 1.2 | 1.2 | 1.2
Long Island/Hudson Valley | 1.2 | 1.2 | 1.2 | 1.2 | 1.2 | 1.2 | 1.2 | 1.2 | 1.2 | 1.2 | 1.2 | 1.2 | 1.2 | 1.2 | 1.2 | 1.2 | 1.2 | 1.2 | 1.2 | 1.2 | 1.2 | 1.2 | 1.2 | 1.2 | 1.2 | 1.2 | 1.2 | 1.2 | 1.2 | 1.2

## PV_CapFactor
Title: | Solar PV Capacity Factor
Units: | (kWh AC/year)/(kW-DC*8760hrs)
Description: | This capacity indicates the amount of kWh-AC of energy that could be produced per year from a system having 1 kW-DC nameplate rating.
Source: | Derived from SAM model results.
All Sectors à
PV Climate Zones â | Higher Education | Hospitals | K-12 | LG_Air Transportation | LG_Art_Museum | LG_Assisted Living | LG_Community services | LG_Correctional Facility | LG_Government_Office | LG_Housing | LG_Library | LG_Other Transportation | LG_Police and Fire Department | LG_Recreational | LG_Water Supply & Waste Water | SA_Air Transportation | SA_Art_Museum | SA_Assisted Living | SA_Community services | SA_Correctional Facility | SA_Courthouse_Probation | SA_Government_Office | SA_Housing | SA_Library | SA_Other Transportation | SA_Police and Fire Department | SA_Recreational | SA_Water Supply & Waste Water | LG_Unique Education | SA_Unique Education
Upstate | 13.5% | 13.5% | 13.5% | 13.5% | 13.5% | 13.5% | 13.5% | 13.5% | 13.5% | 13.5% | 13.5% | 13.5% | 13.5% | 13.5% | 13.5% | 13.5% | 13.5% | 13.5% | 13.5% | 13.5% | 13.5% | 13.5% | 13.5% | 13.5% | 13.5% | 13.5% | 13.5% | 13.5% | 13.5% | 13.5%
Downstate | 15.6% | 15.6% | 15.6% | 15.6% | 15.6% | 15.6% | 15.6% | 15.6% | 15.6% | 15.6% | 15.6% | 15.6% | 15.6% | 15.6% | 15.6% | 15.6% | 15.6% | 15.6% | 15.6% | 15.6% | 15.6% | 15.6% | 15.6% | 15.6% | 15.6% | 15.6% | 15.6% | 15.6% | 15.6% | 15.6%
Long Island/Hudson Valley | 14.77% | 14.77% | 14.77% | 14.77% | 14.77% | 14.77% | 14.77% | 14.77% | 14.77% | 14.77% | 14.77% | 14.77% | 14.77% | 14.77% | 14.77% | 14.77% | 14.77% | 14.77% | 14.77% | 14.77% | 14.77% | 14.77% | 14.77% | 14.77% | 14.77% | 14.77% | 14.77% | 14.77% | 14.77% | 14.77%

## Equip_Prices
Title: | Solar PV and Storage Installed Equipment Prices
Units: | [Solar]: $/kW-DC. [Storage]: $/kWh
Description: | The price of installing PV or battery storage equipment. These include installer markups but do not include incentives or tax credits. Cost adjusted to represent 2021 USD dollars.
Source: | Historical data is only relevant up to 2021, after which generic forecasts are applied and are later overwritten in the model. [Solar]: Non residential participation records from NYSERDA funded projects starting from 2020, "Rooftop PV program data" workbook, original dataset downloaded from: https://data.ny.gov/Energy-Environment/Solar-Electric-Programs-Reported-by-NYSERDA-Beginn/3x8r-34rs. [Storage]: historic data for 2015-2019 from EIA market trends, use NREL forecast values for the years starting from 2020
All Sectors à
Equipment Type â | NewConstr or Retrofit â | Static PV Time â | Higher Education | Hospitals | K-12 | LG_Air Transportation | LG_Art_Museum | LG_Assisted Living | LG_Community services | LG_Correctional Facility | LG_Government_Office | LG_Housing | LG_Library | LG_Other Transportation | LG_Police and Fire Department | LG_Recreational | LG_Water Supply & Waste Water | SA_Air Transportation | SA_Art_Museum | SA_Assisted Living | SA_Community services | SA_Correctional Facility | SA_Courthouse_Probation | SA_Government_Office | SA_Housing | SA_Library | SA_Other Transportation | SA_Police and Fire Department | SA_Recreational | SA_Water Supply & Waste Water | LG_Unique Education | SA_Unique Education | EV Combined | Reference:
Solar PV | NewConstr | 2009 | 8851.0683 | 8851.0683 | 8851.0683 | 8851.0683 | 8851.0683 | 8851.0683 | 8851.0683 | 8851.0683 | 8851.0683 | 8851.0683 | 8851.0683 | 8851.0683 | 8851.0683 | 8851.0683 | 8851.0683 | 8851.0683 | 8851.0683 | 8851.0683 | 8851.0683 | 8851.0683 | 8851.0683 | 8851.0683 | 8851.0683 | 8851.0683 | 8851.0683 | 8851.0683 | 8851.0683 | 8851.0683 | 8851.0683 | 8851.0683 |  | "Rooftop PV program data" (NYPSERDA funded PV projects since 2000) |  | Forecast data from NREL projections: | [12 empty] | Dollars Adjustment:
Solar PV | NewConstr | 2010 | 7756.074 | 7756.074 | 7756.074 | 7756.074 | 7756.074 | 7756.074 | 7756.074 | 7756.074 | 7756.074 | 7756.074 | 7756.074 | 7756.074 | 7756.074 | 7756.074 | 7756.074 | 7756.074 | 7756.074 | 7756.074 | 7756.074 | 7756.074 | 7756.074 | 7756.074 | 7756.074 | 7756.074 | 7756.074 | 7756.074 | 7756.074 | 7756.074 | 7756.074 | 7756.074 |  |  |  | https://atb.nrel.gov/electricity/2021/commercial_pv | [12 empty] | https://www.in2013dollars.com/us/inflation/2019?amount=1
Solar PV | NewConstr | 2011 | 6856.3968 | 6856.3968 | 6856.3968 | 6856.3968 | 6856.3968 | 6856.3968 | 6856.3968 | 6856.3968 | 6856.3968 | 6856.3968 | 6856.3968 | 6856.3968 | 6856.3968 | 6856.3968 | 6856.3968 | 6856.3968 | 6856.3968 | 6856.3968 | 6856.3968 | 6856.3968 | 6856.3968 | 6856.3968 | 6856.3968 | 6856.3968 | 6856.3968 | 6856.3968 | 6856.3968 | 6856.3968 | 6856.3968 | 6856.3968 |  | Year | $/kW-DC
Solar PV | NewConstr | 2012 | 5744.5758 | 5744.5758 | 5744.5758 | 5744.5758 | 5744.5758 | 5744.5758 | 5744.5758 | 5744.5758 | 5744.5758 | 5744.5758 | 5744.5758 | 5744.5758 | 5744.5758 | 5744.5758 | 5744.5758 | 5744.5758 | 5744.5758 | 5744.5758 | 5744.5758 | 5744.5758 | 5744.5758 | 5744.5758 | 5744.5758 | 5744.5758 | 5744.5758 | 5744.5758 | 5744.5758 | 5744.5758 | 5744.5758 | 5744.5758 |  | 2009 | 8851.0683 | Metric with Units | Technology | Core Metric Case | Core Metric Variable | Measure Names | Scenario | Techdetail | AGG(ATTR(Round([Value],3))) | AGG(ATTR(ROUND([Value],3))) | ATTR(Alias) | ATTR(Crpyears) | ATTR(Technology)
Solar PV | NewConstr | 2013 | 4752.5001 | 4752.5001 | 4752.5001 | 4752.5001 | 4752.5001 | 4752.5001 | 4752.5001 | 4752.5001 | 4752.5001 | 4752.5001 | 4752.5001 | 4752.5001 | 4752.5001 | 4752.5001 | 4752.5001 | 4752.5001 | 4752.5001 | 4752.5001 | 4752.5001 | 4752.5001 | 4752.5001 | 4752.5001 | 4752.5001 | 4752.5001 | 4752.5001 | 4752.5001 | 4752.5001 | 4752.5001 | 4752.5001 | 4752.5001 |  | 2010 | 7756.074 | CAPEX ($/kW) | Commercial PV | Market + Policies | 2019 | ATTR(Round([Value],3)) | Moderate | Class5 | 1806.38 | Null | Commercial PV Class 5 | 20 | Commercial PV
Solar PV | NewConstr | 2014 | 4137.6107 | 4137.6107 | 4137.6107 | 4137.6107 | 4137.6107 | 4137.6107 | 4137.6107 | 4137.6107 | 4137.6107 | 4137.6107 | 4137.6107 | 4137.6107 | 4137.6107 | 4137.6107 | 4137.6107 | 4137.6107 | 4137.6107 | 4137.6107 | 4137.6107 | 4137.6107 | 4137.6107 | 4137.6107 | 4137.6107 | 4137.6107 | 4137.6107 | 4137.6107 | 4137.6107 | 4137.6107 | 4137.6107 | 4137.6107 |  | 2011 | 6856.3968 | CAPEX ($/kW) | Commercial PV | Market + Policies | 2020 | ATTR(Round([Value],3)) | Moderate | Class5 | 1762.35 | Null | Commercial PV Class 5 | 20 | Commercial PV
Solar PV | NewConstr | 2015 | 3986.325 | 3986.325 | 3986.325 | 3986.325 | 3986.325 | 3986.325 | 3986.325 | 3986.325 | 3986.325 | 3986.325 | 3986.325 | 3986.325 | 3986.325 | 3986.325 | 3986.325 | 3986.325 | 3986.325 | 3986.325 | 3986.325 | 3986.325 | 3986.325 | 3986.325 | 3986.325 | 3986.325 | 3986.325 | 3986.325 | 3986.325 | 3986.325 | 3986.325 | 3986.325 |  | 2012 | 5744.5758 | CAPEX ($/kW) | Commercial PV | Market + Policies | 2021 | ATTR(Round([Value],3)) | Moderate | Class5 | 1677.33 | Null | Commercial PV Class 5 | 20 | Commercial PV
Solar PV | NewConstr | 2016 | 3562.7265 | 3562.7265 | 3562.7265 | 3562.7265 | 3562.7265 | 3562.7265 | 3562.7265 | 3562.7265 | 3562.7265 | 3562.7265 | 3562.7265 | 3562.7265 | 3562.7265 | 3562.7265 | 3562.7265 | 3562.7265 | 3562.7265 | 3562.7265 | 3562.7265 | 3562.7265 | 3562.7265 | 3562.7265 | 3562.7265 | 3562.7265 | 3562.7265 | 3562.7265 | 3562.7265 | 3562.7265 | 3562.7265 | 3562.7265 |  | 2013 | 4752.5001 | CAPEX ($/kW) | Commercial PV | Market + Policies | 2022 | ATTR(Round([Value],3)) | Moderate | Class5 | 1592.32 | Null | Commercial PV Class 5 | 20 | Commercial PV
Solar PV | NewConstr | 2017 | 3370.5523 | 3370.5523 | 3370.5523 | 3370.5523 | 3370.5523 | 3370.5523 | 3370.5523 | 3370.5523 | 3370.5523 | 3370.5523 | 3370.5523 | 3370.5523 | 3370.5523 | 3370.5523 | 3370.5523 | 3370.5523 | 3370.5523 | 3370.5523 | 3370.5523 | 3370.5523 | 3370.5523 | 3370.5523 | 3370.5523 | 3370.5523 | 3370.5523 | 3370.5523 | 3370.5523 | 3370.5523 | 3370.5523 | 3370.5523 |  | 2014 | 4137.6107 | CAPEX ($/kW) | Commercial PV | Market + Policies | 2023 | ATTR(Round([Value],3)) | Moderate | Class5 | 1507.3 | Null | Commercial PV Class 5 | 20 | Commercial PV
Solar PV | NewConstr | 2018 | 3180.9034 | 3180.9034 | 3180.9034 | 3180.9034 | 3180.9034 | 3180.9034 | 3180.9034 | 3180.9034 | 3180.9034 | 3180.9034 | 3180.9034 | 3180.9034 | 3180.9034 | 3180.9034 | 3180.9034 | 3180.9034 | 3180.9034 | 3180.9034 | 3180.9034 | 3180.9034 | 3180.9034 | 3180.9034 | 3180.9034 | 3180.9034 | 3180.9034 | 3180.9034 | 3180.9034 | 3180.9034 | 3180.9034 | 3180.9034 |  | 2015 | 3986.325 | CAPEX ($/kW) | Commercial PV | Market + Policies | 2024 | ATTR(Round([Value],3)) | Moderate | Class5 | 1422.29 | Null | Commercial PV Class 5 | 20 | Commercial PV
Solar PV | NewConstr | 2019 | 3214.6128 | 3214.6128 | 3214.6128 | 3214.6128 | 3214.6128 | 3214.6128 | 3214.6128 | 3214.6128 | 3214.6128 | 3214.6128 | 3214.6128 | 3214.6128 | 3214.6128 | 3214.6128 | 3214.6128 | 3214.6128 | 3214.6128 | 3214.6128 | 3214.6128 | 3214.6128 | 3214.6128 | 3214.6128 | 3214.6128 | 3214.6128 | 3214.6128 | 3214.6128 | 3214.6128 | 3214.6128 | 3214.6128 | 3214.6128 |  | 2016 | 3562.7265 | CAPEX ($/kW) | Commercial PV | Market + Policies | 2025 | ATTR(Round([Value],3)) | Moderate | Class5 | 1337.28 | Null | Commercial PV Class 5 | 20 | Commercial PV
Solar PV | NewConstr | 2020 | 3289.3897 | 3289.3897 | 3289.3897 | 3289.3897 | 3289.3897 | 3289.3897 | 3289.3897 | 3289.3897 | 3289.3897 | 3289.3897 | 3289.3897 | 3289.3897 | 3289.3897 | 3289.3897 | 3289.3897 | 3289.3897 | 3289.3897 | 3289.3897 | 3289.3897 | 3289.3897 | 3289.3897 | 3289.3897 | 3289.3897 | 3289.3897 | 3289.3897 | 3289.3897 | 3289.3897 | 3289.3897 | 3289.3897 | 3289.3897 |  | 2017 | 3370.5523 | CAPEX ($/kW) | Commercial PV | Market + Policies | 2026 | ATTR(Round([Value],3)) | Moderate | Class5 | 1252.26 | Null | Commercial PV Class 5 | 20 | Commercial PV
Solar PV | NewConstr | 2021 | 3660.3473 | 3660.3473 | 3660.3473 | 3660.3473 | 3660.3473 | 3660.3473 | 3660.3473 | 3660.3473 | 3660.3473 | 3660.3473 | 3660.3473 | 3660.3473 | 3660.3473 | 3660.3473 | 3660.3473 | 3660.3473 | 3660.3473 | 3660.3473 | 3660.3473 | 3660.3473 | 3660.3473 | 3660.3473 | 3660.3473 | 3660.3473 | 3660.3473 | 3660.3473 | 3660.3473 | 3660.3473 | 3660.3473 | 3660.3473 |  | 2018 | 3180.9034 | CAPEX ($/kW) | Commercial PV | Market + Policies | 2027 | ATTR(Round([Value],3)) | Moderate | Class5 | 1167.25 | Null | Commercial PV Class 5 | 20 | Commercial PV
Solar PV | NewConstr | 2022 | 3474.8345 | 3474.8345 | 3474.8345 | 3474.8345 | 3474.8345 | 3474.8345 | 3474.8345 | 3474.8345 | 3474.8345 | 3474.8345 | 3474.8345 | 3474.8345 | 3474.8345 | 3474.8345 | 3474.8345 | 3474.8345 | 3474.8345 | 3474.8345 | 3474.8345 | 3474.8345 | 3474.8345 | 3474.8345 | 3474.8345 | 3474.8345 | 3474.8345 | 3474.8345 | 3474.8345 | 3474.8345 | 3474.8345 | 3474.8345 |  | 2019 | 3214.6128 | CAPEX ($/kW) | Commercial PV | Market + Policies | 2028 | ATTR(Round([Value],3)) | Moderate | Class5 | 1082.23 | Null | Commercial PV Class 5 | 20 | Commercial PV
Solar PV | NewConstr | 2023 | 3289.2999 | 3289.2999 | 3289.2999 | 3289.2999 | 3289.2999 | 3289.2999 | 3289.2999 | 3289.2999 | 3289.2999 | 3289.2999 | 3289.2999 | 3289.2999 | 3289.2999 | 3289.2999 | 3289.2999 | 3289.2999 | 3289.2999 | 3289.2999 | 3289.2999 | 3289.2999 | 3289.2999 | 3289.2999 | 3289.2999 | 3289.2999 | 3289.2999 | 3289.2999 | 3289.2999 | 3289.2999 | 3289.2999 | 3289.2999 |  | 2020 | 3289.3897 | CAPEX ($/kW) | Commercial PV | Market + Policies | 2029 | ATTR(Round([Value],3)) | Moderate | Class5 | 997.22 | Null | Commercial PV Class 5 | 20 | Commercial PV
Solar PV | NewConstr | 2024 | 3103.7872 | 3103.7872 | 3103.7872 | 3103.7872 | 3103.7872 | 3103.7872 | 3103.7872 | 3103.7872 | 3103.7872 | 3103.7872 | 3103.7872 | 3103.7872 | 3103.7872 | 3103.7872 | 3103.7872 | 3103.7872 | 3103.7872 | 3103.7872 | 3103.7872 | 3103.7872 | 3103.7872 | 3103.7872 | 3103.7872 | 3103.7872 | 3103.7872 | 3103.7872 | 3103.7872 | 3103.7872 | 3103.7872 | 3103.7872 |  | 2021 | 3660.3473 | CAPEX ($/kW) | Commercial PV | Market + Policies | 2030 | ATTR(Round([Value],3)) | Moderate | Class5 | 912.2 | Null | Commercial PV Class 5 | 20 | Commercial PV
Solar PV | NewConstr | 2025 | 2918.2744 | 2918.2744 | 2918.2744 | 2918.2744 | 2918.2744 | 2918.2744 | 2918.2744 | 2918.2744 | 2918.2744 | 2918.2744 | 2918.2744 | 2918.2744 | 2918.2744 | 2918.2744 | 2918.2744 | 2918.2744 | 2918.2744 | 2918.2744 | 2918.2744 | 2918.2744 | 2918.2744 | 2918.2744 | 2918.2744 | 2918.2744 | 2918.2744 | 2918.2744 | 2918.2744 | 2918.2744 | 2918.2744 | 2918.2744 |  | 2022 | 3474.8345 | CAPEX ($/kW) | Commercial PV | Market + Policies | 2031 | ATTR(Round([Value],3)) | Moderate | Class5 | 901.61 | Null | Commercial PV Class 5 | 20 | Commercial PV
Solar PV | NewConstr | 2026 | 2732.7398 | 2732.7398 | 2732.7398 | 2732.7398 | 2732.7398 | 2732.7398 | 2732.7398 | 2732.7398 | 2732.7398 | 2732.7398 | 2732.7398 | 2732.7398 | 2732.7398 | 2732.7398 | 2732.7398 | 2732.7398 | 2732.7398 | 2732.7398 | 2732.7398 | 2732.7398 | 2732.7398 | 2732.7398 | 2732.7398 | 2732.7398 | 2732.7398 | 2732.7398 | 2732.7398 | 2732.7398 | 2732.7398 | 2732.7398 |  | 2023 | 3289.2999 | CAPEX ($/kW) | Commercial PV | Market + Policies | 2032 | ATTR(Round([Value],3)) | Moderate | Class5 | 891.01 | Null | Commercial PV Class 5 | 20 | Commercial PV
Solar PV | NewConstr | 2027 | 2547.227 | 2547.227 | 2547.227 | 2547.227 | 2547.227 | 2547.227 | 2547.227 | 2547.227 | 2547.227 | 2547.227 | 2547.227 | 2547.227 | 2547.227 | 2547.227 | 2547.227 | 2547.227 | 2547.227 | 2547.227 | 2547.227 | 2547.227 | 2547.227 | 2547.227 | 2547.227 | 2547.227 | 2547.227 | 2547.227 | 2547.227 | 2547.227 | 2547.227 | 2547.227 |  | 2024 | 3103.7872 | CAPEX ($/kW) | Commercial PV | Market + Policies | 2033 | ATTR(Round([Value],3)) | Moderate | Class5 | 880.42 | Null | Commercial PV Class 5 | 20 | Commercial PV
Solar PV | NewConstr | 2028 | 2361.6925 | 2361.6925 | 2361.6925 | 2361.6925 | 2361.6925 | 2361.6925 | 2361.6925 | 2361.6925 | 2361.6925 | 2361.6925 | 2361.6925 | 2361.6925 | 2361.6925 | 2361.6925 | 2361.6925 | 2361.6925 | 2361.6925 | 2361.6925 | 2361.6925 | 2361.6925 | 2361.6925 | 2361.6925 | 2361.6925 | 2361.6925 | 2361.6925 | 2361.6925 | 2361.6925 | 2361.6925 | 2361.6925 | 2361.6925 |  | 2025 | 2918.2744 | CAPEX ($/kW) | Commercial PV | Market + Policies | 2034 | ATTR(Round([Value],3)) | Moderate | Class5 | 869.82 | Null | Commercial PV Class 5 | 20 | Commercial PV
Solar PV | NewConstr | 2029 | 2176.1797 | 2176.1797 | 2176.1797 | 2176.1797 | 2176.1797 | 2176.1797 | 2176.1797 | 2176.1797 | 2176.1797 | 2176.1797 | 2176.1797 | 2176.1797 | 2176.1797 | 2176.1797 | 2176.1797 | 2176.1797 | 2176.1797 | 2176.1797 | 2176.1797 | 2176.1797 | 2176.1797 | 2176.1797 | 2176.1797 | 2176.1797 | 2176.1797 | 2176.1797 | 2176.1797 | 2176.1797 | 2176.1797 | 2176.1797 |  | 2026 | 2732.7398 | CAPEX ($/kW) | Commercial PV | Market + Policies | 2035 | ATTR(Round([Value],3)) | Moderate | Class5 | 859.23 | Null | Commercial PV Class 5 | 20 | Commercial PV
Solar PV | NewConstr | 2030 | 1990.6451 | 1990.6451 | 1990.6451 | 1990.6451 | 1990.6451 | 1990.6451 | 1990.6451 | 1990.6451 | 1990.6451 | 1990.6451 | 1990.6451 | 1990.6451 | 1990.6451 | 1990.6451 | 1990.6451 | 1990.6451 | 1990.6451 | 1990.6451 | 1990.6451 | 1990.6451 | 1990.6451 | 1990.6451 | 1990.6451 | 1990.6451 | 1990.6451 | 1990.6451 | 1990.6451 | 1990.6451 | 1990.6451 | 1990.6451 |  | 2027 | 2547.227 | CAPEX ($/kW) | Commercial PV | Market + Policies | 2036 | ATTR(Round([Value],3)) | Moderate | Class5 | 848.63 | Null | Commercial PV Class 5 | 20 | Commercial PV
Solar PV | NewConstr | 2031 | 1967.5351 | 1967.5351 | 1967.5351 | 1967.5351 | 1967.5351 | 1967.5351 | 1967.5351 | 1967.5351 | 1967.5351 | 1967.5351 | 1967.5351 | 1967.5351 | 1967.5351 | 1967.5351 | 1967.5351 | 1967.5351 | 1967.5351 | 1967.5351 | 1967.5351 | 1967.5351 | 1967.5351 | 1967.5351 | 1967.5351 | 1967.5351 | 1967.5351 | 1967.5351 | 1967.5351 | 1967.5351 | 1967.5351 | 1967.5351 |  | 2028 | 2361.6925 | CAPEX ($/kW) | Commercial PV | Market + Policies | 2037 | ATTR(Round([Value],3)) | Moderate | Class5 | 838.04 | Null | Commercial PV Class 5 | 20 | Commercial PV
Solar PV | NewConstr | 2032 | 1944.4033 | 1944.4033 | 1944.4033 | 1944.4033 | 1944.4033 | 1944.4033 | 1944.4033 | 1944.4033 | 1944.4033 | 1944.4033 | 1944.4033 | 1944.4033 | 1944.4033 | 1944.4033 | 1944.4033 | 1944.4033 | 1944.4033 | 1944.4033 | 1944.4033 | 1944.4033 | 1944.4033 | 1944.4033 | 1944.4033 | 1944.4033 | 1944.4033 | 1944.4033 | 1944.4033 | 1944.4033 | 1944.4033 | 1944.4033 |  | 2029 | 2176.1797 | CAPEX ($/kW) | Commercial PV | Market + Policies | 2038 | ATTR(Round([Value],3)) | Moderate | Class5 | 827.44 | Null | Commercial PV Class 5 | 20 | Commercial PV
Solar PV | NewConstr | 2033 | 1921.2933 | 1921.2933 | 1921.2933 | 1921.2933 | 1921.2933 | 1921.2933 | 1921.2933 | 1921.2933 | 1921.2933 | 1921.2933 | 1921.2933 | 1921.2933 | 1921.2933 | 1921.2933 | 1921.2933 | 1921.2933 | 1921.2933 | 1921.2933 | 1921.2933 | 1921.2933 | 1921.2933 | 1921.2933 | 1921.2933 | 1921.2933 | 1921.2933 | 1921.2933 | 1921.2933 | 1921.2933 | 1921.2933 | 1921.2933 |  | 2030 | 1990.6451 | CAPEX ($/kW) | Commercial PV | Market + Policies | 2039 | ATTR(Round([Value],3)) | Moderate | Class5 | 816.84 | Null | Commercial PV Class 5 | 20 | Commercial PV
Solar PV | NewConstr | 2034 | 1898.1615 | 1898.1615 | 1898.1615 | 1898.1615 | 1898.1615 | 1898.1615 | 1898.1615 | 1898.1615 | 1898.1615 | 1898.1615 | 1898.1615 | 1898.1615 | 1898.1615 | 1898.1615 | 1898.1615 | 1898.1615 | 1898.1615 | 1898.1615 | 1898.1615 | 1898.1615 | 1898.1615 | 1898.1615 | 1898.1615 | 1898.1615 | 1898.1615 | 1898.1615 | 1898.1615 | 1898.1615 | 1898.1615 | 1898.1615 |  | 2031 | 1967.5351 | CAPEX ($/kW) | Commercial PV | Market + Policies | 2040 | ATTR(Round([Value],3)) | Moderate | Class5 | 806.25 | Null | Commercial PV Class 5 | 20 | Commercial PV
Solar PV | NewConstr | 2035 | 1875.0515 | 1875.0515 | 1875.0515 | 1875.0515 | 1875.0515 | 1875.0515 | 1875.0515 | 1875.0515 | 1875.0515 | 1875.0515 | 1875.0515 | 1875.0515 | 1875.0515 | 1875.0515 | 1875.0515 | 1875.0515 | 1875.0515 | 1875.0515 | 1875.0515 | 1875.0515 | 1875.0515 | 1875.0515 | 1875.0515 | 1875.0515 | 1875.0515 | 1875.0515 | 1875.0515 | 1875.0515 | 1875.0515 | 1875.0515 |  | 2032 | 1944.4033 | CAPEX ($/kW) | Commercial PV | Market + Policies | 2041 | ATTR(Round([Value],3)) | Moderate | Class5 | 795.65 | Null | Commercial PV Class 5 | 20 | Commercial PV
Battery Storage | NewConstr | 2009 | 3246 | 3246 | 3246 | 3246 | 3246 | 3246 | 3246 | 3246 | 3246 | 3246 | 3246 | 3246 | 3246 | 3246 | 3246 | 3246 | 3246 | 3246 | 3246 | 3246 | 3246 | 3246 | 3246 | 3246 | 3246 | 3246 | 3246 | 3246 | 3246 | 3246 |  | 2033 | 1921.2933 | CAPEX ($/kW) | Commercial PV | Market + Policies | 2042 | ATTR(Round([Value],3)) | Moderate | Class5 | 785.06 | Null | Commercial PV Class 5 | 20 | Commercial PV
Battery Storage | NewConstr | 2010 | 3070 | 3070 | 3070 | 3070 | 3070 | 3070 | 3070 | 3070 | 3070 | 3070 | 3070 | 3070 | 3070 | 3070 | 3070 | 3070 | 3070 | 3070 | 3070 | 3070 | 3070 | 3070 | 3070 | 3070 | 3070 | 3070 | 3070 | 3070 | 3070 | 3070 |  | 2034 | 1898.1615 | CAPEX ($/kW) | Commercial PV | Market + Policies | 2043 | ATTR(Round([Value],3)) | Moderate | Class5 | 774.46 | Null | Commercial PV Class 5 | 20 | Commercial PV
Battery Storage | NewConstr | 2011 | 2894 | 2894 | 2894 | 2894 | 2894 | 2894 | 2894 | 2894 | 2894 | 2894 | 2894 | 2894 | 2894 | 2894 | 2894 | 2894 | 2894 | 2894 | 2894 | 2894 | 2894 | 2894 | 2894 | 2894 | 2894 | 2894 | 2894 | 2894 | 2894 | 2894 |  | 2035 | 1875.0515 | CAPEX ($/kW) | Commercial PV | Market + Policies | 2044 | ATTR(Round([Value],3)) | Moderate | Class5 | 763.87 | Null | Commercial PV Class 5 | 20 | Commercial PV
Battery Storage | NewConstr | 2012 | 2252 | 2252 | 2252 | 2252 | 2252 | 2252 | 2252 | 2252 | 2252 | 2252 | 2252 | 2252 | 2252 | 2252 | 2252 | 2252 | 2252 | 2252 | 2252 | 2252 | 2252 | 2252 | 2252 | 2252 | 2252 | 2252 | 2252 | 2252 | 2252 | 2252 |  |  |  | CAPEX ($/kW) | Commercial PV | Market + Policies | 2045 | ATTR(Round([Value],3)) | Moderate | Class5 | 753.27 | Null | Commercial PV Class 5 | 20 | Commercial PV
Battery Storage | NewConstr | 2013 | 2550 | 2550 | 2550 | 2550 | 2550 | 2550 | 2550 | 2550 | 2550 | 2550 | 2550 | 2550 | 2550 | 2550 | 2550 | 2550 | 2550 | 2550 | 2550 | 2550 | 2550 | 2550 | 2550 | 2550 | 2550 | 2550 | 2550 | 2550 | 2550 | 2550 |  |  |  | CAPEX ($/kW) | Commercial PV | Market + Policies | 2046 | ATTR(Round([Value],3)) | Moderate | Class5 | 742.68 | Null | Commercial PV Class 5 | 20 | Commercial PV
Battery Storage | NewConstr | 2014 | 2413 | 2413 | 2413 | 2413 | 2413 | 2413 | 2413 | 2413 | 2413 | 2413 | 2413 | 2413 | 2413 | 2413 | 2413 | 2413 | 2413 | 2413 | 2413 | 2413 | 2413 | 2413 | 2413 | 2413 | 2413 | 2413 | 2413 | 2413 | 2413 | 2413 |  |  |  | CAPEX ($/kW) | Commercial PV | Market + Policies | 2047 | ATTR(Round([Value],3)) | Moderate | Class5 | 732.08 | Null | Commercial PV Class 5 | 20 | Commercial PV
Battery Storage | NewConstr | 2015 | 2102 | 2102 | 2102 | 2102 | 2102 | 2102 | 2102 | 2102 | 2102 | 2102 | 2102 | 2102 | 2102 | 2102 | 2102 | 2102 | 2102 | 2102 | 2102 | 2102 | 2102 | 2102 | 2102 | 2102 | 2102 | 2102 | 2102 | 2102 | 2102 | 2102 |  |  |  | CAPEX ($/kW) | Commercial PV | Market + Policies | 2048 | ATTR(Round([Value],3)) | Moderate | Class5 | 721.49 | Null | Commercial PV Class 5 | 20 | Commercial PV
Battery Storage | NewConstr | 2016 | 1417 | 1417 | 1417 | 1417 | 1417 | 1417 | 1417 | 1417 | 1417 | 1417 | 1417 | 1417 | 1417 | 1417 | 1417 | 1417 | 1417 | 1417 | 1417 | 1417 | 1417 | 1417 | 1417 | 1417 | 1417 | 1417 | 1417 | 1417 | 1417 | 1417 |  |  |  | CAPEX ($/kW) | Commercial PV | Market + Policies | 2049 | ATTR(Round([Value],3)) | Moderate | Class5 | 710.89 | Null | Commercial PV Class 5 | 20 | Commercial PV
Battery Storage | NewConstr | 2017 | 755 | 755 | 755 | 755 | 755 | 755 | 755 | 755 | 755 | 755 | 755 | 755 | 755 | 755 | 755 | 755 | 755 | 755 | 755 | 755 | 755 | 755 | 755 | 755 | 755 | 755 | 755 | 755 | 755 | 755 |  |  |  | CAPEX ($/kW) | Commercial PV | Market + Policies | 2050 | ATTR(Round([Value],3)) | Moderate | Class5 | 700.29 | Null | Commercial PV Class 5 | 20 | Commercial PV
Battery Storage | NewConstr | 2018 | 625 | 625 | 625 | 625 | 625 | 625 | 625 | 625 | 625 | 625 | 625 | 625 | 625 | 625 | 625 | 625 | 625 | 625 | 625 | 625 | 625 | 625 | 625 | 625 | 625 | 625 | 625 | 625 | 625 | 625
Battery Storage | NewConstr | 2019 | 589 | 589 | 589 | 589 | 589 | 589 | 589 | 589 | 589 | 589 | 589 | 589 | 589 | 589 | 589 | 589 | 589 | 589 | 589 | 589 | 589 | 589 | 589 | 589 | 589 | 589 | 589 | 589 | 589 | 589
Battery Storage | NewConstr | 2020 | 542.6422 | 542.6422 | 542.6422 | 542.6422 | 542.6422 | 542.6422 | 542.6422 | 542.6422 | 542.6422 | 542.6422 | 542.6422 | 542.6422 | 542.6422 | 542.6422 | 542.6422 | 542.6422 | 542.6422 | 542.6422 | 542.6422 | 542.6422 | 542.6422 | 542.6422 | 542.6422 | 542.6422 | 542.6422 | 542.6422 | 542.6422 | 542.6422 | 542.6422 | 542.6422 |  | U.S. Battery Storage Market Trends (August 2021) |  | Forecast data from NREL projections: | [7 empty] | Forecast data from NREL projections: | [11 empty] | Forecast data from NREL projections:
Battery Storage | NewConstr | 2021 | 513.3675 | 513.3675 | 513.3675 | 513.3675 | 513.3675 | 513.3675 | 513.3675 | 513.3675 | 513.3675 | 513.3675 | 513.3675 | 513.3675 | 513.3675 | 513.3675 | 513.3675 | 513.3675 | 513.3675 | 513.3675 | 513.3675 | 513.3675 | 513.3675 | 513.3675 | 513.3675 | 513.3675 | 513.3675 | 513.3675 | 513.3675 | 513.3675 | 513.3675 | 513.3675 |  | https://www.eia.gov/analysis/studies/electricity/batterystorage/pdf/battery_storage_2021.pdf |  | Cost Projections for Utility-Scale Battery Storage: 2020 Update | [7 empty] | https://atb.nrel.gov/electricity/2021/utility-scale_battery_storage | [11 empty] | https://atb.nrel.gov/electricity/2021/commercial_battery_storage
Battery Storage | NewConstr | 2022 | 482.526 | 482.526 | 482.526 | 482.526 | 482.526 | 482.526 | 482.526 | 482.526 | 482.526 | 482.526 | 482.526 | 482.526 | 482.526 | 482.526 | 482.526 | 482.526 | 482.526 | 482.526 | 482.526 | 482.526 | 482.526 | 482.526 | 482.526 | 482.526 | 482.526 | 482.526 | 482.526 | 482.526 | 482.526 | 482.526 |  |  |  | https://www.nrel.gov/docs/fy20osti/75385.pdf | [7 empty] | Utility-Scale Battery Storage | [11 empty] | Utility-Scale Battery Storage
Battery Storage | NewConstr | 2023 | 455.2556 | 455.2556 | 455.2556 | 455.2556 | 455.2556 | 455.2556 | 455.2556 | 455.2556 | 455.2556 | 455.2556 | 455.2556 | 455.2556 | 455.2556 | 455.2556 | 455.2556 | 455.2556 | 455.2556 | 455.2556 | 455.2556 | 455.2556 | 455.2556 | 455.2556 | 455.2556 | 455.2556 | 455.2556 | 455.2556 | 455.2556 | 455.2556 | 455.2556 | 455.2556 |  | Table 2. Sample characteristics of capital cost estimates for large-scale battery storage by year |  | Table 2. Values from Figure 1 and Figure 2, which show the normalized and absolute storage costs over time. Storage costs are overnight capital costs for a complete 4-hour battery system
Battery Storage | NewConstr | 2024 | 429.7197 | 429.7197 | 429.7197 | 429.7197 | 429.7197 | 429.7197 | 429.7197 | 429.7197 | 429.7197 | 429.7197 | 429.7197 | 429.7197 | 429.7197 | 429.7197 | 429.7197 | 429.7197 | 429.7197 | 429.7197 | 429.7197 | 429.7197 | 429.7197 | 429.7197 | 429.7197 | 429.7197 | 429.7197 | 429.7197 | 429.7197 | 429.7197 | 429.7197 | 429.7197
Battery Storage | NewConstr | 2025 | 404.1463 | 404.1463 | 404.1463 | 404.1463 | 404.1463 | 404.1463 | 404.1463 | 404.1463 | 404.1463 | 404.1463 | 404.1463 | 404.1463 | 404.1463 | 404.1463 | 404.1463 | 404.1463 | 404.1463 | 404.1463 | 404.1463 | 404.1463 | 404.1463 | 404.1463 | 404.1463 | 404.1463 | 404.1463 | 404.1463 | 404.1463 | 404.1463 | 404.1463 | 404.1463 |  |  |  |  | 4-hour Storage Costs (2019$/kWh)
Battery Storage | NewConstr | 2026 | 384.2851 | 384.2851 | 384.2851 | 384.2851 | 384.2851 | 384.2851 | 384.2851 | 384.2851 | 384.2851 | 384.2851 | 384.2851 | 384.2851 | 384.2851 | 384.2851 | 384.2851 | 384.2851 | 384.2851 | 384.2851 | 384.2851 | 384.2851 | 384.2851 | 384.2851 | 384.2851 | 384.2851 | 384.2851 | 384.2851 | 384.2851 | 384.2851 | 384.2851 | 384.2851 |  |  |  | Year | Low | Mid | High | NREL ATB |  |  |  | Metric with Units | Technology | Core Metric Case | Core Metric Variable | Measure Names | Scenario | Techdetail | AGG(ATTR(Round([Value],3))) | AGG(ATTR(ROUND([Value],3))) | ATTR(Alias) | ATTR(Crpyears) | ATTR(Technology) | Metric with Units | Technology | Core Metric Case | Core Metric Variable | Measure Names | Scenario | Techdetail | AGG(ATTR(Round([Value],3))) | AGG(ATTR(ROUND([Value],3))) | ATTR(Alias) | ATTR(Crpyears) | ATTR(Technology)
Battery Storage | NewConstr | 2027 | 366.0935 | 366.0935 | 366.0935 | 366.0935 | 366.0935 | 366.0935 | 366.0935 | 366.0935 | 366.0935 | 366.0935 | 366.0935 | 366.0935 | 366.0935 | 366.0935 | 366.0935 | 366.0935 | 366.0935 | 366.0935 | 366.0935 | 366.0935 | 366.0935 | 366.0935 | 366.0935 | 366.0935 | 366.0935 | 366.0935 | 366.0935 | 366.0935 | 366.0935 | 366.0935 |  |  |  | 2019 | 393 | 393 | 393 | 358.5715 | 91.24% |  |  | CAPEX ($/kW) | Utility-Scale Battery Storage | Market + Policies | 2019 | ATTR(Round([Value],3)) | Moderate | 4Hr Battery Storage | 1434.286 | Null | Utility-Scale Battery Storage 4Hr | 30 | Utility-Scale Battery Storage | CAPEX ($/kW) | Commercial Battery Storage | Market + Policies | 2019 | ATTR(Round([Value],3)) | Moderate | 4Hr Battery Storage | 1974.52 | Null | Commercial Battery Storage 4Hr | 30 | Commercial Battery Storage
Battery Storage | NewConstr | 2028 | 349.7248 | 349.7248 | 349.7248 | 349.7248 | 349.7248 | 349.7248 | 349.7248 | 349.7248 | 349.7248 | 349.7248 | 349.7248 | 349.7248 | 349.7248 | 349.7248 | 349.7248 | 349.7248 | 349.7248 | 349.7248 | 349.7248 | 349.7248 | 349.7248 | 349.7248 | 349.7248 | 349.7248 | 349.7248 | 349.7248 | 349.7248 | 349.7248 | 349.7248 | 349.7248 |  |  |  | 2020 | 306 | 370 | 383 | 340.821 | 92.11% |  |  | CAPEX ($/kW) | Utility-Scale Battery Storage | Market + Policies | 2020 | ATTR(Round([Value],3)) | Moderate | 4Hr Battery Storage | 1363.284 | Null | Utility-Scale Battery Storage 4Hr | 30 | Utility-Scale Battery Storage | CAPEX ($/kW) | Commercial Battery Storage | Market + Policies | 2020 | ATTR(Round([Value],3)) | Moderate | 4Hr Battery Storage | 1851.29 | Null | Commercial Battery Storage 4Hr | 30 | Commercial Battery Storage
Battery Storage | NewConstr | 2029 | 333.7626 | 333.7626 | 333.7626 | 333.7626 | 333.7626 | 333.7626 | 333.7626 | 333.7626 | 333.7626 | 333.7626 | 333.7626 | 333.7626 | 333.7626 | 333.7626 | 333.7626 | 333.7626 | 333.7626 | 333.7626 | 333.7626 | 333.7626 | 333.7626 | 333.7626 | 333.7626 | 333.7626 | 333.7626 | 333.7626 | 333.7626 | 333.7626 | 333.7626 | 333.7626 |  |  |  | 2021 | 286 | 351 | 372 | 320.4533 | 91.3% |  |  | CAPEX ($/kW) | Utility-Scale Battery Storage | Market + Policies | 2021 | ATTR(Round([Value],3)) | Moderate | 4Hr Battery Storage | 1281.813 | Null | Utility-Scale Battery Storage 4Hr | 30 | Utility-Scale Battery Storage | CAPEX ($/kW) | Commercial Battery Storage | Market + Policies | 2021 | ATTR(Round([Value],3)) | Moderate | 4Hr Battery Storage | 1735.89 | Null | Commercial Battery Storage 4Hr | 30 | Commercial Battery Storage
Battery Storage | NewConstr | 2030 | 318.6297 | 318.6297 | 318.6297 | 318.6297 | 318.6297 | 318.6297 | 318.6297 | 318.6297 | 318.6297 | 318.6297 | 318.6297 | 318.6297 | 318.6297 | 318.6297 | 318.6297 | 318.6297 | 318.6297 | 318.6297 | 318.6297 | 318.6297 | 318.6297 | 318.6297 | 318.6297 | 318.6297 | 318.6297 | 318.6297 | 318.6297 | 318.6297 | 318.6297 | 318.6297 |  |  |  | 2022 | 266 | 331 | 362 | 300.0855 | 90.66% |  |  | CAPEX ($/kW) | Utility-Scale Battery Storage | Market + Policies | 2022 | ATTR(Round([Value],3)) | Moderate | 4Hr Battery Storage | 1200.342 | Null | Utility-Scale Battery Storage 4Hr | 30 | Utility-Scale Battery Storage | CAPEX ($/kW) | Commercial Battery Storage | Market + Policies | 2022 | ATTR(Round([Value],3)) | Moderate | 4Hr Battery Storage | 1620.22 | Null | Commercial Battery Storage 4Hr | 30 | Commercial Battery Storage
Battery Storage | NewConstr | 2031 | 314.0346 | 314.0346 | 314.0346 | 314.0346 | 314.0346 | 314.0346 | 314.0346 | 314.0346 | 314.0346 | 314.0346 | 314.0346 | 314.0346 | 314.0346 | 314.0346 | 314.0346 | 314.0346 | 314.0346 | 314.0346 | 314.0346 | 314.0346 | 314.0346 | 314.0346 | 314.0346 | 314.0346 | 314.0346 | 314.0346 | 314.0346 | 314.0346 | 314.0346 | 314.0346 |  |  |  | 2023 | 245 | 312 | 352 | 279.7178 | 89.65% |  |  | CAPEX ($/kW) | Utility-Scale Battery Storage | Market + Policies | 2023 | ATTR(Round([Value],3)) | Moderate | 4Hr Battery Storage | 1118.871 | Null | Utility-Scale Battery Storage 4Hr | 30 | Utility-Scale Battery Storage | CAPEX ($/kW) | Commercial Battery Storage | Market + Policies | 2023 | ATTR(Round([Value],3)) | Moderate | 4Hr Battery Storage | 1511.67 | Null | Commercial Battery Storage 4Hr | 30 | Commercial Battery Storage
Battery Storage | NewConstr | 2032 | 310.9717 | 310.9717 | 310.9717 | 310.9717 | 310.9717 | 310.9717 | 310.9717 | 310.9717 | 310.9717 | 310.9717 | 310.9717 | 310.9717 | 310.9717 | 310.9717 | 310.9717 | 310.9717 | 310.9717 | 310.9717 | 310.9717 | 310.9717 | 310.9717 | 310.9717 | 310.9717 | 310.9717 | 310.9717 | 310.9717 | 310.9717 | 310.9717 | 310.9717 | 310.9717 |  |  |  | 2024 | 225 | 293 | 341 | 259.35 | 88.52% |  |  | CAPEX ($/kW) | Utility-Scale Battery Storage | Market + Policies | 2024 | ATTR(Round([Value],3)) | Moderate | 4Hr Battery Storage | 1037.4 | Null | Utility-Scale Battery Storage 4Hr | 30 | Utility-Scale Battery Storage | CAPEX ($/kW) | Commercial Battery Storage | Market + Policies | 2024 | ATTR(Round([Value],3)) | Moderate | 4Hr Battery Storage | 1408.77 | Null | Commercial Battery Storage 4Hr | 30 | Commercial Battery Storage
Battery Storage | NewConstr | 2033 | 306.3766 | 306.3766 | 306.3766 | 306.3766 | 306.3766 | 306.3766 | 306.3766 | 306.3766 | 306.3766 | 306.3766 | 306.3766 | 306.3766 | 306.3766 | 306.3766 | 306.3766 | 306.3766 | 306.3766 | 306.3766 | 306.3766 | 306.3766 | 306.3766 | 306.3766 | 306.3766 | 306.3766 | 306.3766 | 306.3766 | 306.3766 | 306.3766 | 306.3766 | 306.3766 |  |  |  | 2025 | 205 | 273 | 331 | 238.982 | 87.54% |  |  | CAPEX ($/kW) | Utility-Scale Battery Storage | Market + Policies | 2025 | ATTR(Round([Value],3)) | Moderate | 4Hr Battery Storage | 955.928 | Null | Utility-Scale Battery Storage 4Hr | 30 | Utility-Scale Battery Storage | CAPEX ($/kW) | Commercial Battery Storage | Market + Policies | 2025 | ATTR(Round([Value],3)) | Moderate | 4Hr Battery Storage | 1310.32 | Null | Commercial Battery Storage 4Hr | 30 | Commercial Battery Storage
Battery Storage | NewConstr | 2034 | 303.3134 | 303.3134 | 303.3134 | 303.3134 | 303.3134 | 303.3134 | 303.3134 | 303.3134 | 303.3134 | 303.3134 | 303.3134 | 303.3134 | 303.3134 | 303.3134 | 303.3134 | 303.3134 | 303.3134 | 303.3134 | 303.3134 | 303.3134 | 303.3134 | 303.3134 | 303.3134 | 303.3134 | 303.3134 | 303.3134 | 303.3134 | 303.3134 | 303.3134 | 303.3134 |  |  |  | 2026 | 193 | 260 | 323 | 230.3903 | 88.61% |  |  | CAPEX ($/kW) | Utility-Scale Battery Storage | Market + Policies | 2026 | ATTR(Round([Value],3)) | Moderate | 4Hr Battery Storage | 921.561 | Null | Utility-Scale Battery Storage 4Hr | 30 | Utility-Scale Battery Storage | CAPEX ($/kW) | Commercial Battery Storage | Market + Policies | 2026 | ATTR(Round([Value],3)) | Moderate | 4Hr Battery Storage | 1261.19 | Null | Commercial Battery Storage 4Hr | 30 | Commercial Battery Storage
Battery Storage | NewConstr | 2035 | 298.7154 | 298.7154 | 298.7154 | 298.7154 | 298.7154 | 298.7154 | 298.7154 | 298.7154 | 298.7154 | 298.7154 | 298.7154 | 298.7154 | 298.7154 | 298.7154 | 298.7154 | 298.7154 | 298.7154 | 298.7154 | 298.7154 | 298.7154 | 298.7154 | 298.7154 | 298.7154 | 298.7154 | 298.7154 | 298.7154 | 298.7154 | 298.7154 | 298.7154 | 298.7154 |  |  |  | 2027 | 181 | 247 | 316 | 221.7988 | 89.8% |  |  | CAPEX ($/kW) | Utility-Scale Battery Storage | Market + Policies | 2027 | ATTR(Round([Value],3)) | Moderate | 4Hr Battery Storage | 887.195 | Null | Utility-Scale Battery Storage 4Hr | 30 | Utility-Scale Battery Storage | CAPEX ($/kW) | Commercial Battery Storage | Market + Policies | 2027 | ATTR(Round([Value],3)) | Moderate | 4Hr Battery Storage | 1217.56 | Null | Commercial Battery Storage 4Hr | 30 | Commercial Battery Storage
Solar PV | Retrofit | 2009 | 8851.0683 | 8851.0683 | 8851.0683 | 8851.0683 | 8851.0683 | 8851.0683 | 8851.0683 | 8851.0683 | 8851.0683 | 8851.0683 | 8851.0683 | 8851.0683 | 8851.0683 | 8851.0683 | 8851.0683 | 8851.0683 | 8851.0683 | 8851.0683 | 8851.0683 | 8851.0683 | 8851.0683 | 8851.0683 | 8851.0683 | 8851.0683 | 8851.0683 | 8851.0683 | 8851.0683 | 8851.0683 | 8851.0683 | 8851.0683 |  |  |  | 2028 | 169 | 234 | 308 | 213.207 | 91.11% |  |  | CAPEX ($/kW) | Utility-Scale Battery Storage | Market + Policies | 2028 | ATTR(Round([Value],3)) | Moderate | 4Hr Battery Storage | 852.828 | Null | Utility-Scale Battery Storage 4Hr | 30 | Utility-Scale Battery Storage | CAPEX ($/kW) | Commercial Battery Storage | Market + Policies | 2028 | ATTR(Round([Value],3)) | Moderate | 4Hr Battery Storage | 1180.18 | Null | Commercial Battery Storage 4Hr | 30 | Commercial Battery Storage
Solar PV | Retrofit | 2010 | 7756.074 | 7756.074 | 7756.074 | 7756.074 | 7756.074 | 7756.074 | 7756.074 | 7756.074 | 7756.074 | 7756.074 | 7756.074 | 7756.074 | 7756.074 | 7756.074 | 7756.074 | 7756.074 | 7756.074 | 7756.074 | 7756.074 | 7756.074 | 7756.074 | 7756.074 | 7756.074 | 7756.074 | 7756.074 | 7756.074 | 7756.074 | 7756.074 | 7756.074 | 7756.074 |  | Similar cost trend for large-scale battery storage and commercial battery storage based on NREL |  | 2029 | 156 | 221 | 300 | 204.6153 | 92.59% |  |  | CAPEX ($/kW) | Utility-Scale Battery Storage | Market + Policies | 2029 | ATTR(Round([Value],3)) | Moderate | 4Hr Battery Storage | 818.461 | Null | Utility-Scale Battery Storage 4Hr | 30 | Utility-Scale Battery Storage | CAPEX ($/kW) | Commercial Battery Storage | Market + Policies | 2029 | ATTR(Round([Value],3)) | Moderate | 4Hr Battery Storage | 1144.51 | Null | Commercial Battery Storage 4Hr | 30 | Commercial Battery Storage
Solar PV | Retrofit | 2011 | 6856.3968 | 6856.3968 | 6856.3968 | 6856.3968 | 6856.3968 | 6856.3968 | 6856.3968 | 6856.3968 | 6856.3968 | 6856.3968 | 6856.3968 | 6856.3968 | 6856.3968 | 6856.3968 | 6856.3968 | 6856.3968 | 6856.3968 | 6856.3968 | 6856.3968 | 6856.3968 | 6856.3968 | 6856.3968 | 6856.3968 | 6856.3968 | 6856.3968 | 6856.3968 | 6856.3968 | 6856.3968 | 6856.3968 | 6856.3968 |  |  |  | 2030 | 144 | 208 | 293 | 196.0235 | 94.24% |  |  | CAPEX ($/kW) | Utility-Scale Battery Storage | Market + Policies | 2030 | ATTR(Round([Value],3)) | Moderate | 4Hr Battery Storage | 784.094 | Null | Utility-Scale Battery Storage 4Hr | 30 | Utility-Scale Battery Storage | CAPEX ($/kW) | Commercial Battery Storage | Market + Policies | 2030 | ATTR(Round([Value],3)) | Moderate | 4Hr Battery Storage | 1112.16 | Null | Commercial Battery Storage 4Hr | 30 | Commercial Battery Storage
Solar PV | Retrofit | 2012 | 5744.5758 | 5744.5758 | 5744.5758 | 5744.5758 | 5744.5758 | 5744.5758 | 5744.5758 | 5744.5758 | 5744.5758 | 5744.5758 | 5744.5758 | 5744.5758 | 5744.5758 | 5744.5758 | 5744.5758 | 5744.5758 | 5744.5758 | 5744.5758 | 5744.5758 | 5744.5758 | 5744.5758 | 5744.5758 | 5744.5758 | 5744.5758 | 5744.5758 | 5744.5758 | 5744.5758 | 5744.5758 | 5744.5758 | 5744.5758 |  |  |  | 2031 | 142 | 205 | 289 | 193.5733 | 94.43% |  |  | CAPEX ($/kW) | Utility-Scale Battery Storage | Market + Policies | 2031 | ATTR(Round([Value],3)) | Moderate | 4Hr Battery Storage | 774.293 | Null | Utility-Scale Battery Storage 4Hr | 30 | Utility-Scale Battery Storage | CAPEX ($/kW) | Commercial Battery Storage | Market + Policies | 2031 | ATTR(Round([Value],3)) | Moderate | 4Hr Battery Storage | 1098.26 | Null | Commercial Battery Storage 4Hr | 30 | Commercial Battery Storage
Solar PV | Retrofit | 2013 | 4752.5001 | 4752.5001 | 4752.5001 | 4752.5001 | 4752.5001 | 4752.5001 | 4752.5001 | 4752.5001 | 4752.5001 | 4752.5001 | 4752.5001 | 4752.5001 | 4752.5001 | 4752.5001 | 4752.5001 | 4752.5001 | 4752.5001 | 4752.5001 | 4752.5001 | 4752.5001 | 4752.5001 | 4752.5001 | 4752.5001 | 4752.5001 | 4752.5001 | 4752.5001 | 4752.5001 | 4752.5001 | 4752.5001 | 4752.5001 |  |  |  | 2032 | 139 | 203 | 285 | 191.1227 | 94.15% |  |  | CAPEX ($/kW) | Utility-Scale Battery Storage | Market + Policies | 2032 | ATTR(Round([Value],3)) | Moderate | 4Hr Battery Storage | 764.491 | Null | Utility-Scale Battery Storage 4Hr | 30 | Utility-Scale Battery Storage | CAPEX ($/kW) | Commercial Battery Storage | Market + Policies | 2032 | ATTR(Round([Value],3)) | Moderate | 4Hr Battery Storage | 1084.36 | Null | Commercial Battery Storage 4Hr | 30 | Commercial Battery Storage
Solar PV | Retrofit | 2014 | 4137.6107 | 4137.6107 | 4137.6107 | 4137.6107 | 4137.6107 | 4137.6107 | 4137.6107 | 4137.6107 | 4137.6107 | 4137.6107 | 4137.6107 | 4137.6107 | 4137.6107 | 4137.6107 | 4137.6107 | 4137.6107 | 4137.6107 | 4137.6107 | 4137.6107 | 4137.6107 | 4137.6107 | 4137.6107 | 4137.6107 | 4137.6107 | 4137.6107 | 4137.6107 | 4137.6107 | 4137.6107 | 4137.6107 | 4137.6107 |  |  |  | 2033 | 136 | 200 | 282 | 188.6725 | 94.34% |  |  | CAPEX ($/kW) | Utility-Scale Battery Storage | Market + Policies | 2033 | ATTR(Round([Value],3)) | Moderate | 4Hr Battery Storage | 754.69 | Null | Utility-Scale Battery Storage 4Hr | 30 | Utility-Scale Battery Storage | CAPEX ($/kW) | Commercial Battery Storage | Market + Policies | 2033 | ATTR(Round([Value],3)) | Moderate | 4Hr Battery Storage | 1070.46 | Null | Commercial Battery Storage 4Hr | 30 | Commercial Battery Storage
Solar PV | Retrofit | 2015 | 3986.325 | 3986.325 | 3986.325 | 3986.325 | 3986.325 | 3986.325 | 3986.325 | 3986.325 | 3986.325 | 3986.325 | 3986.325 | 3986.325 | 3986.325 | 3986.325 | 3986.325 | 3986.325 | 3986.325 | 3986.325 | 3986.325 | 3986.325 | 3986.325 | 3986.325 | 3986.325 | 3986.325 | 3986.325 | 3986.325 | 3986.325 | 3986.325 | 3986.325 | 3986.325 |  |  |  | 2034 | 133 | 198 | 278 | 186.2223 | 94.05% |  |  | CAPEX ($/kW) | Utility-Scale Battery Storage | Market + Policies | 2034 | ATTR(Round([Value],3)) | Moderate | 4Hr Battery Storage | 744.889 | Null | Utility-Scale Battery Storage 4Hr | 30 | Utility-Scale Battery Storage | CAPEX ($/kW) | Commercial Battery Storage | Market + Policies | 2034 | ATTR(Round([Value],3)) | Moderate | 4Hr Battery Storage | 1056.56 | Null | Commercial Battery Storage 4Hr | 30 | Commercial Battery Storage
Solar PV | Retrofit | 2016 | 3562.7265 | 3562.7265 | 3562.7265 | 3562.7265 | 3562.7265 | 3562.7265 | 3562.7265 | 3562.7265 | 3562.7265 | 3562.7265 | 3562.7265 | 3562.7265 | 3562.7265 | 3562.7265 | 3562.7265 | 3562.7265 | 3562.7265 | 3562.7265 | 3562.7265 | 3562.7265 | 3562.7265 | 3562.7265 | 3562.7265 | 3562.7265 | 3562.7265 | 3562.7265 | 3562.7265 | 3562.7265 | 3562.7265 | 3562.7265 |  |  |  | 2035 | 130 | 195 | 274 | 183.772 | 94.24% |  |  | CAPEX ($/kW) | Utility-Scale Battery Storage | Market + Policies | 2035 | ATTR(Round([Value],3)) | Moderate | 4Hr Battery Storage | 735.088 | Null | Utility-Scale Battery Storage 4Hr | 30 | Utility-Scale Battery Storage | CAPEX ($/kW) | Commercial Battery Storage | Market + Policies | 2035 | ATTR(Round([Value],3)) | Moderate | 4Hr Battery Storage | 1042.65 | Null | Commercial Battery Storage 4Hr | 30 | Commercial Battery Storage
Solar PV | Retrofit | 2017 | 3370.5523 | 3370.5523 | 3370.5523 | 3370.5523 | 3370.5523 | 3370.5523 | 3370.5523 | 3370.5523 | 3370.5523 | 3370.5523 | 3370.5523 | 3370.5523 | 3370.5523 | 3370.5523 | 3370.5523 | 3370.5523 | 3370.5523 | 3370.5523 | 3370.5523 | 3370.5523 | 3370.5523 | 3370.5523 | 3370.5523 | 3370.5523 | 3370.5523 | 3370.5523 | 3370.5523 | 3370.5523 | 3370.5523 | 3370.5523 |  |  |  | 2036 | 127 | 192 | 271 | 181.3218 | 94.44% |  |  | CAPEX ($/kW) | Utility-Scale Battery Storage | Market + Policies | 2036 | ATTR(Round([Value],3)) | Moderate | 4Hr Battery Storage | 725.287 | Null | Utility-Scale Battery Storage 4Hr | 30 | Utility-Scale Battery Storage | CAPEX ($/kW) | Commercial Battery Storage | Market + Policies | 2036 | ATTR(Round([Value],3)) | Moderate | 4Hr Battery Storage | 1028.75 | Null | Commercial Battery Storage 4Hr | 30 | Commercial Battery Storage
Solar PV | Retrofit | 2018 | 3180.9034 | 3180.9034 | 3180.9034 | 3180.9034 | 3180.9034 | 3180.9034 | 3180.9034 | 3180.9034 | 3180.9034 | 3180.9034 | 3180.9034 | 3180.9034 | 3180.9034 | 3180.9034 | 3180.9034 | 3180.9034 | 3180.9034 | 3180.9034 | 3180.9034 | 3180.9034 | 3180.9034 | 3180.9034 | 3180.9034 | 3180.9034 | 3180.9034 | 3180.9034 | 3180.9034 | 3180.9034 | 3180.9034 | 3180.9034 |  |  |  | 2037 | 125 | 190 | 267 | 178.8715 | 94.14% |  |  | CAPEX ($/kW) | Utility-Scale Battery Storage | Market + Policies | 2037 | ATTR(Round([Value],3)) | Moderate | 4Hr Battery Storage | 715.486 | Null | Utility-Scale Battery Storage 4Hr | 30 | Utility-Scale Battery Storage | CAPEX ($/kW) | Commercial Battery Storage | Market + Policies | 2037 | ATTR(Round([Value],3)) | Moderate | 4Hr Battery Storage | 1014.85 | Null | Commercial Battery Storage 4Hr | 30 | Commercial Battery Storage
Solar PV | Retrofit | 2019 | 3214.6128 | 3214.6128 | 3214.6128 | 3214.6128 | 3214.6128 | 3214.6128 | 3214.6128 | 3214.6128 | 3214.6128 | 3214.6128 | 3214.6128 | 3214.6128 | 3214.6128 | 3214.6128 | 3214.6128 | 3214.6128 | 3214.6128 | 3214.6128 | 3214.6128 | 3214.6128 | 3214.6128 | 3214.6128 | 3214.6128 | 3214.6128 | 3214.6128 | 3214.6128 | 3214.6128 | 3214.6128 | 3214.6128 | 3214.6128 |  |  |  | 2038 | 122 | 187 | 263 | 176.421 | 94.34% |  |  | CAPEX ($/kW) | Utility-Scale Battery Storage | Market + Policies | 2038 | ATTR(Round([Value],3)) | Moderate | 4Hr Battery Storage | 705.684 | Null | Utility-Scale Battery Storage 4Hr | 30 | Utility-Scale Battery Storage | CAPEX ($/kW) | Commercial Battery Storage | Market + Policies | 2038 | ATTR(Round([Value],3)) | Moderate | 4Hr Battery Storage | 1000.95 | Null | Commercial Battery Storage 4Hr | 30 | Commercial Battery Storage
Solar PV | Retrofit | 2020 | 3289.3897 | 3289.3897 | 3289.3897 | 3289.3897 | 3289.3897 | 3289.3897 | 3289.3897 | 3289.3897 | 3289.3897 | 3289.3897 | 3289.3897 | 3289.3897 | 3289.3897 | 3289.3897 | 3289.3897 | 3289.3897 | 3289.3897 | 3289.3897 | 3289.3897 | 3289.3897 | 3289.3897 | 3289.3897 | 3289.3897 | 3289.3897 | 3289.3897 | 3289.3897 | 3289.3897 | 3289.3897 | 3289.3897 | 3289.3897 |  |  |  | 2039 | 119 | 185 | 260 | 173.9708 | 94.04% |  |  | CAPEX ($/kW) | Utility-Scale Battery Storage | Market + Policies | 2039 | ATTR(Round([Value],3)) | Moderate | 4Hr Battery Storage | 695.883 | Null | Utility-Scale Battery Storage 4Hr | 30 | Utility-Scale Battery Storage | CAPEX ($/kW) | Commercial Battery Storage | Market + Policies | 2039 | ATTR(Round([Value],3)) | Moderate | 4Hr Battery Storage | 987.05 | Null | Commercial Battery Storage 4Hr | 30 | Commercial Battery Storage
Solar PV | Retrofit | 2021 | 3660.3473 | 3660.3473 | 3660.3473 | 3660.3473 | 3660.3473 | 3660.3473 | 3660.3473 | 3660.3473 | 3660.3473 | 3660.3473 | 3660.3473 | 3660.3473 | 3660.3473 | 3660.3473 | 3660.3473 | 3660.3473 | 3660.3473 | 3660.3473 | 3660.3473 | 3660.3473 | 3660.3473 | 3660.3473 | 3660.3473 | 3660.3473 | 3660.3473 | 3660.3473 | 3660.3473 | 3660.3473 | 3660.3473 | 3660.3473 |  |  |  | 2040 | 116 | 182 | 256 | 171.5205 | 94.24% |  |  | CAPEX ($/kW) | Utility-Scale Battery Storage | Market + Policies | 2040 | ATTR(Round([Value],3)) | Moderate | 4Hr Battery Storage | 686.082 | Null | Utility-Scale Battery Storage 4Hr | 30 | Utility-Scale Battery Storage | CAPEX ($/kW) | Commercial Battery Storage | Market + Policies | 2040 | ATTR(Round([Value],3)) | Moderate | 4Hr Battery Storage | 973.14 | Null | Commercial Battery Storage 4Hr | 30 | Commercial Battery Storage
Solar PV | Retrofit | 2022 | 3474.8345 | 3474.8345 | 3474.8345 | 3474.8345 | 3474.8345 | 3474.8345 | 3474.8345 | 3474.8345 | 3474.8345 | 3474.8345 | 3474.8345 | 3474.8345 | 3474.8345 | 3474.8345 | 3474.8345 | 3474.8345 | 3474.8345 | 3474.8345 | 3474.8345 | 3474.8345 | 3474.8345 | 3474.8345 | 3474.8345 | 3474.8345 | 3474.8345 | 3474.8345 | 3474.8345 | 3474.8345 | 3474.8345 | 3474.8345 |  |  |  | 2041 | 113 | 179 | 252 | 169.0702 | 94.45% |  |  | CAPEX ($/kW) | Utility-Scale Battery Storage | Market + Policies | 2041 | ATTR(Round([Value],3)) | Moderate | 4Hr Battery Storage | 676.281 | Null | Utility-Scale Battery Storage 4Hr | 30 | Utility-Scale Battery Storage | CAPEX ($/kW) | Commercial Battery Storage | Market + Policies | 2041 | ATTR(Round([Value],3)) | Moderate | 4Hr Battery Storage | 959.24 | Null | Commercial Battery Storage 4Hr | 30 | Commercial Battery Storage
Solar PV | Retrofit | 2023 | 3289.2999 | 3289.2999 | 3289.2999 | 3289.2999 | 3289.2999 | 3289.2999 | 3289.2999 | 3289.2999 | 3289.2999 | 3289.2999 | 3289.2999 | 3289.2999 | 3289.2999 | 3289.2999 | 3289.2999 | 3289.2999 | 3289.2999 | 3289.2999 | 3289.2999 | 3289.2999 | 3289.2999 | 3289.2999 | 3289.2999 | 3289.2999 | 3289.2999 | 3289.2999 | 3289.2999 | 3289.2999 | 3289.2999 | 3289.2999 |  |  |  | 2042 | 111 | 177 | 249 | 166.62 | 94.14% |  |  | CAPEX ($/kW) | Utility-Scale Battery Storage | Market + Policies | 2042 | ATTR(Round([Value],3)) | Moderate | 4Hr Battery Storage | 666.48 | Null | Utility-Scale Battery Storage 4Hr | 30 | Utility-Scale Battery Storage | CAPEX ($/kW) | Commercial Battery Storage | Market + Policies | 2042 | ATTR(Round([Value],3)) | Moderate | 4Hr Battery Storage | 945.34 | Null | Commercial Battery Storage 4Hr | 30 | Commercial Battery Storage
Solar PV | Retrofit | 2024 | 3103.7872 | 3103.7872 | 3103.7872 | 3103.7872 | 3103.7872 | 3103.7872 | 3103.7872 | 3103.7872 | 3103.7872 | 3103.7872 | 3103.7872 | 3103.7872 | 3103.7872 | 3103.7872 | 3103.7872 | 3103.7872 | 3103.7872 | 3103.7872 | 3103.7872 | 3103.7872 | 3103.7872 | 3103.7872 | 3103.7872 | 3103.7872 | 3103.7872 | 3103.7872 | 3103.7872 | 3103.7872 | 3103.7872 | 3103.7872 |  |  |  | 2043 | 108 | 174 | 245 | 164.1697 | 94.35% |  |  | CAPEX ($/kW) | Utility-Scale Battery Storage | Market + Policies | 2043 | ATTR(Round([Value],3)) | Moderate | 4Hr Battery Storage | 656.679 | Null | Utility-Scale Battery Storage 4Hr | 30 | Utility-Scale Battery Storage | CAPEX ($/kW) | Commercial Battery Storage | Market + Policies | 2043 | ATTR(Round([Value],3)) | Moderate | 4Hr Battery Storage | 931.44 | Null | Commercial Battery Storage 4Hr | 30 | Commercial Battery Storage
Solar PV | Retrofit | 2025 | 2918.2744 | 2918.2744 | 2918.2744 | 2918.2744 | 2918.2744 | 2918.2744 | 2918.2744 | 2918.2744 | 2918.2744 | 2918.2744 | 2918.2744 | 2918.2744 | 2918.2744 | 2918.2744 | 2918.2744 | 2918.2744 | 2918.2744 | 2918.2744 | 2918.2744 | 2918.2744 | 2918.2744 | 2918.2744 | 2918.2744 | 2918.2744 | 2918.2744 | 2918.2744 | 2918.2744 | 2918.2744 | 2918.2744 | 2918.2744 |  |  |  | 2044 | 105 | 172 | 241 | 161.7192 | 94.02% |  |  | CAPEX ($/kW) | Utility-Scale Battery Storage | Market + Policies | 2044 | ATTR(Round([Value],3)) | Moderate | 4Hr Battery Storage | 646.877 | Null | Utility-Scale Battery Storage 4Hr | 30 | Utility-Scale Battery Storage | CAPEX ($/kW) | Commercial Battery Storage | Market + Policies | 2044 | ATTR(Round([Value],3)) | Moderate | 4Hr Battery Storage | 917.54 | Null | Commercial Battery Storage 4Hr | 30 | Commercial Battery Storage
Solar PV | Retrofit | 2026 | 2732.7398 | 2732.7398 | 2732.7398 | 2732.7398 | 2732.7398 | 2732.7398 | 2732.7398 | 2732.7398 | 2732.7398 | 2732.7398 | 2732.7398 | 2732.7398 | 2732.7398 | 2732.7398 | 2732.7398 | 2732.7398 | 2732.7398 | 2732.7398 | 2732.7398 | 2732.7398 | 2732.7398 | 2732.7398 | 2732.7398 | 2732.7398 | 2732.7398 | 2732.7398 | 2732.7398 | 2732.7398 | 2732.7398 | 2732.7398 |  |  |  | 2045 | 102 | 169 | 238 | 159.269 | 94.24% |  |  | CAPEX ($/kW) | Utility-Scale Battery Storage | Market + Policies | 2045 | ATTR(Round([Value],3)) | Moderate | 4Hr Battery Storage | 637.076 | Null | Utility-Scale Battery Storage 4Hr | 30 | Utility-Scale Battery Storage | CAPEX ($/kW) | Commercial Battery Storage | Market + Policies | 2045 | ATTR(Round([Value],3)) | Moderate | 4Hr Battery Storage | 903.63 | Null | Commercial Battery Storage 4Hr | 30 | Commercial Battery Storage
Solar PV | Retrofit | 2027 | 2547.227 | 2547.227 | 2547.227 | 2547.227 | 2547.227 | 2547.227 | 2547.227 | 2547.227 | 2547.227 | 2547.227 | 2547.227 | 2547.227 | 2547.227 | 2547.227 | 2547.227 | 2547.227 | 2547.227 | 2547.227 | 2547.227 | 2547.227 | 2547.227 | 2547.227 | 2547.227 | 2547.227 | 2547.227 | 2547.227 | 2547.227 | 2547.227 | 2547.227 | 2547.227 |  |  |  | 2046 | 99 | 166 | 234 | 156.8187 | 94.47% |  |  | CAPEX ($/kW) | Utility-Scale Battery Storage | Market + Policies | 2046 | ATTR(Round([Value],3)) | Moderate | 4Hr Battery Storage | 627.275 | Null | Utility-Scale Battery Storage 4Hr | 30 | Utility-Scale Battery Storage | CAPEX ($/kW) | Commercial Battery Storage | Market + Policies | 2046 | ATTR(Round([Value],3)) | Moderate | 4Hr Battery Storage | 889.73 | Null | Commercial Battery Storage 4Hr | 30 | Commercial Battery Storage
Solar PV | Retrofit | 2028 | 2361.6925 | 2361.6925 | 2361.6925 | 2361.6925 | 2361.6925 | 2361.6925 | 2361.6925 | 2361.6925 | 2361.6925 | 2361.6925 | 2361.6925 | 2361.6925 | 2361.6925 | 2361.6925 | 2361.6925 | 2361.6925 | 2361.6925 | 2361.6925 | 2361.6925 | 2361.6925 | 2361.6925 | 2361.6925 | 2361.6925 | 2361.6925 | 2361.6925 | 2361.6925 | 2361.6925 | 2361.6925 | 2361.6925 | 2361.6925 |  |  |  | 2047 | 96 | 164 | 230 | 154.3685 | 94.13% |  |  | CAPEX ($/kW) | Utility-Scale Battery Storage | Market + Policies | 2047 | ATTR(Round([Value],3)) | Moderate | 4Hr Battery Storage | 617.474 | Null | Utility-Scale Battery Storage 4Hr | 30 | Utility-Scale Battery Storage | CAPEX ($/kW) | Commercial Battery Storage | Market + Policies | 2047 | ATTR(Round([Value],3)) | Moderate | 4Hr Battery Storage | 875.83 | Null | Commercial Battery Storage 4Hr | 30 | Commercial Battery Storage
Solar PV | Retrofit | 2029 | 2176.1797 | 2176.1797 | 2176.1797 | 2176.1797 | 2176.1797 | 2176.1797 | 2176.1797 | 2176.1797 | 2176.1797 | 2176.1797 | 2176.1797 | 2176.1797 | 2176.1797 | 2176.1797 | 2176.1797 | 2176.1797 | 2176.1797 | 2176.1797 | 2176.1797 | 2176.1797 | 2176.1797 | 2176.1797 | 2176.1797 | 2176.1797 | 2176.1797 | 2176.1797 | 2176.1797 | 2176.1797 | 2176.1797 | 2176.1797 |  |  |  | 2048 | 94 | 161 | 227 | 151.9183 | 94.36% |  |  | CAPEX ($/kW) | Utility-Scale Battery Storage | Market + Policies | 2048 | ATTR(Round([Value],3)) | Moderate | 4Hr Battery Storage | 607.673 | Null | Utility-Scale Battery Storage 4Hr | 30 | Utility-Scale Battery Storage | CAPEX ($/kW) | Commercial Battery Storage | Market + Policies | 2048 | ATTR(Round([Value],3)) | Moderate | 4Hr Battery Storage | 861.93 | Null | Commercial Battery Storage 4Hr | 30 | Commercial Battery Storage
Solar PV | Retrofit | 2030 | 1990.6451 | 1990.6451 | 1990.6451 | 1990.6451 | 1990.6451 | 1990.6451 | 1990.6451 | 1990.6451 | 1990.6451 | 1990.6451 | 1990.6451 | 1990.6451 | 1990.6451 | 1990.6451 | 1990.6451 | 1990.6451 | 1990.6451 | 1990.6451 | 1990.6451 | 1990.6451 | 1990.6451 | 1990.6451 | 1990.6451 | 1990.6451 | 1990.6451 | 1990.6451 | 1990.6451 | 1990.6451 | 1990.6451 | 1990.6451 |  |  |  | 2049 | 91 | 159 | 223 | 149.468 | 94.01% |  |  | CAPEX ($/kW) | Utility-Scale Battery Storage | Market + Policies | 2049 | ATTR(Round([Value],3)) | Moderate | 4Hr Battery Storage | 597.872 | Null | Utility-Scale Battery Storage 4Hr | 30 | Utility-Scale Battery Storage | CAPEX ($/kW) | Commercial Battery Storage | Market + Policies | 2049 | ATTR(Round([Value],3)) | Moderate | 4Hr Battery Storage | 848.03 | Null | Commercial Battery Storage 4Hr | 30 | Commercial Battery Storage
Solar PV | Retrofit | 2031 | 1967.5351 | 1967.5351 | 1967.5351 | 1967.5351 | 1967.5351 | 1967.5351 | 1967.5351 | 1967.5351 | 1967.5351 | 1967.5351 | 1967.5351 | 1967.5351 | 1967.5351 | 1967.5351 | 1967.5351 | 1967.5351 | 1967.5351 | 1967.5351 | 1967.5351 | 1967.5351 | 1967.5351 | 1967.5351 | 1967.5351 | 1967.5351 | 1967.5351 | 1967.5351 | 1967.5351 | 1967.5351 | 1967.5351 | 1967.5351 |  |  |  | 2050 | 88 | 156 | 219 | 147.0175 | 94.24% |  |  | CAPEX ($/kW) | Utility-Scale Battery Storage | Market + Policies | 2050 | ATTR(Round([Value],3)) | Moderate | 4Hr Battery Storage | 588.07 | Null | Utility-Scale Battery Storage 4Hr | 30 | Utility-Scale Battery Storage | CAPEX ($/kW) | Commercial Battery Storage | Market + Policies | 2050 | ATTR(Round([Value],3)) | Moderate | 4Hr Battery Storage | 834.12 | Null | Commercial Battery Storage 4Hr | 30 | Commercial Battery Storage
Solar PV | Retrofit | 2032 | 1944.4033 | 1944.4033 | 1944.4033 | 1944.4033 | 1944.4033 | 1944.4033 | 1944.4033 | 1944.4033 | 1944.4033 | 1944.4033 | 1944.4033 | 1944.4033 | 1944.4033 | 1944.4033 | 1944.4033 | 1944.4033 | 1944.4033 | 1944.4033 | 1944.4033 | 1944.4033 | 1944.4033 | 1944.4033 | 1944.4033 | 1944.4033 | 1944.4033 | 1944.4033 | 1944.4033 | 1944.4033 | 1944.4033 | 1944.4033
Solar PV | Retrofit | 2033 | 1921.2933 | 1921.2933 | 1921.2933 | 1921.2933 | 1921.2933 | 1921.2933 | 1921.2933 | 1921.2933 | 1921.2933 | 1921.2933 | 1921.2933 | 1921.2933 | 1921.2933 | 1921.2933 | 1921.2933 | 1921.2933 | 1921.2933 | 1921.2933 | 1921.2933 | 1921.2933 | 1921.2933 | 1921.2933 | 1921.2933 | 1921.2933 | 1921.2933 | 1921.2933 | 1921.2933 | 1921.2933 | 1921.2933 | 1921.2933
Solar PV | Retrofit | 2034 | 1898.1615 | 1898.1615 | 1898.1615 | 1898.1615 | 1898.1615 | 1898.1615 | 1898.1615 | 1898.1615 | 1898.1615 | 1898.1615 | 1898.1615 | 1898.1615 | 1898.1615 | 1898.1615 | 1898.1615 | 1898.1615 | 1898.1615 | 1898.1615 | 1898.1615 | 1898.1615 | 1898.1615 | 1898.1615 | 1898.1615 | 1898.1615 | 1898.1615 | 1898.1615 | 1898.1615 | 1898.1615 | 1898.1615 | 1898.1615
Solar PV | Retrofit | 2035 | 1875.0515 | 1875.0515 | 1875.0515 | 1875.0515 | 1875.0515 | 1875.0515 | 1875.0515 | 1875.0515 | 1875.0515 | 1875.0515 | 1875.0515 | 1875.0515 | 1875.0515 | 1875.0515 | 1875.0515 | 1875.0515 | 1875.0515 | 1875.0515 | 1875.0515 | 1875.0515 | 1875.0515 | 1875.0515 | 1875.0515 | 1875.0515 | 1875.0515 | 1875.0515 | 1875.0515 | 1875.0515 | 1875.0515 | 1875.0515
Battery Storage | Retrofit | 2009 | 3246 | 3246 | 3246 | 3246 | 3246 | 3246 | 3246 | 3246 | 3246 | 3246 | 3246 | 3246 | 3246 | 3246 | 3246 | 3246 | 3246 | 3246 | 3246 | 3246 | 3246 | 3246 | 3246 | 3246 | 3246 | 3246 | 3246 | 3246 | 3246 | 3246
Battery Storage | Retrofit | 2010 | 3070 | 3070 | 3070 | 3070 | 3070 | 3070 | 3070 | 3070 | 3070 | 3070 | 3070 | 3070 | 3070 | 3070 | 3070 | 3070 | 3070 | 3070 | 3070 | 3070 | 3070 | 3070 | 3070 | 3070 | 3070 | 3070 | 3070 | 3070 | 3070 | 3070
Battery Storage | Retrofit | 2011 | 2894 | 2894 | 2894 | 2894 | 2894 | 2894 | 2894 | 2894 | 2894 | 2894 | 2894 | 2894 | 2894 | 2894 | 2894 | 2894 | 2894 | 2894 | 2894 | 2894 | 2894 | 2894 | 2894 | 2894 | 2894 | 2894 | 2894 | 2894 | 2894 | 2894
Battery Storage | Retrofit | 2012 | 2252 | 2252 | 2252 | 2252 | 2252 | 2252 | 2252 | 2252 | 2252 | 2252 | 2252 | 2252 | 2252 | 2252 | 2252 | 2252 | 2252 | 2252 | 2252 | 2252 | 2252 | 2252 | 2252 | 2252 | 2252 | 2252 | 2252 | 2252 | 2252 | 2252
Battery Storage | Retrofit | 2013 | 2550 | 2550 | 2550 | 2550 | 2550 | 2550 | 2550 | 2550 | 2550 | 2550 | 2550 | 2550 | 2550 | 2550 | 2550 | 2550 | 2550 | 2550 | 2550 | 2550 | 2550 | 2550 | 2550 | 2550 | 2550 | 2550 | 2550 | 2550 | 2550 | 2550
Battery Storage | Retrofit | 2014 | 2413 | 2413 | 2413 | 2413 | 2413 | 2413 | 2413 | 2413 | 2413 | 2413 | 2413 | 2413 | 2413 | 2413 | 2413 | 2413 | 2413 | 2413 | 2413 | 2413 | 2413 | 2413 | 2413 | 2413 | 2413 | 2413 | 2413 | 2413 | 2413 | 2413
Battery Storage | Retrofit | 2015 | 2102 | 2102 | 2102 | 2102 | 2102 | 2102 | 2102 | 2102 | 2102 | 2102 | 2102 | 2102 | 2102 | 2102 | 2102 | 2102 | 2102 | 2102 | 2102 | 2102 | 2102 | 2102 | 2102 | 2102 | 2102 | 2102 | 2102 | 2102 | 2102 | 2102
Battery Storage | Retrofit | 2016 | 1417 | 1417 | 1417 | 1417 | 1417 | 1417 | 1417 | 1417 | 1417 | 1417 | 1417 | 1417 | 1417 | 1417 | 1417 | 1417 | 1417 | 1417 | 1417 | 1417 | 1417 | 1417 | 1417 | 1417 | 1417 | 1417 | 1417 | 1417 | 1417 | 1417
Battery Storage | Retrofit | 2017 | 755 | 755 | 755 | 755 | 755 | 755 | 755 | 755 | 755 | 755 | 755 | 755 | 755 | 755 | 755 | 755 | 755 | 755 | 755 | 755 | 755 | 755 | 755 | 755 | 755 | 755 | 755 | 755 | 755 | 755
Battery Storage | Retrofit | 2018 | 625 | 625 | 625 | 625 | 625 | 625 | 625 | 625 | 625 | 625 | 625 | 625 | 625 | 625 | 625 | 625 | 625 | 625 | 625 | 625 | 625 | 625 | 625 | 625 | 625 | 625 | 625 | 625 | 625 | 625
Battery Storage | Retrofit | 2019 | 589 | 589 | 589 | 589 | 589 | 589 | 589 | 589 | 589 | 589 | 589 | 589 | 589 | 589 | 589 | 589 | 589 | 589 | 589 | 589 | 589 | 589 | 589 | 589 | 589 | 589 | 589 | 589 | 589 | 589
Battery Storage | Retrofit | 2020 | 542.6422 | 542.6422 | 542.6422 | 542.6422 | 542.6422 | 542.6422 | 542.6422 | 542.6422 | 542.6422 | 542.6422 | 542.6422 | 542.6422 | 542.6422 | 542.6422 | 542.6422 | 542.6422 | 542.6422 | 542.6422 | 542.6422 | 542.6422 | 542.6422 | 542.6422 | 542.6422 | 542.6422 | 542.6422 | 542.6422 | 542.6422 | 542.6422 | 542.6422 | 542.6422
Battery Storage | Retrofit | 2021 | 513.3675 | 513.3675 | 513.3675 | 513.3675 | 513.3675 | 513.3675 | 513.3675 | 513.3675 | 513.3675 | 513.3675 | 513.3675 | 513.3675 | 513.3675 | 513.3675 | 513.3675 | 513.3675 | 513.3675 | 513.3675 | 513.3675 | 513.3675 | 513.3675 | 513.3675 | 513.3675 | 513.3675 | 513.3675 | 513.3675 | 513.3675 | 513.3675 | 513.3675 | 513.3675
Battery Storage | Retrofit | 2022 | 482.526 | 482.526 | 482.526 | 482.526 | 482.526 | 482.526 | 482.526 | 482.526 | 482.526 | 482.526 | 482.526 | 482.526 | 482.526 | 482.526 | 482.526 | 482.526 | 482.526 | 482.526 | 482.526 | 482.526 | 482.526 | 482.526 | 482.526 | 482.526 | 482.526 | 482.526 | 482.526 | 482.526 | 482.526 | 482.526
Battery Storage | Retrofit | 2023 | 455.2556 | 455.2556 | 455.2556 | 455.2556 | 455.2556 | 455.2556 | 455.2556 | 455.2556 | 455.2556 | 455.2556 | 455.2556 | 455.2556 | 455.2556 | 455.2556 | 455.2556 | 455.2556 | 455.2556 | 455.2556 | 455.2556 | 455.2556 | 455.2556 | 455.2556 | 455.2556 | 455.2556 | 455.2556 | 455.2556 | 455.2556 | 455.2556 | 455.2556 | 455.2556
Battery Storage | Retrofit | 2024 | 429.7197 | 429.7197 | 429.7197 | 429.7197 | 429.7197 | 429.7197 | 429.7197 | 429.7197 | 429.7197 | 429.7197 | 429.7197 | 429.7197 | 429.7197 | 429.7197 | 429.7197 | 429.7197 | 429.7197 | 429.7197 | 429.7197 | 429.7197 | 429.7197 | 429.7197 | 429.7197 | 429.7197 | 429.7197 | 429.7197 | 429.7197 | 429.7197 | 429.7197 | 429.7197
Battery Storage | Retrofit | 2025 | 404.1463 | 404.1463 | 404.1463 | 404.1463 | 404.1463 | 404.1463 | 404.1463 | 404.1463 | 404.1463 | 404.1463 | 404.1463 | 404.1463 | 404.1463 | 404.1463 | 404.1463 | 404.1463 | 404.1463 | 404.1463 | 404.1463 | 404.1463 | 404.1463 | 404.1463 | 404.1463 | 404.1463 | 404.1463 | 404.1463 | 404.1463 | 404.1463 | 404.1463 | 404.1463
Battery Storage | Retrofit | 2026 | 384.2851 | 384.2851 | 384.2851 | 384.2851 | 384.2851 | 384.2851 | 384.2851 | 384.2851 | 384.2851 | 384.2851 | 384.2851 | 384.2851 | 384.2851 | 384.2851 | 384.2851 | 384.2851 | 384.2851 | 384.2851 | 384.2851 | 384.2851 | 384.2851 | 384.2851 | 384.2851 | 384.2851 | 384.2851 | 384.2851 | 384.2851 | 384.2851 | 384.2851 | 384.2851
Battery Storage | Retrofit | 2027 | 366.0935 | 366.0935 | 366.0935 | 366.0935 | 366.0935 | 366.0935 | 366.0935 | 366.0935 | 366.0935 | 366.0935 | 366.0935 | 366.0935 | 366.0935 | 366.0935 | 366.0935 | 366.0935 | 366.0935 | 366.0935 | 366.0935 | 366.0935 | 366.0935 | 366.0935 | 366.0935 | 366.0935 | 366.0935 | 366.0935 | 366.0935 | 366.0935 | 366.0935 | 366.0935
Battery Storage | Retrofit | 2028 | 349.7248 | 349.7248 | 349.7248 | 349.7248 | 349.7248 | 349.7248 | 349.7248 | 349.7248 | 349.7248 | 349.7248 | 349.7248 | 349.7248 | 349.7248 | 349.7248 | 349.7248 | 349.7248 | 349.7248 | 349.7248 | 349.7248 | 349.7248 | 349.7248 | 349.7248 | 349.7248 | 349.7248 | 349.7248 | 349.7248 | 349.7248 | 349.7248 | 349.7248 | 349.7248
Battery Storage | Retrofit | 2029 | 333.7626 | 333.7626 | 333.7626 | 333.7626 | 333.7626 | 333.7626 | 333.7626 | 333.7626 | 333.7626 | 333.7626 | 333.7626 | 333.7626 | 333.7626 | 333.7626 | 333.7626 | 333.7626 | 333.7626 | 333.7626 | 333.7626 | 333.7626 | 333.7626 | 333.7626 | 333.7626 | 333.7626 | 333.7626 | 333.7626 | 333.7626 | 333.7626 | 333.7626 | 333.7626
Battery Storage | Retrofit | 2030 | 318.6297 | 318.6297 | 318.6297 | 318.6297 | 318.6297 | 318.6297 | 318.6297 | 318.6297 | 318.6297 | 318.6297 | 318.6297 | 318.6297 | 318.6297 | 318.6297 | 318.6297 | 318.6297 | 318.6297 | 318.6297 | 318.6297 | 318.6297 | 318.6297 | 318.6297 | 318.6297 | 318.6297 | 318.6297 | 318.6297 | 318.6297 | 318.6297 | 318.6297 | 318.6297
Battery Storage | Retrofit | 2031 | 314.0346 | 314.0346 | 314.0346 | 314.0346 | 314.0346 | 314.0346 | 314.0346 | 314.0346 | 314.0346 | 314.0346 | 314.0346 | 314.0346 | 314.0346 | 314.0346 | 314.0346 | 314.0346 | 314.0346 | 314.0346 | 314.0346 | 314.0346 | 314.0346 | 314.0346 | 314.0346 | 314.0346 | 314.0346 | 314.0346 | 314.0346 | 314.0346 | 314.0346 | 314.0346
Battery Storage | Retrofit | 2032 | 310.9717 | 310.9717 | 310.9717 | 310.9717 | 310.9717 | 310.9717 | 310.9717 | 310.9717 | 310.9717 | 310.9717 | 310.9717 | 310.9717 | 310.9717 | 310.9717 | 310.9717 | 310.9717 | 310.9717 | 310.9717 | 310.9717 | 310.9717 | 310.9717 | 310.9717 | 310.9717 | 310.9717 | 310.9717 | 310.9717 | 310.9717 | 310.9717 | 310.9717 | 310.9717
Battery Storage | Retrofit | 2033 | 306.3766 | 306.3766 | 306.3766 | 306.3766 | 306.3766 | 306.3766 | 306.3766 | 306.3766 | 306.3766 | 306.3766 | 306.3766 | 306.3766 | 306.3766 | 306.3766 | 306.3766 | 306.3766 | 306.3766 | 306.3766 | 306.3766 | 306.3766 | 306.3766 | 306.3766 | 306.3766 | 306.3766 | 306.3766 | 306.3766 | 306.3766 | 306.3766 | 306.3766 | 306.3766
Battery Storage | Retrofit | 2034 | 303.3134 | 303.3134 | 303.3134 | 303.3134 | 303.3134 | 303.3134 | 303.3134 | 303.3134 | 303.3134 | 303.3134 | 303.3134 | 303.3134 | 303.3134 | 303.3134 | 303.3134 | 303.3134 | 303.3134 | 303.3134 | 303.3134 | 303.3134 | 303.3134 | 303.3134 | 303.3134 | 303.3134 | 303.3134 | 303.3134 | 303.3134 | 303.3134 | 303.3134 | 303.3134
Battery Storage | Retrofit | 2035 | 298.7154 | 298.7154 | 298.7154 | 298.7154 | 298.7154 | 298.7154 | 298.7154 | 298.7154 | 298.7154 | 298.7154 | 298.7154 | 298.7154 | 298.7154 | 298.7154 | 298.7154 | 298.7154 | 298.7154 | 298.7154 | 298.7154 | 298.7154 | 298.7154 | 298.7154 | 298.7154 | 298.7154 | 298.7154 | 298.7154 | 298.7154 | 298.7154 | 298.7154 | 298.7154
Note on D35: [Threaded comment] Your version of Excel allows you to read this threaded comment; however, any edits to it will get removed if the file is opened in a newer version of Excel. Learn more: https://go.microsoft.com/fwlink/?linkid=870924 Comment: use California inputs for 2009-2014

## PV_PriceChangeRate
Title: | Rate of Change in PV Equipment Prices
Units: | fraction/year
Description: | The forecast rate of change in PV installation prices by scenario. These prices changes will occur after the base year selected for PV.
Source: | Historical data is only relevant up to 2018, after which generic forecasts are applied and are later overwritten in the model. [Solar]: DG Stats Database posted 6/30/2019. Tracking the Sun database posted 9/14/2018. https://emp.lbl.gov/sites/default/files/trackingthesun2018_data_public_4-oct-2018.zip. [Storage]: SGIP database posted 1/23/2019.
All Sectors à
PV Cost Scenario â | Higher Education | Hospitals | K-12 | LG_Air Transportation | LG_Art_Museum | LG_Assisted Living | LG_Community services | LG_Correctional Facility | LG_Government_Office | LG_Housing | LG_Library | LG_Other Transportation | LG_Police and Fire Department | LG_Recreational | LG_Water Supply & Waste Water | SA_Air Transportation | SA_Art_Museum | SA_Assisted Living | SA_Community services | SA_Correctional Facility | SA_Courthouse_Probation | SA_Government_Office | SA_Housing | SA_Library | SA_Other Transportation | SA_Police and Fire Department | SA_Recreational | SA_Water Supply & Waste Water | LG_Unique Education | SA_Unique Education | EV Combined
Low | -5.8% | -5.8% | -5.8% | -5.8% | -5.8% | -5.8% | -5.8% | -5.8% | -5.8% | -5.8% | -5.8% | -5.8% | -5.8% | -5.8% | -5.8% | -5.8% | -5.8% | -5.8% | -5.8% | -5.8% | -5.8% | -5.8% | -5.8% | -5.8% | -5.8% | -5.8% | -5.8% | -5.8% | -5.8% | -5.8%
Medium | -4.2% | -4.2% | -4.2% | -4.2% | -4.2% | -4.2% | -4.2% | -4.2% | -4.2% | -4.2% | -4.2% | -4.2% | -4.2% | -4.2% | -4.2% | -4.2% | -4.2% | -4.2% | -4.2% | -4.2% | -4.2% | -4.2% | -4.2% | -4.2% | -4.2% | -4.2% | -4.2% | -4.2% | -4.2% | -4.2%
High | -2.9% | -2.9% | -2.9% | -2.9% | -2.9% | -2.9% | -2.9% | -2.9% | -2.9% | -2.9% | -2.9% | -2.9% | -2.9% | -2.9% | -2.9% | -2.9% | -2.9% | -2.9% | -2.9% | -2.9% | -2.9% | -2.9% | -2.9% | -2.9% | -2.9% | -2.9% | -2.9% | -2.9% | -2.9% | -2.9%

## Equip_Lifetime
Title: | Equipment Lifetimes
Units: | years
Description: | The useful lifetime of PV and storage equipment.
Source:
Equipment Type â | Lifetime
Solar PV | 20
Battery Storage | 10

## OM_Cost
Title: | Operation and Maintenance Costs | [29 empty] | CHECK for battery storage O&M cost! The original cost is $0.43/kWh….
Units: | [Solar]: $/yr-kW-DC. [Storage]: $/yr-kWh.
Description: | The operation and maintenance cost of solar and storage systems. Solar costs include inverter replacement. Cost adjusted to represent 2021 USD dollars.
Source: | Annual Technology Baseline from NREL (2021) ([Solar]: https://atb.nrel.gov/electricity/2021/commercial_pv; [storage]: https://atb.nrel.gov/electricity/2021/commercial_battery_storage)
All Sectors à
Equipment Type â | Higher Education | Hospitals | K-12 | LG_Air Transportation | LG_Art_Museum | LG_Assisted Living | LG_Community services | LG_Correctional Facility | LG_Government_Office | LG_Housing | LG_Library | LG_Other Transportation | LG_Police and Fire Department | LG_Recreational | LG_Water Supply & Waste Water | SA_Air Transportation | SA_Art_Museum | SA_Assisted Living | SA_Community services | SA_Correctional Facility | SA_Courthouse_Probation | SA_Government_Office | SA_Housing | SA_Library | SA_Other Transportation | SA_Police and Fire Department | SA_Recreational | SA_Water Supply & Waste Water | LG_Unique Education | SA_Unique Education | Reference: |  | * The cost values are 2019 US dollars, need to account for inflation rate to adjust for 2021 US dollars. | [9 empty] | Reference: | [11 empty] | Dollars Adjustment:
Solar PV | 19.1744 | 19.1744 | 19.1744 | 19.1744 | 19.1744 | 19.1744 | 19.1744 | 19.1744 | 19.1744 | 19.1744 | 19.1744 | 19.1744 | 19.1744 | 19.1744 | 19.1744 | 19.1744 | 19.1744 | 19.1744 | 19.1744 | 19.1744 | 19.1744 | 19.1744 | 19.1744 | 19.1744 | 19.1744 | 19.1744 | 19.1744 | 19.1744 | 19.1744 | 19.1744 | Commercial PV from NREL projections: | [11 empty] | Commercial Battery Storage from NREL projections: | [11 empty] | https://www.in2013dollars.com/us/inflation/2019?amount=1
Battery Storage | 12.6295 | 12.6295 | 12.6295 | 12.6295 | 12.6295 | 12.6295 | 12.6295 | 12.6295 | 12.6295 | 12.6295 | 12.6295 | 12.6295 | 12.6295 | 12.6295 | 12.6295 | 12.6295 | 12.6295 | 12.6295 | 12.6295 | 12.6295 | 12.6295 | 12.6295 | 12.6295 | 12.6295 | 12.6295 | 12.6295 | 12.6295 | 12.6295 | 12.6295 | 12.6295 | https://atb.nrel.gov/electricity/2021/commercial_pv | [11 empty] | https://atb.nrel.gov/electricity/2021/commercial_battery_storage
[31 empty] | Metric with Units | Technology | Core Metric Case | Core Metric Variable | Measure Names | Scenario | Techdetail | AGG(ATTR(Round([Value],3))) | AGG(ATTR(ROUND([Value],3))) | ATTR(Alias) | ATTR(Crpyears) | ATTR(Technology) | Summary
[31 empty] | Fixed O&M ($/KW-yr) | Commercial PV | Market + Policies | 2019 | ATTR(Round([Value],3)) | Conservative | Class5 | 19.268 | Null | Commercial PV Class 5 | 20 | Commercial PV | Metric with Units | Technology | Core Metric Case | Core Metric Variable | Measure Names | Scenario | Techdetail | AGG(ATTR(Round([Value],3))) | AGG(ATTR(ROUND([Value],3))) | ATTR(Alias) | ATTR(Crpyears) | ATTR(Technology)
[31 empty] | Fixed O&M ($/KW-yr) | Commercial PV | Market + Policies | 2020 | ATTR(Round([Value],3)) | Conservative | Class5 | 18.55 | Null | Commercial PV Class 5 | 20 | Commercial PV | Fixed O&M ($/KW-yr) | Commercial Battery Storage | Market + Policies | 2019 | ATTR(Round([Value],3)) | Conservative | 4Hr Battery Storage | 49.363 | Null | Commercial Battery Storage 4Hr | 30 | Commercial Battery Storage
[31 empty] | Fixed O&M ($/KW-yr) | Commercial PV | Market + Policies | 2021 | ATTR(Round([Value],3)) | Conservative | Class5 | 18.311 | Null | Commercial PV Class 5 | 20 | Commercial PV | Fixed O&M ($/KW-yr) | Commercial Battery Storage | Market + Policies | 2020 | ATTR(Round([Value],3)) | Conservative | 4Hr Battery Storage | 48.07 | Null | Commercial Battery Storage 4Hr | 30 | Commercial Battery Storage
[31 empty] | Fixed O&M ($/KW-yr) | Commercial PV | Market + Policies | 2022 | ATTR(Round([Value],3)) | Conservative | Class5 | 18.072 | Null | Commercial PV Class 5 | 20 | Commercial PV | Fixed O&M ($/KW-yr) | Commercial Battery Storage | Market + Policies | 2021 | ATTR(Round([Value],3)) | Conservative | 4Hr Battery Storage | 46.776 | Null | Commercial Battery Storage 4Hr | 30 | Commercial Battery Storage
[31 empty] | Fixed O&M ($/KW-yr) | Commercial PV | Market + Policies | 2023 | ATTR(Round([Value],3)) | Conservative | Class5 | 17.833 | Null | Commercial PV Class 5 | 20 | Commercial PV | Fixed O&M ($/KW-yr) | Commercial Battery Storage | Market + Policies | 2022 | ATTR(Round([Value],3)) | Conservative | 4Hr Battery Storage | 45.483 | Null | Commercial Battery Storage 4Hr | 30 | Commercial Battery Storage
[31 empty] | Fixed O&M ($/KW-yr) | Commercial PV | Market + Policies | 2024 | ATTR(Round([Value],3)) | Conservative | Class5 | 17.594 | Null | Commercial PV Class 5 | 20 | Commercial PV | Fixed O&M ($/KW-yr) | Commercial Battery Storage | Market + Policies | 2023 | ATTR(Round([Value],3)) | Conservative | 4Hr Battery Storage | 44.189 | Null | Commercial Battery Storage 4Hr | 30 | Commercial Battery Storage
[31 empty] | Fixed O&M ($/KW-yr) | Commercial PV | Market + Policies | 2025 | ATTR(Round([Value],3)) | Conservative | Class5 | 17.355 | Null | Commercial PV Class 5 | 20 | Commercial PV | Fixed O&M ($/KW-yr) | Commercial Battery Storage | Market + Policies | 2024 | ATTR(Round([Value],3)) | Conservative | 4Hr Battery Storage | 42.896 | Null | Commercial Battery Storage 4Hr | 30 | Commercial Battery Storage
[31 empty] | Fixed O&M ($/KW-yr) | Commercial PV | Market + Policies | 2026 | ATTR(Round([Value],3)) | Conservative | Class5 | 17.116 | Null | Commercial PV Class 5 | 20 | Commercial PV | Fixed O&M ($/KW-yr) | Commercial Battery Storage | Market + Policies | 2025 | ATTR(Round([Value],3)) | Conservative | 4Hr Battery Storage | 41.602 | Null | Commercial Battery Storage 4Hr | 30 | Commercial Battery Storage
[31 empty] | Fixed O&M ($/KW-yr) | Commercial PV | Market + Policies | 2027 | ATTR(Round([Value],3)) | Conservative | Class5 | 16.877 | Null | Commercial PV Class 5 | 20 | Commercial PV | Fixed O&M ($/KW-yr) | Commercial Battery Storage | Market + Policies | 2026 | ATTR(Round([Value],3)) | Conservative | 4Hr Battery Storage | 40.631 | Null | Commercial Battery Storage 4Hr | 30 | Commercial Battery Storage
[31 empty] | Fixed O&M ($/KW-yr) | Commercial PV | Market + Policies | 2028 | ATTR(Round([Value],3)) | Conservative | Class5 | 16.638 | Null | Commercial PV Class 5 | 20 | Commercial PV | Fixed O&M ($/KW-yr) | Commercial Battery Storage | Market + Policies | 2027 | ATTR(Round([Value],3)) | Conservative | 4Hr Battery Storage | 39.659 | Null | Commercial Battery Storage 4Hr | 30 | Commercial Battery Storage
[31 empty] | Fixed O&M ($/KW-yr) | Commercial PV | Market + Policies | 2029 | ATTR(Round([Value],3)) | Conservative | Class5 | 16.399 | Null | Commercial PV Class 5 | 20 | Commercial PV | Fixed O&M ($/KW-yr) | Commercial Battery Storage | Market + Policies | 2028 | ATTR(Round([Value],3)) | Conservative | 4Hr Battery Storage | 38.688 | Null | Commercial Battery Storage 4Hr | 30 | Commercial Battery Storage
[31 empty] | Fixed O&M ($/KW-yr) | Commercial PV | Market + Policies | 2030 | ATTR(Round([Value],3)) | Conservative | Class5 | 16.16 | Null | Commercial PV Class 5 | 20 | Commercial PV | Fixed O&M ($/KW-yr) | Commercial Battery Storage | Market + Policies | 2029 | ATTR(Round([Value],3)) | Conservative | 4Hr Battery Storage | 37.716 | Null | Commercial Battery Storage 4Hr | 30 | Commercial Battery Storage
[31 empty] | Fixed O&M ($/KW-yr) | Commercial PV | Market + Policies | 2031 | ATTR(Round([Value],3)) | Conservative | Class5 | 15.931 | Null | Commercial PV Class 5 | 20 | Commercial PV | Fixed O&M ($/KW-yr) | Commercial Battery Storage | Market + Policies | 2030 | ATTR(Round([Value],3)) | Conservative | 4Hr Battery Storage | 36.745 | Null | Commercial Battery Storage 4Hr | 30 | Commercial Battery Storage
[31 empty] | Fixed O&M ($/KW-yr) | Commercial PV | Market + Policies | 2032 | ATTR(Round([Value],3)) | Conservative | Class5 | 15.703 | Null | Commercial PV Class 5 | 20 | Commercial PV | Fixed O&M ($/KW-yr) | Commercial Battery Storage | Market + Policies | 2031 | ATTR(Round([Value],3)) | Conservative | 4Hr Battery Storage | 36.286 | Null | Commercial Battery Storage 4Hr | 30 | Commercial Battery Storage
[31 empty] | Fixed O&M ($/KW-yr) | Commercial PV | Market + Policies | 2033 | ATTR(Round([Value],3)) | Conservative | Class5 | 15.475 | Null | Commercial PV Class 5 | 20 | Commercial PV | Fixed O&M ($/KW-yr) | Commercial Battery Storage | Market + Policies | 2032 | ATTR(Round([Value],3)) | Conservative | 4Hr Battery Storage | 35.826 | Null | Commercial Battery Storage 4Hr | 30 | Commercial Battery Storage
[31 empty] | Fixed O&M ($/KW-yr) | Commercial PV | Market + Policies | 2034 | ATTR(Round([Value],3)) | Conservative | Class5 | 15.246 | Null | Commercial PV Class 5 | 20 | Commercial PV | Fixed O&M ($/KW-yr) | Commercial Battery Storage | Market + Policies | 2033 | ATTR(Round([Value],3)) | Conservative | 4Hr Battery Storage | 35.367 | Null | Commercial Battery Storage 4Hr | 30 | Commercial Battery Storage
[31 empty] | Fixed O&M ($/KW-yr) | Commercial PV | Market + Policies | 2035 | ATTR(Round([Value],3)) | Conservative | Class5 | 15.018 | Null | Commercial PV Class 5 | 20 | Commercial PV | Fixed O&M ($/KW-yr) | Commercial Battery Storage | Market + Policies | 2034 | ATTR(Round([Value],3)) | Conservative | 4Hr Battery Storage | 34.908 | Null | Commercial Battery Storage 4Hr | 30 | Commercial Battery Storage
[31 empty] | Fixed O&M ($/KW-yr) | Commercial PV | Market + Policies | 2036 | ATTR(Round([Value],3)) | Conservative | Class5 | 14.79 | Null | Commercial PV Class 5 | 20 | Commercial PV | Fixed O&M ($/KW-yr) | Commercial Battery Storage | Market + Policies | 2035 | ATTR(Round([Value],3)) | Conservative | 4Hr Battery Storage | 34.449 | Null | Commercial Battery Storage 4Hr | 30 | Commercial Battery Storage
[31 empty] | Fixed O&M ($/KW-yr) | Commercial PV | Market + Policies | 2037 | ATTR(Round([Value],3)) | Conservative | Class5 | 14.562 | Null | Commercial PV Class 5 | 20 | Commercial PV | Fixed O&M ($/KW-yr) | Commercial Battery Storage | Market + Policies | 2036 | ATTR(Round([Value],3)) | Conservative | 4Hr Battery Storage | 33.989 | Null | Commercial Battery Storage 4Hr | 30 | Commercial Battery Storage
[31 empty] | Fixed O&M ($/KW-yr) | Commercial PV | Market + Policies | 2038 | ATTR(Round([Value],3)) | Conservative | Class5 | 14.333 | Null | Commercial PV Class 5 | 20 | Commercial PV | Fixed O&M ($/KW-yr) | Commercial Battery Storage | Market + Policies | 2037 | ATTR(Round([Value],3)) | Conservative | 4Hr Battery Storage | 33.53 | Null | Commercial Battery Storage 4Hr | 30 | Commercial Battery Storage
[31 empty] | Fixed O&M ($/KW-yr) | Commercial PV | Market + Policies | 2039 | ATTR(Round([Value],3)) | Conservative | Class5 | 14.105 | Null | Commercial PV Class 5 | 20 | Commercial PV | Fixed O&M ($/KW-yr) | Commercial Battery Storage | Market + Policies | 2038 | ATTR(Round([Value],3)) | Conservative | 4Hr Battery Storage | 33.071 | Null | Commercial Battery Storage 4Hr | 30 | Commercial Battery Storage
[31 empty] | Fixed O&M ($/KW-yr) | Commercial PV | Market + Policies | 2040 | ATTR(Round([Value],3)) | Conservative | Class5 | 13.877 | Null | Commercial PV Class 5 | 20 | Commercial PV | Fixed O&M ($/KW-yr) | Commercial Battery Storage | Market + Policies | 2039 | ATTR(Round([Value],3)) | Conservative | 4Hr Battery Storage | 32.611 | Null | Commercial Battery Storage 4Hr | 30 | Commercial Battery Storage
[31 empty] | Fixed O&M ($/KW-yr) | Commercial PV | Market + Policies | 2041 | ATTR(Round([Value],3)) | Conservative | Class5 | 13.648 | Null | Commercial PV Class 5 | 20 | Commercial PV | Fixed O&M ($/KW-yr) | Commercial Battery Storage | Market + Policies | 2040 | ATTR(Round([Value],3)) | Conservative | 4Hr Battery Storage | 32.152 | Null | Commercial Battery Storage 4Hr | 30 | Commercial Battery Storage
[31 empty] | Fixed O&M ($/KW-yr) | Commercial PV | Market + Policies | 2042 | ATTR(Round([Value],3)) | Conservative | Class5 | 13.42 | Null | Commercial PV Class 5 | 20 | Commercial PV | Fixed O&M ($/KW-yr) | Commercial Battery Storage | Market + Policies | 2041 | ATTR(Round([Value],3)) | Conservative | 4Hr Battery Storage | 31.693 | Null | Commercial Battery Storage 4Hr | 30 | Commercial Battery Storage
[31 empty] | Fixed O&M ($/KW-yr) | Commercial PV | Market + Policies | 2043 | ATTR(Round([Value],3)) | Conservative | Class5 | 13.192 | Null | Commercial PV Class 5 | 20 | Commercial PV | Fixed O&M ($/KW-yr) | Commercial Battery Storage | Market + Policies | 2042 | ATTR(Round([Value],3)) | Conservative | 4Hr Battery Storage | 31.233 | Null | Commercial Battery Storage 4Hr | 30 | Commercial Battery Storage
[31 empty] | Fixed O&M ($/KW-yr) | Commercial PV | Market + Policies | 2044 | ATTR(Round([Value],3)) | Conservative | Class5 | 12.964 | Null | Commercial PV Class 5 | 20 | Commercial PV | Fixed O&M ($/KW-yr) | Commercial Battery Storage | Market + Policies | 2043 | ATTR(Round([Value],3)) | Conservative | 4Hr Battery Storage | 30.774 | Null | Commercial Battery Storage 4Hr | 30 | Commercial Battery Storage
[31 empty] | Fixed O&M ($/KW-yr) | Commercial PV | Market + Policies | 2045 | ATTR(Round([Value],3)) | Conservative | Class5 | 12.735 | Null | Commercial PV Class 5 | 20 | Commercial PV | Fixed O&M ($/KW-yr) | Commercial Battery Storage | Market + Policies | 2044 | ATTR(Round([Value],3)) | Conservative | 4Hr Battery Storage | 30.315 | Null | Commercial Battery Storage 4Hr | 30 | Commercial Battery Storage
[31 empty] | Fixed O&M ($/KW-yr) | Commercial PV | Market + Policies | 2046 | ATTR(Round([Value],3)) | Conservative | Class5 | 12.507 | Null | Commercial PV Class 5 | 20 | Commercial PV | Fixed O&M ($/KW-yr) | Commercial Battery Storage | Market + Policies | 2045 | ATTR(Round([Value],3)) | Conservative | 4Hr Battery Storage | 29.855 | Null | Commercial Battery Storage 4Hr | 30 | Commercial Battery Storage
[31 empty] | Fixed O&M ($/KW-yr) | Commercial PV | Market + Policies | 2047 | ATTR(Round([Value],3)) | Conservative | Class5 | 12.279 | Null | Commercial PV Class 5 | 20 | Commercial PV | Fixed O&M ($/KW-yr) | Commercial Battery Storage | Market + Policies | 2046 | ATTR(Round([Value],3)) | Conservative | 4Hr Battery Storage | 29.396 | Null | Commercial Battery Storage 4Hr | 30 | Commercial Battery Storage
[31 empty] | Fixed O&M ($/KW-yr) | Commercial PV | Market + Policies | 2048 | ATTR(Round([Value],3)) | Conservative | Class5 | 12.05 | Null | Commercial PV Class 5 | 20 | Commercial PV | Fixed O&M ($/KW-yr) | Commercial Battery Storage | Market + Policies | 2047 | ATTR(Round([Value],3)) | Conservative | 4Hr Battery Storage | 28.937 | Null | Commercial Battery Storage 4Hr | 30 | Commercial Battery Storage
[31 empty] | Fixed O&M ($/KW-yr) | Commercial PV | Market + Policies | 2049 | ATTR(Round([Value],3)) | Conservative | Class5 | 11.822 | Null | Commercial PV Class 5 | 20 | Commercial PV | Fixed O&M ($/KW-yr) | Commercial Battery Storage | Market + Policies | 2048 | ATTR(Round([Value],3)) | Conservative | 4Hr Battery Storage | 28.477 | Null | Commercial Battery Storage 4Hr | 30 | Commercial Battery Storage
[31 empty] | Fixed O&M ($/KW-yr) | Commercial PV | Market + Policies | 2050 | ATTR(Round([Value],3)) | Conservative | Class5 | 11.594 | Null | Commercial PV Class 5 | 20 | Commercial PV | Fixed O&M ($/KW-yr) | Commercial Battery Storage | Market + Policies | 2049 | ATTR(Round([Value],3)) | Conservative | 4Hr Battery Storage | 28.018 | Null | Commercial Battery Storage 4Hr | 30 | Commercial Battery Storage
[31 empty] | Fixed O&M ($/KW-yr) | Commercial PV | Market + Policies | 2050 | ATTR(ROUND([Value],3)) | Conservative | Class5 | Null | 11.594 | Commercial PV Class 5 | 20 | Commercial PV | Fixed O&M ($/KW-yr) | Commercial Battery Storage | Market + Policies | 2050 | ATTR(Round([Value],3)) | Conservative | 4Hr Battery Storage | 27.559 | Null | Commercial Battery Storage 4Hr | 30 | Commercial Battery Storage
[31 empty] | * The cost values are 2020 US dollars, need to account for inflation rate to adjust for 2021 US dollars. | [11 empty] | Energy Storage Technology and Cost Characteriation Report. U.S. Department of Energy (July 2019)
[31 empty] | U.S. Solar Photovoltaic System and Energy Storage Cost Benchmark: Q1 2020 (Jan 2021) | [11 empty] | https://www.energy.gov/sites/prod/files/2019/07/f65/Storage%20Cost%20and%20Performance%20Characterization%20Report_Final.pdf
https://www.nrel.gov/docs/fy22osti/80694.pdf

## Interconn_Fee
Title: | Interconnect Fees
Units: | $
Description: | A one-time expense to interconnect a solar PV system.
Source: | Historical data is only relevant up to 2018, after which generic forecasts are applied and are later overwritten in the model. [Solar]: DG Stats Database posted 6/30/2019. Tracking the Sun database posted 9/14/2018. https://emp.lbl.gov/sites/default/files/trackingthesun2018_data_public_4-oct-2018.zip. [Storage]: SGIP database posted 1/23/2019.
PV Static Time â | Interconnect Fee
2009 | 0
2010 | 0
2011 | 0
2012 | 0
2013 | 0
2014 | 0
2015 | 0
2016 | 0
2017 | 132
2018 | 132
2019 | 132
2020 | 132
2021 | 132
2022 | 132
2023 | 132
2024 | 132
2025 | 132
2026 | 132
2027 | 132
2028 | 132
2029 | 132
2030 | 132
2031 | 132
2032 | 132
2033 | 132
2034 | 132
2035 | 132

## NewConstr_Suitability
Title: | New Construction Suitability
Units: | fraction
Description: | The percentage of new construction homes suitable for PV systems.
Source: | Historical data is only relevant up to 2018, after which generic forecasts are applied and are later overwritten in the model. [Solar]: DG Stats Database posted 6/30/2019. Tracking the Sun database posted 9/14/2018. https://emp.lbl.gov/sites/default/files/trackingthesun2018_data_public_4-oct-2018.zip. [Storage]: SGIP database posted 1/23/2019.
All Sectors à
New Construction Suitability Scenario â | Higher Education | Hospitals | K-12 | LG_Air Transportation | LG_Art_Museum | LG_Assisted Living | LG_Community services | LG_Correctional Facility | LG_Government_Office | LG_Housing | LG_Library | LG_Other Transportation | LG_Police and Fire Department | LG_Recreational | LG_Water Supply & Waste Water | SA_Air Transportation | SA_Art_Museum | SA_Assisted Living | SA_Community services | SA_Correctional Facility | SA_Courthouse_Probation | SA_Government_Office | SA_Housing | SA_Library | SA_Other Transportation | SA_Police and Fire Department | SA_Recreational | SA_Water Supply & Waste Water | LG_Unique Education | SA_Unique Education | EV Combined
Low | 100% | 100% | 100% | 100% | 100% | 100% | 100% | 100% | 100% | 100% | 100% | 100% | 100% | 100% | 100% | 100% | 100% | 100% | 100% | 100% | 100% | 100% | 100% | 100% | 100% | 100% | 100% | 100% | 100% | 100% | 100%
Medium | 100% | 100% | 100% | 100% | 100% | 100% | 100% | 100% | 100% | 100% | 100% | 100% | 100% | 100% | 100% | 100% | 100% | 100% | 100% | 100% | 100% | 100% | 100% | 100% | 100% | 100% | 100% | 100% | 100% | 100% | 100%
High | 100% | 100% | 100% | 100% | 100% | 100% | 100% | 100% | 100% | 100% | 100% | 100% | 100% | 100% | 100% | 100% | 100% | 100% | 100% | 100% | 100% | 100% | 100% | 100% | 100% | 100% | 100% | 100% | 100% | 100% | 100%

## PV_Power_Density
Title: | Power Density
Units: | W-DC/m2
Description: | The power density of common solar PV modules.
Source: | Assumption used in NREL's study for Rooftop Solar PV TP in the US (2016). https://data.nrel.gov/submissions/121
All Sectors â | Power Density
Higher Education | 160
Hospitals | 160
K-12 | 160
LG_Air Transportation | 160
LG_Art_Museum | 160
LG_Assisted Living | 160
LG_Community services | 160
LG_Correctional Facility | 160
LG_Government_Office | 160
LG_Housing | 160
LG_Library | 160
LG_Other Transportation | 160
LG_Police and Fire Department | 160
LG_Recreational | 160
LG_Water Supply & Waste Water | 160
SA_Air Transportation | 160
SA_Art_Museum | 160
SA_Assisted Living | 160
SA_Community services | 160
SA_Correctional Facility | 160
SA_Courthouse_Probation | 160
SA_Government_Office | 160
SA_Housing | 160
SA_Library | 160
SA_Other Transportation | 160
SA_Police and Fire Department | 160
SA_Recreational | 160
SA_Water Supply & Waste Water | 160
LG_Unique Education | 160
SA_Unique Education | 160

## PV_Scale_Load
Title: | Scale Load by % Covered by Solar
Units: | fraction, binary
Description: | A scaling factor used to scale the customer load. Load is scaled to ensure that historically observed PV system sizes produce some percentage (as specified in Energy Met by Solar) of the total customer load.
Source: | N/A
Solar Scaling Param à
Units: | Fraction | Binary
All Sectors â | Fraction of Load Covered by PV | Is Load Adjusted by Fraction Covered?
Higher Education | 0 | 0
Hospitals | 0 | 0
K-12 | 0 | 0
LG_Air Transportation | 0 | 0
LG_Art_Museum | 0 | 0
LG_Assisted Living | 0 | 0
LG_Community services | 0 | 0
LG_Correctional Facility | 0 | 0
LG_Government_Office | 0 | 0
LG_Housing | 0 | 0
LG_Library | 0 | 0
LG_Other Transportation | 0 | 0
LG_Police and Fire Department | 0 | 0
LG_Recreational | 0 | 0
LG_Water Supply & Waste Water | 0 | 0
SA_Air Transportation | 0 | 0
SA_Art_Museum | 0 | 0
SA_Assisted Living | 0 | 0
SA_Community services | 0 | 0
SA_Correctional Facility | 0 | 0
SA_Courthouse_Probation | 0 | 0
SA_Government_Office | 0 | 0
SA_Housing | 0 | 0
SA_Library | 0 | 0
SA_Other Transportation | 0 | 0
SA_Police and Fire Department | 0 | 0
SA_Recreational | 0 | 0
SA_Water Supply & Waste Water | 0 | 0
LG_Unique Education | 0 | 0
SA_Unique Education | 0 | 0
EV Combined | 0 | 0

## PV_Pct_by_RoofType
Title: | Percent of Buildings by Roof Type
Units: | fraction
Description: | The percentage of buildings have a given roof type.
Source: | Assume all the suitable rooftop area is flat, so numbers are all 100% for flat. Need to update if the assumption is changed.
Roof Type à
All Sectors â | Flat | Tilted
Higher Education | 1 | 0
Hospitals | 1 | 0
K-12 | 1 | 0
LG_Air Transportation | 1 | 0
LG_Art_Museum | 1 | 0
LG_Assisted Living | 1 | 0
LG_Community services | 1 | 0
LG_Correctional Facility | 1 | 0
LG_Government_Office | 1 | 0
LG_Housing | 1 | 0
LG_Library | 1 | 0
LG_Other Transportation | 1 | 0
LG_Police and Fire Department | 1 | 0
LG_Recreational | 1 | 0
LG_Water Supply & Waste Water | 1 | 0
SA_Air Transportation | 1 | 0
SA_Art_Museum | 1 | 0
SA_Assisted Living | 1 | 0
SA_Community services | 1 | 0
SA_Correctional Facility | 1 | 0
SA_Courthouse_Probation | 1 | 0
SA_Government_Office | 1 | 0
SA_Housing | 1 | 0
SA_Library | 1 | 0
SA_Other Transportation | 1 | 0
SA_Police and Fire Department | 1 | 0
SA_Recreational | 1 | 0
SA_Water Supply & Waste Water | 1 | 0
LG_Unique Education | 1 | 0
SA_Unique Education | 1 | 0

## Stock_Basis
Title: | Stock Basis
Units:
Description: | Select the units basis used for each PV sector. Selecting "buildings" will use Lidar suitability specific to buildings, while selecting "m2 of roofspace" will use Lidar suitability specific to roofspace.
Source: | Assumption used in NREL's study for Rooftop Solar PV TP in the US (2016). https://data.nrel.gov/submissions/121
All Sectors â | Stock Basis
Higher Education | m2 of Roofspace
Hospitals | m2 of Roofspace
K-12 | m2 of Roofspace
LG_Air Transportation | m2 of Roofspace
LG_Art_Museum | m2 of Roofspace
LG_Assisted Living | m2 of Roofspace
LG_Community services | m2 of Roofspace
LG_Correctional Facility | m2 of Roofspace
LG_Government_Office | m2 of Roofspace
LG_Housing | m2 of Roofspace
LG_Library | m2 of Roofspace
LG_Other Transportation | m2 of Roofspace
LG_Police and Fire Department | m2 of Roofspace
LG_Recreational | m2 of Roofspace
LG_Water Supply & Waste Water | m2 of Roofspace
SA_Air Transportation | m2 of Roofspace
SA_Art_Museum | m2 of Roofspace
SA_Assisted Living | m2 of Roofspace
SA_Community services | m2 of Roofspace
SA_Correctional Facility | m2 of Roofspace
SA_Courthouse_Probation | m2 of Roofspace
SA_Government_Office | m2 of Roofspace
SA_Housing | m2 of Roofspace
SA_Library | m2 of Roofspace
SA_Other Transportation | m2 of Roofspace
SA_Police and Fire Department | m2 of Roofspace
SA_Recreational | m2 of Roofspace
SA_Water Supply & Waste Water | m2 of Roofspace
LG_Unique Education | m2 of Roofspace
SA_Unique Education | m2 of Roofspace

## PV_NewConstr_Size
Title: | Solar PV System Size for Residential New Construction
Units: | kW-DC/system
Description: | The assumed system size for new construction, if forced. Enter zero if this is not applicable. Enter any date in form MM/DD/YYYY after the latest simulation date if not applicable
Source:
NewConstr_Code_Param à
PV Climate Zones â | All_Sectors | Code Compliance Date | Forced System Size (kW DC), if applicable
Upstate_cz | Higher Education | 2055-01-01 | 0
Upstate_cz | Hospitals | 2055-01-01 | 0
Upstate_cz | K-12 | 2055-01-01 | 0
Upstate_cz | LG_Air Transportation | 2055-01-01 | 0
Upstate_cz | LG_Art_Museum | 2055-01-01 | 0
Upstate_cz | LG_Assisted Living | 2055-01-01 | 0
Upstate_cz | LG_Community services | 2055-01-01 | 0
Upstate_cz | LG_Correctional Facility | 2055-01-01 | 0
Upstate_cz | LG_Government_Office | 2055-01-01 | 0
Upstate_cz | LG_Housing | 2055-01-01 | 0
Upstate_cz | LG_Library | 2055-01-01 | 0
Upstate_cz | LG_Other Transportation | 2055-01-01 | 0
Upstate_cz | LG_Police and Fire Department | 2055-01-01 | 0
Upstate_cz | LG_Recreational | 2055-01-01 | 0
Upstate_cz | LG_Water Supply & Waste Water | 2055-01-01 | 0
Upstate_cz | SA_Air Transportation | 2055-01-01 | 0
Upstate_cz | SA_Art_Museum | 2055-01-01 | 0
Upstate_cz | SA_Assisted Living | 2055-01-01 | 0
Upstate_cz | SA_Community services | 2055-01-01 | 0
Upstate_cz | SA_Correctional Facility | 2055-01-01 | 0
Upstate_cz | SA_Courthouse_Probation | 2055-01-01 | 0
Upstate_cz | SA_Government_Office | 2055-01-01 | 0
Upstate_cz | SA_Housing | 2055-01-01 | 0
Upstate_cz | SA_Library | 2055-01-01 | 0
Upstate_cz | SA_Other Transportation | 2055-01-01 | 0
Upstate_cz | SA_Police and Fire Department | 2055-01-01 | 0
Upstate_cz | SA_Recreational | 2055-01-01 | 0
Upstate_cz | SA_Water Supply & Waste Water | 2055-01-01 | 0
Upstate_cz | LG_Unique Education | 2055-01-01 | 0
Upstate_cz | SA_Unique Education | 2055-01-01 | 0
Downstate_cz | Higher Education | 2055-01-01 | 0
Downstate_cz | Hospitals | 2055-01-01 | 0
Downstate_cz | K-12 | 2055-01-01 | 0
Downstate_cz | LG_Air Transportation | 2055-01-01 | 0
Downstate_cz | LG_Art_Museum | 2055-01-01 | 0
Downstate_cz | LG_Assisted Living | 2055-01-01 | 0
Downstate_cz | LG_Community services | 2055-01-01 | 0
Downstate_cz | LG_Correctional Facility | 2055-01-01 | 0
Downstate_cz | LG_Government_Office | 2055-01-01 | 0
Downstate_cz | LG_Housing | 2055-01-01 | 0
Downstate_cz | LG_Library | 2055-01-01 | 0
Downstate_cz | LG_Other Transportation | 2055-01-01 | 0
Downstate_cz | LG_Police and Fire Department | 2055-01-01 | 0
Downstate_cz | LG_Recreational | 2055-01-01 | 0
Downstate_cz | LG_Water Supply & Waste Water | 2055-01-01 | 0
Downstate_cz | SA_Air Transportation | 2055-01-01 | 0
Downstate_cz | SA_Art_Museum | 2055-01-01 | 0
Downstate_cz | SA_Assisted Living | 2055-01-01 | 0
Downstate_cz | SA_Community services | 2055-01-01 | 0
Downstate_cz | SA_Correctional Facility | 2055-01-01 | 0
Downstate_cz | SA_Courthouse_Probation | 2055-01-01 | 0
Downstate_cz | SA_Government_Office | 2055-01-01 | 0
Downstate_cz | SA_Housing | 2055-01-01 | 0
Downstate_cz | SA_Library | 2055-01-01 | 0
Downstate_cz | SA_Other Transportation | 2055-01-01 | 0
Downstate_cz | SA_Police and Fire Department | 2055-01-01 | 0
Downstate_cz | SA_Recreational | 2055-01-01 | 0
Downstate_cz | SA_Water Supply & Waste Water | 2055-01-01 | 0
Downstate_cz | LG_Unique Education | 2055-01-01 | 0
Downstate_cz | SA_Unique Education | 2055-01-01 | 0
Long Island/Hudson Valley_cz | Higher Education | 2055-01-01 | 0
Long Island/Hudson Valley_cz | Hospitals | 2055-01-01 | 0
Long Island/Hudson Valley_cz | K-12 | 2055-01-01 | 0
Long Island/Hudson Valley_cz | LG_Air Transportation | 2055-01-01 | 0
Long Island/Hudson Valley_cz | LG_Art_Museum | 2055-01-01 | 0
Long Island/Hudson Valley_cz | LG_Assisted Living | 2055-01-01 | 0
Long Island/Hudson Valley_cz | LG_Community services | 2055-01-01 | 0
Long Island/Hudson Valley_cz | LG_Correctional Facility | 2055-01-01 | 0
Long Island/Hudson Valley_cz | LG_Government_Office | 2055-01-01 | 0
Long Island/Hudson Valley_cz | LG_Housing | 2055-01-01 | 0
Long Island/Hudson Valley_cz | LG_Library | 2055-01-01 | 0
Long Island/Hudson Valley_cz | LG_Other Transportation | 2055-01-01 | 0
Long Island/Hudson Valley_cz | LG_Police and Fire Department | 2055-01-01 | 0
Long Island/Hudson Valley_cz | LG_Recreational | 2055-01-01 | 0
Long Island/Hudson Valley_cz | LG_Water Supply & Waste Water | 2055-01-01 | 0
Long Island/Hudson Valley_cz | SA_Air Transportation | 2055-01-01 | 0
Long Island/Hudson Valley_cz | SA_Art_Museum | 2055-01-01 | 0
Long Island/Hudson Valley_cz | SA_Assisted Living | 2055-01-01 | 0
Long Island/Hudson Valley_cz | SA_Community services | 2055-01-01 | 0
Long Island/Hudson Valley_cz | SA_Correctional Facility | 2055-01-01 | 0
Long Island/Hudson Valley_cz | SA_Courthouse_Probation | 2055-01-01 | 0
Long Island/Hudson Valley_cz | SA_Government_Office | 2055-01-01 | 0
Long Island/Hudson Valley_cz | SA_Housing | 2055-01-01 | 0
Long Island/Hudson Valley_cz | SA_Library | 2055-01-01 | 0
Long Island/Hudson Valley_cz | SA_Other Transportation | 2055-01-01 | 0
Long Island/Hudson Valley_cz | SA_Police and Fire Department | 2055-01-01 | 0
Long Island/Hudson Valley_cz | SA_Recreational | 2055-01-01 | 0
Long Island/Hudson Valley_cz | SA_Water Supply & Waste Water | 2055-01-01 | 0
Long Island/Hudson Valley_cz | LG_Unique Education | 2055-01-01 | 0
Long Island/Hudson Valley_cz | SA_Unique Education | 2055-01-01 | 0
Upstate_cz | EV Combined | 2055-01-01 | 0
Downstate_cz | EV Combined | 2055-01-01 | 0
Long Island/Hudson Valley_cz | EV Combined | 2055-01-01 | 0

## PV_Module_Roof_Ratio
Title: | Module to Roof Area Ratio
Units: | ratio (module area/roof area)
Description: | The percentage of buildings have a given roof type.
Source: | Assumption used in NREL's study for Rooftop Solar PV TP in the US (2016). https://data.nrel.gov/submissions/121
Roof Type â | Ratio
Flat | 0.7
Tilted | 0.98

## NewConstr_Share
Title: | New Construction PV Market Share
Units: | fraction
Description: | The percentage of new construction homes that install PV.
Source:
Static PV Time à
All Sectors â | 2009 | 2010 | 2011 | 2012 | 2013 | 2014 | 2015 | 2016 | 2017 | 2018 | 2019 | 2020 | 2021 | 2022 | 2023 | 2024 | 2025 | 2026 | 2027 | 2028 | 2029 | 2030 | 2031 | 2032 | 2033 | 2034 | 2035
Higher Education | 0 | 0 | 0 | 0 | 0 | 0 | 0 | 0 | 0 | 0 | 0 | 0 | 0 | 0 | 0 | 0 | 0 | 0 | 0 | 0 | 0 | 0 | 0 | 0 | 0 | 0 | 0
Hospitals | 0 | 0 | 0 | 0 | 0 | 0 | 0 | 0 | 0 | 0 | 0 | 0 | 0 | 0 | 0 | 0 | 0 | 0 | 0 | 0 | 0 | 0 | 0 | 0 | 0 | 0 | 0
K-12 | 0 | 0 | 0 | 0 | 0 | 0 | 0 | 0 | 0 | 0 | 0 | 0 | 0 | 0 | 0 | 0 | 0 | 0 | 0 | 0 | 0 | 0 | 0 | 0 | 0 | 0 | 0
LG_Air Transportation | 0 | 0 | 0 | 0 | 0 | 0 | 0 | 0 | 0 | 0 | 0 | 0 | 0 | 0 | 0 | 0 | 0 | 0 | 0 | 0 | 0 | 0 | 0 | 0 | 0 | 0 | 0
LG_Art_Museum | 0 | 0 | 0 | 0 | 0 | 0 | 0 | 0 | 0 | 0 | 0 | 0 | 0 | 0 | 0 | 0 | 0 | 0 | 0 | 0 | 0 | 0 | 0 | 0 | 0 | 0 | 0
LG_Assisted Living | 0 | 0 | 0 | 0 | 0 | 0 | 0 | 0 | 0 | 0 | 0 | 0 | 0 | 0 | 0 | 0 | 0 | 0 | 0 | 0 | 0 | 0 | 0 | 0 | 0 | 0 | 0
LG_Community services | 0 | 0 | 0 | 0 | 0 | 0 | 0 | 0 | 0 | 0 | 0 | 0 | 0 | 0 | 0 | 0 | 0 | 0 | 0 | 0 | 0 | 0 | 0 | 0 | 0 | 0 | 0
LG_Correctional Facility | 0 | 0 | 0 | 0 | 0 | 0 | 0 | 0 | 0 | 0 | 0 | 0 | 0 | 0 | 0 | 0 | 0 | 0 | 0 | 0 | 0 | 0 | 0 | 0 | 0 | 0 | 0
LG_Government_Office | 0 | 0 | 0 | 0 | 0 | 0 | 0 | 0 | 0 | 0 | 0 | 0 | 0 | 0 | 0 | 0 | 0 | 0 | 0 | 0 | 0 | 0 | 0 | 0 | 0 | 0 | 0
LG_Housing | 0 | 0 | 0 | 0 | 0 | 0 | 0 | 0 | 0 | 0 | 0 | 0 | 0 | 0 | 0 | 0 | 0 | 0 | 0 | 0 | 0 | 0 | 0 | 0 | 0 | 0 | 0
LG_Library | 0 | 0 | 0 | 0 | 0 | 0 | 0 | 0 | 0 | 0 | 0 | 0 | 0 | 0 | 0 | 0 | 0 | 0 | 0 | 0 | 0 | 0 | 0 | 0 | 0 | 0 | 0
LG_Other Transportation | 0 | 0 | 0 | 0 | 0 | 0 | 0 | 0 | 0 | 0 | 0 | 0 | 0 | 0 | 0 | 0 | 0 | 0 | 0 | 0 | 0 | 0 | 0 | 0 | 0 | 0 | 0
LG_Police and Fire Department | 0 | 0 | 0 | 0 | 0 | 0 | 0 | 0 | 0 | 0 | 0 | 0 | 0 | 0 | 0 | 0 | 0 | 0 | 0 | 0 | 0 | 0 | 0 | 0 | 0 | 0 | 0
LG_Recreational | 0 | 0 | 0 | 0 | 0 | 0 | 0 | 0 | 0 | 0 | 0 | 0 | 0 | 0 | 0 | 0 | 0 | 0 | 0 | 0 | 0 | 0 | 0 | 0 | 0 | 0 | 0
LG_Water Supply & Waste Water | 0 | 0 | 0 | 0 | 0 | 0 | 0 | 0 | 0 | 0 | 0 | 0 | 0 | 0 | 0 | 0 | 0 | 0 | 0 | 0 | 0 | 0 | 0 | 0 | 0 | 0 | 0
SA_Air Transportation | 0 | 0 | 0 | 0 | 0 | 0 | 0 | 0 | 0 | 0 | 0 | 0 | 0 | 0 | 0 | 0 | 0 | 0 | 0 | 0 | 0 | 0 | 0 | 0 | 0 | 0 | 0
SA_Art_Museum | 0 | 0 | 0 | 0 | 0 | 0 | 0 | 0 | 0 | 0 | 0 | 0 | 0 | 0 | 0 | 0 | 0 | 0 | 0 | 0 | 0 | 0 | 0 | 0 | 0 | 0 | 0
SA_Assisted Living | 0 | 0 | 0 | 0 | 0 | 0 | 0 | 0 | 0 | 0 | 0 | 0 | 0 | 0 | 0 | 0 | 0 | 0 | 0 | 0 | 0 | 0 | 0 | 0 | 0 | 0 | 0
SA_Community services | 0 | 0 | 0 | 0 | 0 | 0 | 0 | 0 | 0 | 0 | 0 | 0 | 0 | 0 | 0 | 0 | 0 | 0 | 0 | 0 | 0 | 0 | 0 | 0 | 0 | 0 | 0
SA_Correctional Facility | 0 | 0 | 0 | 0 | 0 | 0 | 0 | 0 | 0 | 0 | 0 | 0 | 0 | 0 | 0 | 0 | 0 | 0 | 0 | 0 | 0 | 0 | 0 | 0 | 0 | 0 | 0
SA_Courthouse_Probation | 0 | 0 | 0 | 0 | 0 | 0 | 0 | 0 | 0 | 0 | 0 | 0 | 0 | 0 | 0 | 0 | 0 | 0 | 0 | 0 | 0 | 0 | 0 | 0 | 0 | 0 | 0
SA_Government_Office | 0 | 0 | 0 | 0 | 0 | 0 | 0 | 0 | 0 | 0 | 0 | 0 | 0 | 0 | 0 | 0 | 0 | 0 | 0 | 0 | 0 | 0 | 0 | 0 | 0 | 0 | 0
SA_Housing | 0 | 0 | 0 | 0 | 0 | 0 | 0 | 0 | 0 | 0 | 0 | 0 | 0 | 0 | 0 | 0 | 0 | 0 | 0 | 0 | 0 | 0 | 0 | 0 | 0 | 0 | 0
SA_Library | 0 | 0 | 0 | 0 | 0 | 0 | 0 | 0 | 0 | 0 | 0 | 0 | 0 | 0 | 0 | 0 | 0 | 0 | 0 | 0 | 0 | 0 | 0 | 0 | 0 | 0 | 0
SA_Other Transportation | 0 | 0 | 0 | 0 | 0 | 0 | 0 | 0 | 0 | 0 | 0 | 0 | 0 | 0 | 0 | 0 | 0 | 0 | 0 | 0 | 0 | 0 | 0 | 0 | 0 | 0 | 0
EV Combined | 0 | 0 | 0 | 0 | 0 | 0 | 0 | 0 | 0 | 0 | 0 | 0 | 0 | 0 | 0 | 0 | 0 | 0 | 0 | 0 | 0 | 0 | 0 | 0 | 0 | 0 | 0

## Strg_Duration_Incent
Title: | Incentive Derate Factors by Storage Duration
Units: | See column headers.
Description: | Applicable to thermal storage systems.
Source: | Program Manual for NYSERDA's Retail Storage Incentives. https://www.nyserda.ny.gov/all-programs/energy-storage/developers-contractors-and-vendors/retail-incentive-offer
Incentive Duration Inputs à
Incentive Duration Step â | Storage Duration Lower Bound (hours) | Incentive Rate (% of Base)
1 | 0 | 100%
2 | 5 | 25%
3 | 7 | 0%
Note on A7: [Threaded comment] Your version of Excel allows you to read this threaded comment; however, any edits to it will get removed if the file is opened in a newer version of Excel. Learn more: https://go.microsoft.com/fwlink/?linkid=870924 Comment: Import?

## Strg_Cap_Derate
Title: | Incentive Derate Factors by Capacity Level
Units: | See column headers.
Description: | Storage incentive derate factors based on the capacity rating (in MWh) of the storage system.
Source: | Historical data is only relevant up to 2018, after which generic forecasts are applied and are later overwritten in the model. [Solar]: DG Stats Database posted 6/30/2019. Tracking the Sun database posted 9/14/2018. https://emp.lbl.gov/sites/default/files/trackingthesun2018_data_public_4-oct-2018.zip. [Storage]: SGIP database posted 1/23/2019.
Incentive Duration Inputs à
Incentive Capacity Step â | Storage Capacity Lower Bound (MWh) | Incentive Rate (Pct. of Base)
1 | 0 | 100%
2 | 2 | 50%
3 | 4 | 25%
4 | 6 | 0%
5 | 0 | 0%

## Strg_Incent_BaseRate
Title: | Base Rate for Storage Incentives
Units: | $/kWh
Description: | The base incentive rate for storage at geographic region level.
Source: | Retail and bulk energy storage incentive programs reported by NYSERDA beginning 2019. https://data.ny.gov/Energy-Environment/Retail-and-Bulk-Energy-Storage-Incentive-Programs-/ugya-enpy
Incentive Steps à
ITC Applied â | All Sectors â | PV Climate Zones â | 1 | 2 | 3 | 4 | 5 | 6 | 7 | 8
No | Higher Education | Upstate_cz | 125 | 125 | 125 | 125 | 125 | 125 | 125 | 125
No | Hospitals | Upstate_cz | 125 | 125 | 125 | 125 | 125 | 125 | 125 | 125
No | K-12 | Upstate_cz | 125 | 125 | 125 | 125 | 125 | 125 | 125 | 125
No | LG_Air Transportation | Upstate_cz | 125 | 125 | 125 | 125 | 125 | 125 | 125 | 125
No | LG_Art_Museum | Upstate_cz | 125 | 125 | 125 | 125 | 125 | 125 | 125 | 125
No | LG_Assisted Living | Upstate_cz | 125 | 125 | 125 | 125 | 125 | 125 | 125 | 125
No | LG_Community services | Upstate_cz | 125 | 125 | 125 | 125 | 125 | 125 | 125 | 125
No | LG_Correctional Facility | Upstate_cz | 125 | 125 | 125 | 125 | 125 | 125 | 125 | 125
No | LG_Government_Office | Upstate_cz | 125 | 125 | 125 | 125 | 125 | 125 | 125 | 125
No | LG_Housing | Upstate_cz | 125 | 125 | 125 | 125 | 125 | 125 | 125 | 125
No | LG_Library | Upstate_cz | 125 | 125 | 125 | 125 | 125 | 125 | 125 | 125
No | LG_Other Transportation | Upstate_cz | 125 | 125 | 125 | 125 | 125 | 125 | 125 | 125
No | LG_Police and Fire Department | Upstate_cz | 125 | 125 | 125 | 125 | 125 | 125 | 125 | 125
No | LG_Recreational | Upstate_cz | 125 | 125 | 125 | 125 | 125 | 125 | 125 | 125
No | LG_Water Supply & Waste Water | Upstate_cz | 125 | 125 | 125 | 125 | 125 | 125 | 125 | 125
No | SA_Air Transportation | Upstate_cz | 125 | 125 | 125 | 125 | 125 | 125 | 125 | 125
No | SA_Art_Museum | Upstate_cz | 125 | 125 | 125 | 125 | 125 | 125 | 125 | 125
No | SA_Assisted Living | Upstate_cz | 125 | 125 | 125 | 125 | 125 | 125 | 125 | 125
No | SA_Community services | Upstate_cz | 125 | 125 | 125 | 125 | 125 | 125 | 125 | 125
No | SA_Correctional Facility | Upstate_cz | 125 | 125 | 125 | 125 | 125 | 125 | 125 | 125
No | SA_Courthouse_Probation | Upstate_cz | 125 | 125 | 125 | 125 | 125 | 125 | 125 | 125
No | SA_Government_Office | Upstate_cz | 125 | 125 | 125 | 125 | 125 | 125 | 125 | 125
No | SA_Housing | Upstate_cz | 125 | 125 | 125 | 125 | 125 | 125 | 125 | 125
No | SA_Library | Upstate_cz | 125 | 125 | 125 | 125 | 125 | 125 | 125 | 125
No | SA_Other Transportation | Upstate_cz | 125 | 125 | 125 | 125 | 125 | 125 | 125 | 125
No | SA_Police and Fire Department | Upstate_cz | 125 | 125 | 125 | 125 | 125 | 125 | 125 | 125
No | SA_Recreational | Upstate_cz | 125 | 125 | 125 | 125 | 125 | 125 | 125 | 125
No | SA_Water Supply & Waste Water | Upstate_cz | 125 | 125 | 125 | 125 | 125 | 125 | 125 | 125
No | LG_Unique Education | Upstate_cz | 125 | 125 | 125 | 125 | 125 | 125 | 125 | 125
No | SA_Unique Education | Upstate_cz | 125 | 125 | 125 | 125 | 125 | 125 | 125 | 125
No | Higher Education | Downstate_cz | 147.2117 | 147.2117 | 147.2117 | 147.2117 | 147.2117 | 147.2117 | 147.2117 | 147.2117
No | Hospitals | Downstate_cz | 147.2117 | 147.2117 | 147.2117 | 147.2117 | 147.2117 | 147.2117 | 147.2117 | 147.2117
No | K-12 | Downstate_cz | 147.2117 | 147.2117 | 147.2117 | 147.2117 | 147.2117 | 147.2117 | 147.2117 | 147.2117
No | LG_Air Transportation | Downstate_cz | 147.2117 | 147.2117 | 147.2117 | 147.2117 | 147.2117 | 147.2117 | 147.2117 | 147.2117
No | LG_Art_Museum | Downstate_cz | 147.2117 | 147.2117 | 147.2117 | 147.2117 | 147.2117 | 147.2117 | 147.2117 | 147.2117
No | LG_Assisted Living | Downstate_cz | 147.2117 | 147.2117 | 147.2117 | 147.2117 | 147.2117 | 147.2117 | 147.2117 | 147.2117
No | LG_Community services | Downstate_cz | 147.2117 | 147.2117 | 147.2117 | 147.2117 | 147.2117 | 147.2117 | 147.2117 | 147.2117
No | LG_Correctional Facility | Downstate_cz | 147.2117 | 147.2117 | 147.2117 | 147.2117 | 147.2117 | 147.2117 | 147.2117 | 147.2117
No | LG_Government_Office | Downstate_cz | 147.2117 | 147.2117 | 147.2117 | 147.2117 | 147.2117 | 147.2117 | 147.2117 | 147.2117
No | LG_Housing | Downstate_cz | 147.2117 | 147.2117 | 147.2117 | 147.2117 | 147.2117 | 147.2117 | 147.2117 | 147.2117
No | LG_Library | Downstate_cz | 147.2117 | 147.2117 | 147.2117 | 147.2117 | 147.2117 | 147.2117 | 147.2117 | 147.2117
No | LG_Other Transportation | Downstate_cz | 147.2117 | 147.2117 | 147.2117 | 147.2117 | 147.2117 | 147.2117 | 147.2117 | 147.2117
No | LG_Police and Fire Department | Downstate_cz | 147.2117 | 147.2117 | 147.2117 | 147.2117 | 147.2117 | 147.2117 | 147.2117 | 147.2117
No | LG_Recreational | Downstate_cz | 147.2117 | 147.2117 | 147.2117 | 147.2117 | 147.2117 | 147.2117 | 147.2117 | 147.2117
No | LG_Water Supply & Waste Water | Downstate_cz | 147.2117 | 147.2117 | 147.2117 | 147.2117 | 147.2117 | 147.2117 | 147.2117 | 147.2117
No | SA_Air Transportation | Downstate_cz | 147.2117 | 147.2117 | 147.2117 | 147.2117 | 147.2117 | 147.2117 | 147.2117 | 147.2117
No | SA_Art_Museum | Downstate_cz | 147.2117 | 147.2117 | 147.2117 | 147.2117 | 147.2117 | 147.2117 | 147.2117 | 147.2117
No | SA_Assisted Living | Downstate_cz | 147.2117 | 147.2117 | 147.2117 | 147.2117 | 147.2117 | 147.2117 | 147.2117 | 147.2117
No | SA_Community services | Downstate_cz | 147.2117 | 147.2117 | 147.2117 | 147.2117 | 147.2117 | 147.2117 | 147.2117 | 147.2117
No | SA_Correctional Facility | Downstate_cz | 147.2117 | 147.2117 | 147.2117 | 147.2117 | 147.2117 | 147.2117 | 147.2117 | 147.2117
No | SA_Courthouse_Probation | Downstate_cz | 147.2117 | 147.2117 | 147.2117 | 147.2117 | 147.2117 | 147.2117 | 147.2117 | 147.2117
No | SA_Government_Office | Downstate_cz | 147.2117 | 147.2117 | 147.2117 | 147.2117 | 147.2117 | 147.2117 | 147.2117 | 147.2117
No | SA_Housing | Downstate_cz | 147.2117 | 147.2117 | 147.2117 | 147.2117 | 147.2117 | 147.2117 | 147.2117 | 147.2117
No | SA_Library | Downstate_cz | 147.2117 | 147.2117 | 147.2117 | 147.2117 | 147.2117 | 147.2117 | 147.2117 | 147.2117
No | SA_Other Transportation | Downstate_cz | 147.2117 | 147.2117 | 147.2117 | 147.2117 | 147.2117 | 147.2117 | 147.2117 | 147.2117
No | SA_Police and Fire Department | Downstate_cz | 147.2117 | 147.2117 | 147.2117 | 147.2117 | 147.2117 | 147.2117 | 147.2117 | 147.2117
No | SA_Recreational | Downstate_cz | 147.2117 | 147.2117 | 147.2117 | 147.2117 | 147.2117 | 147.2117 | 147.2117 | 147.2117
No | SA_Water Supply & Waste Water | Downstate_cz | 147.2117 | 147.2117 | 147.2117 | 147.2117 | 147.2117 | 147.2117 | 147.2117 | 147.2117
No | LG_Unique Education | Downstate_cz | 147.2117 | 147.2117 | 147.2117 | 147.2117 | 147.2117 | 147.2117 | 147.2117 | 147.2117
No | SA_Unique Education | Downstate_cz | 147.2117 | 147.2117 | 147.2117 | 147.2117 | 147.2117 | 147.2117 | 147.2117 | 147.2117
No | Higher Education | Long Island/Hudson Valley_cz | 104.1667 | 104.1667 | 104.1667 | 104.1667 | 104.1667 | 104.1667 | 104.1667 | 104.1667
No | Hospitals | Long Island/Hudson Valley_cz | 104.1667 | 104.1667 | 104.1667 | 104.1667 | 104.1667 | 104.1667 | 104.1667 | 104.1667
No | K-12 | Long Island/Hudson Valley_cz | 104.1667 | 104.1667 | 104.1667 | 104.1667 | 104.1667 | 104.1667 | 104.1667 | 104.1667
No | LG_Air Transportation | Long Island/Hudson Valley_cz | 104.1667 | 104.1667 | 104.1667 | 104.1667 | 104.1667 | 104.1667 | 104.1667 | 104.1667
No | LG_Art_Museum | Long Island/Hudson Valley_cz | 104.1667 | 104.1667 | 104.1667 | 104.1667 | 104.1667 | 104.1667 | 104.1667 | 104.1667
No | LG_Assisted Living | Long Island/Hudson Valley_cz | 104.1667 | 104.1667 | 104.1667 | 104.1667 | 104.1667 | 104.1667 | 104.1667 | 104.1667
No | LG_Community services | Long Island/Hudson Valley_cz | 104.1667 | 104.1667 | 104.1667 | 104.1667 | 104.1667 | 104.1667 | 104.1667 | 104.1667
No | LG_Correctional Facility | Long Island/Hudson Valley_cz | 104.1667 | 104.1667 | 104.1667 | 104.1667 | 104.1667 | 104.1667 | 104.1667 | 104.1667
No | LG_Government_Office | Long Island/Hudson Valley_cz | 104.1667 | 104.1667 | 104.1667 | 104.1667 | 104.1667 | 104.1667 | 104.1667 | 104.1667
No | LG_Housing | Long Island/Hudson Valley_cz | 104.1667 | 104.1667 | 104.1667 | 104.1667 | 104.1667 | 104.1667 | 104.1667 | 104.1667
No | LG_Library | Long Island/Hudson Valley_cz | 104.1667 | 104.1667 | 104.1667 | 104.1667 | 104.1667 | 104.1667 | 104.1667 | 104.1667
No | LG_Other Transportation | Long Island/Hudson Valley_cz | 104.1667 | 104.1667 | 104.1667 | 104.1667 | 104.1667 | 104.1667 | 104.1667 | 104.1667
No | LG_Police and Fire Department | Long Island/Hudson Valley_cz | 104.1667 | 104.1667 | 104.1667 | 104.1667 | 104.1667 | 104.1667 | 104.1667 | 104.1667
No | LG_Recreational | Long Island/Hudson Valley_cz | 104.1667 | 104.1667 | 104.1667 | 104.1667 | 104.1667 | 104.1667 | 104.1667 | 104.1667
No | LG_Water Supply & Waste Water | Long Island/Hudson Valley_cz | 104.1667 | 104.1667 | 104.1667 | 104.1667 | 104.1667 | 104.1667 | 104.1667 | 104.1667
No | SA_Air Transportation | Long Island/Hudson Valley_cz | 104.1667 | 104.1667 | 104.1667 | 104.1667 | 104.1667 | 104.1667 | 104.1667 | 104.1667
No | SA_Art_Museum | Long Island/Hudson Valley_cz | 104.1667 | 104.1667 | 104.1667 | 104.1667 | 104.1667 | 104.1667 | 104.1667 | 104.1667
No | SA_Assisted Living | Long Island/Hudson Valley_cz | 104.1667 | 104.1667 | 104.1667 | 104.1667 | 104.1667 | 104.1667 | 104.1667 | 104.1667
No | SA_Community services | Long Island/Hudson Valley_cz | 104.1667 | 104.1667 | 104.1667 | 104.1667 | 104.1667 | 104.1667 | 104.1667 | 104.1667
No | SA_Correctional Facility | Long Island/Hudson Valley_cz | 104.1667 | 104.1667 | 104.1667 | 104.1667 | 104.1667 | 104.1667 | 104.1667 | 104.1667
No | SA_Courthouse_Probation | Long Island/Hudson Valley_cz | 104.1667 | 104.1667 | 104.1667 | 104.1667 | 104.1667 | 104.1667 | 104.1667 | 104.1667
No | SA_Government_Office | Long Island/Hudson Valley_cz | 104.1667 | 104.1667 | 104.1667 | 104.1667 | 104.1667 | 104.1667 | 104.1667 | 104.1667
No | SA_Housing | Long Island/Hudson Valley_cz | 104.1667 | 104.1667 | 104.1667 | 104.1667 | 104.1667 | 104.1667 | 104.1667 | 104.1667
No | SA_Library | Long Island/Hudson Valley_cz | 104.1667 | 104.1667 | 104.1667 | 104.1667 | 104.1667 | 104.1667 | 104.1667 | 104.1667
No | SA_Other Transportation | Long Island/Hudson Valley_cz | 104.1667 | 104.1667 | 104.1667 | 104.1667 | 104.1667 | 104.1667 | 104.1667 | 104.1667
No | SA_Police and Fire Department | Long Island/Hudson Valley_cz | 104.1667 | 104.1667 | 104.1667 | 104.1667 | 104.1667 | 104.1667 | 104.1667 | 104.1667
No | SA_Recreational | Long Island/Hudson Valley_cz | 104.1667 | 104.1667 | 104.1667 | 104.1667 | 104.1667 | 104.1667 | 104.1667 | 104.1667
No | SA_Water Supply & Waste Water | Long Island/Hudson Valley_cz | 104.1667 | 104.1667 | 104.1667 | 104.1667 | 104.1667 | 104.1667 | 104.1667 | 104.1667
No | LG_Unique Education | Long Island/Hudson Valley_cz | 104.1667 | 104.1667 | 104.1667 | 104.1667 | 104.1667 | 104.1667 | 104.1667 | 104.1667
No | SA_Unique Education | Long Island/Hudson Valley_cz | 104.1667 | 104.1667 | 104.1667 | 104.1667 | 104.1667 | 104.1667 | 104.1667 | 104.1667

## Fraction_Community_Solar
Title: | Fraction of Roof Area for Community Solar
Units: | Percent basis
Description: | The fraction of total roof area suitable for community solar
Source: | "NYPA Rooftop Stock" file |  | Not currently imported into model
Fraction Year -->
All_Sectors | All_Spatial_ID | 2021
Higher Education | Downstate_sp | 18.05%
Hospitals | Downstate_sp | 26.93%
K-12 | Downstate_sp | 3.731%
LG_Air Transportation | Downstate_sp | 0.4441%
LG_Art_Museum | Downstate_sp | 2.114%
LG_Assisted Living | Downstate_sp | 8.379%
LG_Community services | Downstate_sp | 0.8476%
LG_Correctional Facility | Downstate_sp | 0.3442%
LG_Unique Education | Downstate_sp | 0.09515%
LG_Government_Office | Downstate_sp | 16.86%
LG_Housing | Downstate_sp | 49.2%
LG_Library | Downstate_sp | 21.73%
LG_Other Transportation | Downstate_sp | 24.18%
LG_Police and Fire Department | Downstate_sp | 0.4723%
LG_Recreational | Downstate_sp | 0.4292%
LG_Water Supply & Waste Water | Downstate_sp | 7.904%
SA_Air Transportation | Downstate_sp | 3.055%
SA_Art_Museum | Downstate_sp | 0%
SA_Assisted Living | Downstate_sp | 0.6583%
SA_Community services | Downstate_sp | 54.22%
SA_Correctional Facility | Downstate_sp | 0.4473%
SA_Courthouse_Probation | Downstate_sp | 0%
SA_Unique Education | Downstate_sp | 1.133%
SA_Government_Office | Downstate_sp | 0.2524%
SA_Housing | Downstate_sp | 8.006%
SA_Library | Downstate_sp | 30.76%
SA_Other Transportation | Downstate_sp | 8.235%
SA_Police and Fire Department | Downstate_sp | 0%
SA_Recreational | Downstate_sp | 100%
SA_Water Supply & Waste Water | Downstate_sp | 11.97%
Higher Education | Long Island/Hudson Valley_sp | 67.3%
Hospitals | Long Island/Hudson Valley_sp | 60.07%
K-12 | Long Island/Hudson Valley_sp | 0.232%
LG_Air Transportation | Long Island/Hudson Valley_sp | 0.1975%
LG_Art_Museum | Long Island/Hudson Valley_sp | 69.13%
LG_Assisted Living | Long Island/Hudson Valley_sp | 3.648%
LG_Community services | Long Island/Hudson Valley_sp | 0.06954%
LG_Correctional Facility | Long Island/Hudson Valley_sp | 9.997%
LG_Unique Education | Long Island/Hudson Valley_sp | 0.5582%
LG_Government_Office | Long Island/Hudson Valley_sp | 75.03%
LG_Housing | Long Island/Hudson Valley_sp | 0.3763%
LG_Library | Long Island/Hudson Valley_sp | 0%
LG_Other Transportation | Long Island/Hudson Valley_sp | 0%
LG_Police and Fire Department | Long Island/Hudson Valley_sp | 0.1495%
LG_Recreational | Long Island/Hudson Valley_sp | 0.5809%
LG_Water Supply & Waste Water | Long Island/Hudson Valley_sp | 66.45%
SA_Air Transportation | Long Island/Hudson Valley_sp | 0.3983%
SA_Art_Museum | Long Island/Hudson Valley_sp | 1.601%
SA_Assisted Living | Long Island/Hudson Valley_sp | 0%
SA_Community services | Long Island/Hudson Valley_sp | 0.1541%
SA_Correctional Facility | Long Island/Hudson Valley_sp | 71.31%
SA_Unique Education | Long Island/Hudson Valley_sp | 0.5306%
SA_Government_Office | Long Island/Hudson Valley_sp | 1.248%
SA_Housing | Long Island/Hudson Valley_sp | 0%
SA_Other Transportation | Long Island/Hudson Valley_sp | 0.2983%
SA_Police and Fire Department | Long Island/Hudson Valley_sp | 0%
SA_Recreational | Long Island/Hudson Valley_sp | 0%
SA_Water Supply & Waste Water | Long Island/Hudson Valley_sp | 100%
Higher Education | Upstate_sp | 39.45%
Hospitals | Upstate_sp | 11.19%
K-12 | Upstate_sp | 0.2724%
LG_Air Transportation | Upstate_sp | 13.08%
LG_Art_Museum | Upstate_sp | 2.876%
LG_Assisted Living | Upstate_sp | 1.9%
LG_Community services | Upstate_sp | 0.02445%
LG_Correctional Facility | Upstate_sp | 2.893%
LG_Unique Education | Upstate_sp | 0.04294%
LG_Government_Office | Upstate_sp | 26.29%
LG_Housing | Upstate_sp | 0.8628%
LG_Library | Upstate_sp | 4.054%
LG_Other Transportation | Upstate_sp | 0%
LG_Police and Fire Department | Upstate_sp | 0.08509%
LG_Recreational | Upstate_sp | 0.3285%
LG_Water Supply & Waste Water | Upstate_sp | 63.05%
SA_Air Transportation | Upstate_sp | 0%
SA_Art_Museum | Upstate_sp | 27.33%
SA_Assisted Living | Upstate_sp | 1.33%
SA_Community services | Upstate_sp | 0%
SA_Correctional Facility | Upstate_sp | 51.75%
SA_Unique Education | Upstate_sp | 0.1244%
SA_Government_Office | Upstate_sp | 25.93%
SA_Housing | Upstate_sp | 0.1805%
SA_Library | Upstate_sp | 12.77%
SA_Other Transportation | Upstate_sp | 0%
SA_Police and Fire Department | Upstate_sp | 0%
SA_Recreational | Upstate_sp | 0.01949%
SA_Water Supply & Waste Water | Upstate_sp | 100%

## PV_Incentives
Title: | PV Incentives
Units: | $/Kw-DC |  |  | Not currently imported into model
Description: | PV incentives over time by sector and scenario
Source: | Research from utilities' PV incentive programs. Incentive level by year published by NY-SUN Initiative. No funding for local government & state agencies.
Incentives Year -->
All_Sectors | PV Incentive Scenario | 2009 | 2010 | 2011 | 2012 | 2013 | 2014 | 2015 | 2016 | 2017 | 2018 | 2019 | 2020 | 2021 | 2022 | 2023 | 2024 | 2025 | 2026 | 2027 | 2028 | 2029 | 2030 | 2031 | 2032 | 2033 | 2034 | 2035
Higher Education | None | 4138.543 | 2508.358 | 1810.477 | 1670.0025 | 1229.0941 | 794.7762 | 484.813 | 426.7345 | 479.4211 | 394.9052 | 554.3758 | 542.561 | 470.2324 | 0 | 0 | 0 | 0 | 0 | 0 | 0 | 0 | 0 | 0 | 0 | 0 | 0 | 0
Hospitals | None | 4138.543 | 2508.358 | 1810.477 | 1670.0025 | 1229.0941 | 794.7762 | 484.813 | 426.7345 | 479.4211 | 394.9052 | 554.3758 | 542.561 | 470.2324 | 0 | 0 | 0 | 0 | 0 | 0 | 0 | 0 | 0 | 0 | 0 | 0 | 0 | 0
K-12 | None | 4138.543 | 2508.358 | 1810.477 | 1670.0025 | 1229.0941 | 794.7762 | 484.813 | 426.7345 | 479.4211 | 394.9052 | 554.3758 | 542.561 | 470.2324 | 0 | 0 | 0 | 0 | 0 | 0 | 0 | 0 | 0 | 0 | 0 | 0 | 0 | 0
LG_Air Transportation | None | 0 | 0 | 0 | 0 | 0 | 0 | 0 | 0 | 0 | 0 | 0 | 0 | 0 | 0 | 0 | 0 | 0 | 0 | 0 | 0 | 0 | 0 | 0 | 0 | 0 | 0 | 0
LG_Art_Museum | None | 0 | 0 | 0 | 0 | 0 | 0 | 0 | 0 | 0 | 0 | 0 | 0 | 0 | 0 | 0 | 0 | 0 | 0 | 0 | 0 | 0 | 0 | 0 | 0 | 0 | 0 | 0
LG_Assisted Living | None | 0 | 0 | 0 | 0 | 0 | 0 | 0 | 0 | 0 | 0 | 0 | 0 | 0 | 0 | 0 | 0 | 0 | 0 | 0 | 0 | 0 | 0 | 0 | 0 | 0 | 0 | 0
LG_Community services | None | 0 | 0 | 0 | 0 | 0 | 0 | 0 | 0 | 0 | 0 | 0 | 0 | 0 | 0 | 0 | 0 | 0 | 0 | 0 | 0 | 0 | 0 | 0 | 0 | 0 | 0 | 0
LG_Correctional Facility | None | 0 | 0 | 0 | 0 | 0 | 0 | 0 | 0 | 0 | 0 | 0 | 0 | 0 | 0 | 0 | 0 | 0 | 0 | 0 | 0 | 0 | 0 | 0 | 0 | 0 | 0 | 0
LG_Unique Education | None | 0 | 0 | 0 | 0 | 0 | 0 | 0 | 0 | 0 | 0 | 0 | 0 | 0 | 0 | 0 | 0 | 0 | 0 | 0 | 0 | 0 | 0 | 0 | 0 | 0 | 0 | 0
LG_Government_Office | None | 0 | 0 | 0 | 0 | 0 | 0 | 0 | 0 | 0 | 0 | 0 | 0 | 0 | 0 | 0 | 0 | 0 | 0 | 0 | 0 | 0 | 0 | 0 | 0 | 0 | 0 | 0
LG_Housing | None | 0 | 0 | 0 | 0 | 0 | 0 | 0 | 0 | 0 | 0 | 0 | 0 | 0 | 0 | 0 | 0 | 0 | 0 | 0 | 0 | 0 | 0 | 0 | 0 | 0 | 0 | 0
LG_Library | None | 0 | 0 | 0 | 0 | 0 | 0 | 0 | 0 | 0 | 0 | 0 | 0 | 0 | 0 | 0 | 0 | 0 | 0 | 0 | 0 | 0 | 0 | 0 | 0 | 0 | 0 | 0
LG_Other Transportation | None | 0 | 0 | 0 | 0 | 0 | 0 | 0 | 0 | 0 | 0 | 0 | 0 | 0 | 0 | 0 | 0 | 0 | 0 | 0 | 0 | 0 | 0 | 0 | 0 | 0 | 0 | 0
LG_Police and Fire Department | None | 0 | 0 | 0 | 0 | 0 | 0 | 0 | 0 | 0 | 0 | 0 | 0 | 0 | 0 | 0 | 0 | 0 | 0 | 0 | 0 | 0 | 0 | 0 | 0 | 0 | 0 | 0
LG_Recreational | None | 0 | 0 | 0 | 0 | 0 | 0 | 0 | 0 | 0 | 0 | 0 | 0 | 0 | 0 | 0 | 0 | 0 | 0 | 0 | 0 | 0 | 0 | 0 | 0 | 0 | 0 | 0
LG_Water Supply & Waste Water | None | 0 | 0 | 0 | 0 | 0 | 0 | 0 | 0 | 0 | 0 | 0 | 0 | 0 | 0 | 0 | 0 | 0 | 0 | 0 | 0 | 0 | 0 | 0 | 0 | 0 | 0 | 0
SA_Air Transportation | None | 0 | 0 | 0 | 0 | 0 | 0 | 0 | 0 | 0 | 0 | 0 | 0 | 0 | 0 | 0 | 0 | 0 | 0 | 0 | 0 | 0 | 0 | 0 | 0 | 0 | 0 | 0
SA_Art_Museum | None | 0 | 0 | 0 | 0 | 0 | 0 | 0 | 0 | 0 | 0 | 0 | 0 | 0 | 0 | 0 | 0 | 0 | 0 | 0 | 0 | 0 | 0 | 0 | 0 | 0 | 0 | 0
SA_Assisted Living | None | 0 | 0 | 0 | 0 | 0 | 0 | 0 | 0 | 0 | 0 | 0 | 0 | 0 | 0 | 0 | 0 | 0 | 0 | 0 | 0 | 0 | 0 | 0 | 0 | 0 | 0 | 0
SA_Community services | None | 0 | 0 | 0 | 0 | 0 | 0 | 0 | 0 | 0 | 0 | 0 | 0 | 0 | 0 | 0 | 0 | 0 | 0 | 0 | 0 | 0 | 0 | 0 | 0 | 0 | 0 | 0
SA_Correctional Facility | None | 0 | 0 | 0 | 0 | 0 | 0 | 0 | 0 | 0 | 0 | 0 | 0 | 0 | 0 | 0 | 0 | 0 | 0 | 0 | 0 | 0 | 0 | 0 | 0 | 0 | 0 | 0
SA_Courthouse_Probation | None | 0 | 0 | 0 | 0 | 0 | 0 | 0 | 0 | 0 | 0 | 0 | 0 | 0 | 0 | 0 | 0 | 0 | 0 | 0 | 0 | 0 | 0 | 0 | 0 | 0 | 0 | 0
SA_Unique Education | None | 0 | 0 | 0 | 0 | 0 | 0 | 0 | 0 | 0 | 0 | 0 | 0 | 0 | 0 | 0 | 0 | 0 | 0 | 0 | 0 | 0 | 0 | 0 | 0 | 0 | 0 | 0
SA_Government_Office | None | 0 | 0 | 0 | 0 | 0 | 0 | 0 | 0 | 0 | 0 | 0 | 0 | 0 | 0 | 0 | 0 | 0 | 0 | 0 | 0 | 0 | 0 | 0 | 0 | 0 | 0 | 0
SA_Housing | None | 0 | 0 | 0 | 0 | 0 | 0 | 0 | 0 | 0 | 0 | 0 | 0 | 0 | 0 | 0 | 0 | 0 | 0 | 0 | 0 | 0 | 0 | 0 | 0 | 0 | 0 | 0
SA_Library | None | 0 | 0 | 0 | 0 | 0 | 0 | 0 | 0 | 0 | 0 | 0 | 0 | 0 | 0 | 0 | 0 | 0 | 0 | 0 | 0 | 0 | 0 | 0 | 0 | 0 | 0 | 0
SA_Other Transportation | None | 0 | 0 | 0 | 0 | 0 | 0 | 0 | 0 | 0 | 0 | 0 | 0 | 0 | 0 | 0 | 0 | 0 | 0 | 0 | 0 | 0 | 0 | 0 | 0 | 0 | 0 | 0
SA_Police and Fire Department | None | 0 | 0 | 0 | 0 | 0 | 0 | 0 | 0 | 0 | 0 | 0 | 0 | 0 | 0 | 0 | 0 | 0 | 0 | 0 | 0 | 0 | 0 | 0 | 0 | 0 | 0 | 0
SA_Recreational | None | 0 | 0 | 0 | 0 | 0 | 0 | 0 | 0 | 0 | 0 | 0 | 0 | 0 | 0 | 0 | 0 | 0 | 0 | 0 | 0 | 0 | 0 | 0 | 0 | 0 | 0 | 0
SA_Water Supply & Waste Water | None | 0 | 0 | 0 | 0 | 0 | 0 | 0 | 0 | 0 | 0 | 0 | 0 | 0 | 0 | 0 | 0 | 0 | 0 | 0 | 0 | 0 | 0 | 0 | 0 | 0 | 0 | 0
Higher Education | Baseline | 4138.543 | 2508.358 | 1810.477 | 1670.0025 | 1229.0941 | 794.7762 | 484.813 | 426.7345 | 479.4211 | 394.9052 | 554.3758 | 542.561 | 470.2324 | 250 | 200 | 150 | 0 | 0 | 0 | 0 | 0 | 0 | 0 | 0 | 0 | 0 | 0
Hospitals | Baseline | 4138.543 | 2508.358 | 1810.477 | 1670.0025 | 1229.0941 | 794.7762 | 484.813 | 426.7345 | 479.4211 | 394.9052 | 554.3758 | 542.561 | 470.2324 | 250 | 200 | 150 | 0 | 0 | 0 | 0 | 0 | 0 | 0 | 0 | 0 | 0 | 0
K-12 | Baseline | 4138.543 | 2508.358 | 1810.477 | 1670.0025 | 1229.0941 | 794.7762 | 484.813 | 426.7345 | 479.4211 | 394.9052 | 554.3758 | 542.561 | 470.2324 | 250 | 200 | 150 | 0 | 0 | 0 | 0 | 0 | 0 | 0 | 0 | 0 | 0 | 0
LG_Air Transportation | Baseline | 0 | 0 | 0 | 0 | 0 | 0 | 0 | 0 | 0 | 0 | 0 | 0 | 0 | 0 | 0 | 0 | 0 | 0 | 0 | 0 | 0 | 0 | 0 | 0 | 0 | 0 | 0
LG_Art_Museum | Baseline | 0 | 0 | 0 | 0 | 0 | 0 | 0 | 0 | 0 | 0 | 0 | 0 | 0 | 0 | 0 | 0 | 0 | 0 | 0 | 0 | 0 | 0 | 0 | 0 | 0 | 0 | 0
LG_Assisted Living | Baseline | 0 | 0 | 0 | 0 | 0 | 0 | 0 | 0 | 0 | 0 | 0 | 0 | 0 | 0 | 0 | 0 | 0 | 0 | 0 | 0 | 0 | 0 | 0 | 0 | 0 | 0 | 0
LG_Community services | Baseline | 0 | 0 | 0 | 0 | 0 | 0 | 0 | 0 | 0 | 0 | 0 | 0 | 0 | 0 | 0 | 0 | 0 | 0 | 0 | 0 | 0 | 0 | 0 | 0 | 0 | 0 | 0
LG_Correctional Facility | Baseline | 0 | 0 | 0 | 0 | 0 | 0 | 0 | 0 | 0 | 0 | 0 | 0 | 0 | 0 | 0 | 0 | 0 | 0 | 0 | 0 | 0 | 0 | 0 | 0 | 0 | 0 | 0
LG_Unique Education | Baseline | 0 | 0 | 0 | 0 | 0 | 0 | 0 | 0 | 0 | 0 | 0 | 0 | 0 | 0 | 0 | 0 | 0 | 0 | 0 | 0 | 0 | 0 | 0 | 0 | 0 | 0 | 0
LG_Government_Office | Baseline | 0 | 0 | 0 | 0 | 0 | 0 | 0 | 0 | 0 | 0 | 0 | 0 | 0 | 0 | 0 | 0 | 0 | 0 | 0 | 0 | 0 | 0 | 0 | 0 | 0 | 0 | 0
LG_Housing | Baseline | 0 | 0 | 0 | 0 | 0 | 0 | 0 | 0 | 0 | 0 | 0 | 0 | 0 | 0 | 0 | 0 | 0 | 0 | 0 | 0 | 0 | 0 | 0 | 0 | 0 | 0 | 0
LG_Library | Baseline | 0 | 0 | 0 | 0 | 0 | 0 | 0 | 0 | 0 | 0 | 0 | 0 | 0 | 0 | 0 | 0 | 0 | 0 | 0 | 0 | 0 | 0 | 0 | 0 | 0 | 0 | 0
LG_Other Transportation | Baseline | 0 | 0 | 0 | 0 | 0 | 0 | 0 | 0 | 0 | 0 | 0 | 0 | 0 | 0 | 0 | 0 | 0 | 0 | 0 | 0 | 0 | 0 | 0 | 0 | 0 | 0 | 0
LG_Police and Fire Department | Baseline | 0 | 0 | 0 | 0 | 0 | 0 | 0 | 0 | 0 | 0 | 0 | 0 | 0 | 0 | 0 | 0 | 0 | 0 | 0 | 0 | 0 | 0 | 0 | 0 | 0 | 0 | 0
LG_Recreational | Baseline | 0 | 0 | 0 | 0 | 0 | 0 | 0 | 0 | 0 | 0 | 0 | 0 | 0 | 0 | 0 | 0 | 0 | 0 | 0 | 0 | 0 | 0 | 0 | 0 | 0 | 0 | 0
LG_Water Supply & Waste Water | Baseline | 0 | 0 | 0 | 0 | 0 | 0 | 0 | 0 | 0 | 0 | 0 | 0 | 0 | 0 | 0 | 0 | 0 | 0 | 0 | 0 | 0 | 0 | 0 | 0 | 0 | 0 | 0
SA_Air Transportation | Baseline | 0 | 0 | 0 | 0 | 0 | 0 | 0 | 0 | 0 | 0 | 0 | 0 | 0 | 0 | 0 | 0 | 0 | 0 | 0 | 0 | 0 | 0 | 0 | 0 | 0 | 0 | 0
SA_Art_Museum | Baseline | 0 | 0 | 0 | 0 | 0 | 0 | 0 | 0 | 0 | 0 | 0 | 0 | 0 | 0 | 0 | 0 | 0 | 0 | 0 | 0 | 0 | 0 | 0 | 0 | 0 | 0 | 0
SA_Assisted Living | Baseline | 0 | 0 | 0 | 0 | 0 | 0 | 0 | 0 | 0 | 0 | 0 | 0 | 0 | 0 | 0 | 0 | 0 | 0 | 0 | 0 | 0 | 0 | 0 | 0 | 0 | 0 | 0
SA_Community services | Baseline | 0 | 0 | 0 | 0 | 0 | 0 | 0 | 0 | 0 | 0 | 0 | 0 | 0 | 0 | 0 | 0 | 0 | 0 | 0 | 0 | 0 | 0 | 0 | 0 | 0 | 0 | 0
SA_Correctional Facility | Baseline | 0 | 0 | 0 | 0 | 0 | 0 | 0 | 0 | 0 | 0 | 0 | 0 | 0 | 0 | 0 | 0 | 0 | 0 | 0 | 0 | 0 | 0 | 0 | 0 | 0 | 0 | 0
SA_Unique Education | Baseline | 0 | 0 | 0 | 0 | 0 | 0 | 0 | 0 | 0 | 0 | 0 | 0 | 0 | 0 | 0 | 0 | 0 | 0 | 0 | 0 | 0 | 0 | 0 | 0 | 0 | 0 | 0
SA_Government_Office | Baseline | 0 | 0 | 0 | 0 | 0 | 0 | 0 | 0 | 0 | 0 | 0 | 0 | 0 | 0 | 0 | 0 | 0 | 0 | 0 | 0 | 0 | 0 | 0 | 0 | 0 | 0 | 0
SA_Housing | Baseline | 0 | 0 | 0 | 0 | 0 | 0 | 0 | 0 | 0 | 0 | 0 | 0 | 0 | 0 | 0 | 0 | 0 | 0 | 0 | 0 | 0 | 0 | 0 | 0 | 0 | 0 | 0
SA_Other Transportation | Baseline | 0 | 0 | 0 | 0 | 0 | 0 | 0 | 0 | 0 | 0 | 0 | 0 | 0 | 0 | 0 | 0 | 0 | 0 | 0 | 0 | 0 | 0 | 0 | 0 | 0 | 0 | 0
SA_Police and Fire Department | Baseline | 0 | 0 | 0 | 0 | 0 | 0 | 0 | 0 | 0 | 0 | 0 | 0 | 0 | 0 | 0 | 0 | 0 | 0 | 0 | 0 | 0 | 0 | 0 | 0 | 0 | 0 | 0
SA_Recreational | Baseline | 0 | 0 | 0 | 0 | 0 | 0 | 0 | 0 | 0 | 0 | 0 | 0 | 0 | 0 | 0 | 0 | 0 | 0 | 0 | 0 | 0 | 0 | 0 | 0 | 0 | 0 | 0
SA_Water Supply & Waste Water | Baseline | 0 | 0 | 0 | 0 | 0 | 0 | 0 | 0 | 0 | 0 | 0 | 0 | 0 | 0 | 0 | 0 | 0 | 0 | 0 | 0 | 0 | 0 | 0 | 0 | 0 | 0 | 0

## Inconsistent Sectors
Downstate | LI | Upstate
Higher Education | Higher Education | Higher Education
Hospitals | Hospitals | Hospitals
K-12 | K-12 | K-12
LG_Air Transportation | LG_Air Transportation | LG_Air Transportation
LG_Art_Museum | LG_Art_Museum | LG_Art_Museum
LG_Assisted Living | LG_Assisted Living | LG_Assisted Living
LG_Community services | LG_Community services | LG_Community services
LG_Correctional Facility | LG_Correctional Facility | LG_Correctional Facility
LG_Unique Education | LG_Unique Education | LG_Unique Education
LG_Government_Office | LG_Government_Office | LG_Government_Office
LG_Housing | LG_Housing | LG_Housing
LG_Library | LG_Library | LG_Library
LG_Other Transportation | LG_Other Transportation | LG_Other Transportation
LG_Police and Fire Department | LG_Police and Fire Department | LG_Police and Fire Department
LG_Recreational | LG_Recreational | LG_Recreational
LG_Water Supply & Waste Water | LG_Water Supply & Waste Water | LG_Water Supply & Waste Water
SA_Air Transportation | SA_Air Transportation | SA_Air Transportation
SA_Art_Museum | SA_Art_Museum | SA_Art_Museum
SA_Assisted Living | SA_Assisted Living | SA_Assisted Living
SA_Community services | SA_Community services | SA_Community services
SA_Correctional Facility | SA_Correctional Facility | SA_Correctional Facility
SA_Courthouse_Probation | SA_Unique Education | SA_Unique Education
SA_Unique Education | SA_Government_Office | SA_Government_Office
SA_Government_Office | SA_Housing | SA_Housing
SA_Housing | SA_Other Transportation | SA_Library
SA_Library | SA_Police and Fire Department | SA_Other Transportation
SA_Other Transportation | SA_Recreational | SA_Police and Fire Department
SA_Police and Fire Department | SA_Water Supply & Waste Water | SA_Recreational
SA_Recreational |  | SA_Water Supply & Waste Water
SA_Water Supply & Waste Water