## TTD
Complete
In Progress
Not Started
Item | Description | Owner | Status
1 | Set up initial time indexes | Cory | 10 year study. First year is 2024
2 | Check data request for load shape information | Wenjia
3 | Talk to FEECA about whether FPL should be one climate zone or two | Cory
4 | Check whether the data from FPL differentiates by CZ? | Wenjia | Updated version was supposed to be by 3/1, no update yet (only in pdf format). Historical data has FPL vs. Gulf
5 | Make DER template for each utility | Wenjia
6 | See if we have a service territory map | Wenjia
7 | Update ITC assumptions | Cory
8 | Remind FEECA about incentive information request for DERs (historical & projected) | Wenjia
9 | Develop PV Area, building stock, consumption inputs | Wenjia
10 | Put "load shape" request for Res/NonRes in agenda/data reminder | Wenjia
11
12
13
14
15
16
17
18
19
20
21

## Notes
Discuss items (4/26)
Clean version - no external links
1. Go over sheets, compare with NYPA and create a list of sheet names with inputs needed in the JEA's DER model?
especially some economic inputs
2. Missing "Categorical_indexes" sheets at this point, need to discuss what to include |  |  | copy-pasted from NYPA file, Cory needs to review and clean later
3. Ongoing now: current adoption rate (historic projects data received), need to look into rates (no template created yet)? |  |  |  | information need for hourly load (two electric rates for residential, nonresidential)
Need total load => sales forecast |  | added the "Load_Consumption" sheet
5/18 - Received new forecast values from B&V, and the new forecast values are from 2022 through 2052.
In their SOW, the time period is 2021-2050 for the IRP report - upon confirmation with Jim/B&V

## Struct_Categ_Indexes
Title: | Structural Categorical Indexes
Description: | Indexes or lists that are categorical in nature and not easily defined by a series of sequential numbers. These are used to define the structure of the model and are not intended to be changed by non-developers.
Handle(SGIP_Data_Columns) | Handle(Battery_Specs) | Handle(All_System_Types) | Handle(Debt_or_Equity) | Handle(Incent_Durat_Inputs) | Handle(Incent_MWhCap_Inputs) | Handle(Timestep_Options) | Handle(StructSingCell_Names) | Handle(Vehicle_Types) | Handle(SingCell_Input_Names) | Handle(Hourly_Profile_Rows) | Handle(Holiday_Name) | Handle(Delta_Outputs) | Handle(EV_Adopt_Data_Types) | Handle(Sequential_Outputs) | Handle(Veh_Incentive_Type) | Not imported
SGIP_Data_Columns | Battery_Specs | All_System_Types | Debt_or_Equity | Incent_Durat_Inputs | Incent_Cap_Inputs | Timestep_Options | StructSingCell_Names | Vehicle_Types | SingCell_Input_Names | Hourly_Profile_Rows | Holiday_Name | Delta_Outputs | EV_Adopt_Data_Types | Sequential_Outputs | Veh_Incentive_Type | Stock_basis_types
SGIP Administrator | Energy (kWh/unit) | Solar PV Retrofit | Debt | Storage Duration Lower Bound (hours) | Storage Capacity Lower Bound (MWh) | Month | Vehicle Average Lifetime | Electric (BEV or PHEV) | Standard Demolition Rate | Start Date (eg, 1/1/2019) | New Years | Cumulative MW-AC (Delta) | Incremental Vehicle Count | Incremental Count | Federal | Buildings
Application Code | Power (kW/unit) | Solar PV NewConstruct | Equity | Incentive Rate (Pct. of Base) | Incentive Rate (Pct. of Base) | Quarter | Vehicle Cost Logit Coefficient | Non-Electric | PV Degradation Rate | 1 | MLK Jr. |  | Incremental MW-AC | Cumulative Count | State | m2 of Roofspace
Program Year | Roundtrip Efficiency (%) | Solar + Storage Retrofit |  |  |  | Biannual | Vehicle Range Logit Coefficient |  | Residential Load Met by Solar | 2 | Presidents |  | Cumulative Vehicle Count | Incremental MW-AC | Utility
Step | Minimum Charge Level (%) | Solar + Storage NewConstruct |  |  |  | Annual | Number of EV Calibration Stages |  | Inflation Rate | 3 | Memorial |  | Cumulative MW-AC | Cumulative MW-AC
Budget Category | Maximum Charge Level (%) | Storage Added to Exist Solar |  |  |  |  | Year of Consumption Data |  | PV Percent of Stored Energy | 4 | Independence
Fully Qualified State |  | Storage Only Retrofit |  |  |  |  | New Construction Compliance Date |  | Years of Vehicle Ownership | 5 | Labor
Equipment Type |  | Storage Only NewConstruct |  |  |  |  | Number of Periods for PV Slope |  | Vehicle Financing Rate | 6 | Columbus
Rated Capacity [kW] | [6 empty] | PV Slope Offset |  | Vehicle Financing Term | 7 | Veterans
Energy Storage Capacity (kWh) | [6 empty] | Med/Lrg Percent of Premises |  | Vehicle Consumer Discount Rate | 8 | Thanksgiving
Fuel Type | [6 empty] | Small Commercial Pct of Meters |  |  | 9 | Christmas
Biogas Source | [6 empty] | NREL Tech Potential Percent |  |  | 10
Renewable (%) | [6 empty] | System Size per Roofspace |  |  | 11
Paired With Renewable | [6 empty] | Economic Lifetime |  |  | 12
Paired With | [9 empty] | 13
Equipment Manufacturer | [9 empty] | 14
Fuel Incentive ($) | [9 empty] | 15
Equipment Incentive ($) | [9 empty] | 16
Current Incentive ($) | [9 empty] | 17
Incentive Level (1, 2(R/ET), 3(NR)) | [9 empty] | 18
Budget Classification | [9 empty] | 19
Type of Other Incentive | [9 empty] | 20
Other Incentive Amount ($) | [9 empty] | 21
Total Eligible Costs | [9 empty] | 22
Developer Company Name | [9 empty] | 23
Host Customer Sector | [9 empty] | 24
Host Customer SIC/NAICS Code | [9 empty] | 25
City | [9 empty] | 26
County | [9 empty] | 27
Zip | [9 empty] | 28
West LA LRA | [9 empty] | 29
Electric Utility | [9 empty] | 30
Gas Utility | [9 empty] | 31
Installer Name | [9 empty] | 32
Date Received | [9 empty] | 33
Interconnection date | [9 empty] | 34
Payment Completed Date | [9 empty] | 35
Cancelled Date | [9 empty] | 36
37
38
39
40
41
42
43
44
45
46
47
48
49
50
51
52
53
54
55
56
57
58
59
60
61
62
63
64
65
66
67
68
69
70
71
72
73
74
75
76
77
78
79
80
81
82
83
84
85
86
87
88
89
90
91
92
93
94
95
96
97
98
99
100
101
102
103
104
105
106
107
108
109
110
111
112
113
114
115
116
117
118
119
120
121
122
123
124
125
126
127
128
129
130
131
132
133
134
135
136
137
138
139
140
141
142
143
144
145
146
147
148
149
150
151
152
153
154
155
156
157
158
159
160
161
162
163
164
165
166
167
168
169
170
171
172
173
174
175
176
177
178
179
180
181
182
183
184
185
186
187
188
189
190
191
192
193
194
195
196
197
198
199
200
201
202
203
204
205
206
207
208
209
210
211
212
213
214
215
216
217
218
219
220
221
222
223
224
225
226
227
228
229
230
231
232
233
234
235
236
237
238
239
240
241
242
243
244
245
246
247
248
249
250
251
252
253
254
255
256
257
258
259
260
261
262
263
264
265
266
267
268
269
270
271
272
273
274
275
276
277
278
279
280
281
282
283
284
285
286
287
288
289
290
291
292
293
294
295
296
297
298
299
300
301
302
303
304
305
306
307
308
309
310
311
312
313
314
315
316
317
318
319
320
321
322
323
324
325
326
327
328
329
330
331
332
333
334
335
336
337
338
339
340
341
342
343
344
345
346
347
348
349
350
351
352
353
354
355
356
357
358
359
360
361
362
363
364
365
366
367
368
369
370
371
372
373
374
375
376
377
378
379
380
381
382
383
384
385
386
387
388
389
390
391
392
393
394
395
396
397
398
399
400
401
402
403
404
405
406
407
408
409
410
411
412
413
414
415
416
417
418
419
420
421
422
423
424
425
426
427
428
429
430
431
432
433
434
435
436
437
438
439
440
441
442
443
444
445
446
447
448
449
450
451
452
453
454
455
456
457
458
459
460
461
462
463
464
465
466
467
468
469
470
471
472
473
474
475
476
477
478
479
480
481
482
483
484
485
486
487
488
489
490
491
492
493
494
495
496
497
498
499
500
501
502
503
504
505
506
507
508
509
510
511
512
513
514
515
516
517
518
519
520
521
522
523
524
525
526
527
528
529
530
531
532
533
534
535
536
537
538
539
540
541
542
543
544
545
546
547
548
549
550
551
552
553
554
555
556
557
558
559
560
561
562
563
564
565
566
567
568
569
570
571
572
573
574
575
576
577
578
579
580
581
582
583
584
585
586
587
588
589
590
591
592
593
594
595
596
597
598
599
600
601
602
603
604
605
606
607
608
609
610
611
612
613
614
615
616
617
618
619
620
621
622
623
624
625
626
627
628
629
630
631
632
633
634
635
636
637
638
639
640
641
642
643
644
645
646
647
648
649
650
651
652
653
654
655
656
657
658
659
660
661
662
663
664
665
666
667
668
669
670
671
672
673
674
675
676
677
678
679
680
681
682
683
684
685
686
687
688
689
690
691
692
693
694
695
696
697
698
699
700
701
702
703
704
705
706
707
708
709
710
711
712
713
714
715
716
717
718
719
720
721
722
723
724
725
726
727
728
729
730
731
732
733
734
735
736
737
738
739
740
741
742
743
744
745
746
747
748
749
750
751
752
753
754
755
756
757
758
759
760
761
762
763
764
765
766
767
768
769
770
771
772
773
774
775
776
777
778
779
780
781
782
783
784
785
786
787
788
789
790
791
792
793
794
795
796
797
798
799
800
801
802
803
804
805
806
807
808
809
810
811
812
813
814
815
816
817
818
819
820
821
822
823
824
825
826
827
828
829
830
831
832
833
834
835
836
837
838
839
840
841
842
843
844
845
846
847
848
849
850
851
852
853
854
855
856
857
858
859
860
861
862
863
864
865
866
867
868
869
870
871
872
873
874
875
876
877
878
879
880
881
882
883
884
885
886
887
888
889
890
891
892
893
894
895
896
897
898
899
900
901
902
903
904
905
906
907
908
909
910
911
912
913
914
915
916
917
918
919
920
921
922
923
924
925
926
927
928
929
930
931
932
933
934
935
936
937
938
939
940
941
942
943
944
945
946
947
948
949
950
951
952
953
954
955
956
957
958
959
960
961
962
963
964
965
966
967
968
969
970
971
972
973
974
975
976
977
978
979
980
981
982
983
984
985
986
987
988
989
990
991
992
993
994
995
996
997
998
999
1000
1001
1002
1003
1004
1005
1006
1007
1008
1009
1010
1011
1012
1013
1014
1015
1016
1017
1018
1019
1020
1021
1022
1023
1024
1025
1026
1027
1028
1029
1030
1031
1032
1033
1034
1035
1036
1037
1038
1039
1040
1041
1042
1043
1044
1045
1046
1047
1048
1049
1050
1051
1052
1053
1054
1055
1056
1057
1058
1059
1060
1061
1062
1063
1064
1065
1066
1067
1068
1069
1070
1071
1072
1073
1074
1075
1076
1077
1078
1079
1080
1081
1082
1083
1084
1085
1086
1087
1088
1089
1090
1091
1092
1093
1094
1095
1096
1097
1098
1099
1100
1101
1102
1103
1104
1105
1106
1107
1108
1109
1110
1111
1112
1113
1114
1115
1116
1117
1118
1119
1120
1121
1122
1123
1124
1125
1126
1127
1128
1129
1130
1131
1132
1133
1134
1135
1136
1137
1138
1139
1140
1141
1142
1143
1144
1145
1146
1147
1148
1149
1150
1151
1152
1153
1154
1155
1156
1157
1158
1159
1160
1161
1162
1163
1164
1165
1166
1167
1168
1169
1170
1171
1172
1173
1174
1175
1176
1177
1178
1179
1180
1181
1182
1183
1184
1185
1186
1187
1188
1189
1190
1191
1192
1193
1194
1195
1196
1197
1198
1199
1200
1201
1202
1203
1204
1205
1206
1207
1208
1209
1210
1211
1212
1213
1214
1215
1216
1217
1218
1219
1220
1221
1222
1223
1224
1225
1226
1227
1228
1229
1230
1231
1232
1233
1234
1235
1236
1237
1238
1239
1240
1241
1242
1243
1244
1245
1246
1247
1248
1249
1250
1251
1252
1253
1254
1255
1256
1257
1258
1259
1260
1261
1262
1263
1264
1265
1266
1267
1268
1269
1270
1271
1272
1273
1274
1275
1276
1277
1278
1279
1280
1281
1282
1283
1284
1285
1286
1287
1288
1289
1290
1291
1292
1293
1294
1295
1296
1297
1298
1299
1300
1301
1302
1303
1304
1305
1306
1307
1308
1309
1310
1311
1312
1313
1314
1315
1316
1317
1318
1319
1320
1321
1322
1323
1324
1325
1326
1327
1328
1329
1330
1331
1332
1333
1334
1335
1336
1337
1338
1339
1340
1341
1342
1343
1344
1345
1346
1347
1348
1349
1350
1351
1352
1353
1354
1355
1356
1357
1358
1359
1360
1361
1362
1363
1364
1365
1366
1367
1368
1369
1370
1371
1372
1373
1374
1375
1376
1377
1378
1379
1380
1381
1382
1383
1384
1385
1386
1387
1388
1389
1390
1391
1392
1393
1394
1395
1396
1397
1398
1399
1400
1401
1402
1403
1404
1405
1406
1407
1408
1409
1410
1411
1412
1413
1414
1415
1416
1417
1418
1419
1420
1421
1422
1423
1424
1425
1426
1427
1428
1429
1430
1431
1432
1433
1434
1435
1436
1437
1438
1439
1440
1441
1442
1443
1444
1445
1446
1447
1448
1449
1450
1451
1452
1453
1454
1455
1456
1457
1458
1459
1460
1461
1462
1463
1464
1465
1466
1467
1468
1469
1470
1471
1472
1473
1474
1475
1476
1477
1478
1479
1480
1481
1482
1483
1484
1485
1486
1487
1488
1489
1490
1491
1492
1493
1494
1495
1496
1497
1498
1499
1500
1501
1502
1503
1504
1505
1506
1507
1508
1509
1510
1511
1512
1513
1514
1515
1516
1517
1518
1519
1520
1521
1522
1523
1524
1525
1526
1527
1528
1529
1530
1531
1532
1533
1534
1535
1536
1537
1538
1539
1540
1541
1542
1543
1544
1545
1546
1547
1548
1549
1550
1551
1552
1553
1554
1555
1556
1557
1558
1559
1560
1561
1562
1563
1564
1565
1566
1567
1568
1569
1570
1571
1572
1573
1574
1575
1576
1577
1578
1579
1580
1581
1582
1583
1584
1585
1586
1587
1588
1589
1590
1591
1592
1593
1594
1595
1596
1597
1598
1599
1600
1601
1602
1603
1604
1605
1606
1607
1608
1609
1610
1611
1612
1613
1614
1615
1616
1617
1618
1619
1620
1621
1622
1623
1624
1625
1626
1627
1628
1629
1630
1631
1632
1633
1634
1635
1636
1637
1638
1639
1640
1641
1642
1643
1644
1645
1646
1647
1648
1649
1650
1651
1652
1653
1654
1655
1656
1657
1658
1659
1660
1661
1662
1663
1664
1665
1666
1667
1668
1669
1670
1671
1672
1673
1674
1675
1676
1677
1678
1679
1680
1681
1682
1683
1684
1685
1686
1687
1688
1689
1690
1691
1692
1693
1694
1695
1696
1697
1698
1699
1700
1701
1702
1703
1704
1705
1706
1707
1708
1709
1710
1711
1712
1713
1714
1715
1716
1717
1718
1719
1720
1721
1722
1723
1724
1725
1726
1727
1728
1729
1730
1731
1732
1733
1734
1735
1736
1737
1738
1739
1740
1741
1742
1743
1744
1745
1746
1747
1748
1749
1750
1751
1752
1753
1754
1755
1756
1757
1758
1759
1760
1761
1762
1763
1764
1765
1766
1767
1768
1769
1770
1771
1772
1773
1774
1775
1776
1777
1778
1779
1780
1781
1782
1783
1784
1785
1786
1787
1788
1789
1790
1791
1792
1793
1794
1795
1796
1797
1798
1799
1800
1801
1802
1803
1804
1805
1806
1807
1808
1809
1810
1811
1812
1813
1814
1815
1816
1817
1818
1819
1820
1821
1822
1823
1824
1825
1826
1827
1828
1829
1830
1831
1832
1833
1834
1835
1836
1837
1838
1839
1840
1841
1842
1843
1844
1845
1846
1847
1848
1849
1850
1851
1852
1853
1854
1855
1856
1857
1858
1859
1860
1861
1862
1863
1864
1865
1866
1867
1868
1869
1870
1871
1872
1873
1874
1875
1876
1877
1878
1879
1880
1881
1882
1883
1884
1885
1886
1887
1888
1889
1890
1891
1892
1893
1894
1895
1896
1897
1898
1899
1900
1901
1902
1903
1904
1905
1906
1907
1908
1909
1910
1911
1912
1913
1914
1915
1916
1917
1918
1919
1920
1921
1922
1923
1924
1925
1926
1927
1928
1929
1930
1931
1932
1933
1934
1935
1936
1937
1938
1939
1940
1941
1942
1943
1944
1945
1946
1947
1948
1949
1950
1951
1952
1953
1954
1955
1956
1957
1958
1959
1960
1961
1962
1963
1964
1965
1966
1967
1968
1969
1970
1971
1972
1973
1974
1975
1976
1977
1978
1979
1980
1981
1982
1983
1984
1985
1986
1987
1988
1989
1990
1991
1992
1993
1994
1995
1996
1997
1998
1999
2000
2001
2002
2003
2004
2005
2006
2007
2008
2009
2010
2011
2012
2013
2014
2015
2016
2017
2018
2019
2020
2021
2022
2023
2024
2025
2026
2027
2028
2029
2030
2031
2032
2033
2034
2035
2036
2037
2038
2039
2040
2041
2042
2043
2044
2045
2046
2047
2048
2049
2050
2051
2052
2053
2054
2055
2056
2057
2058
2059
2060
2061
2062
2063
2064
2065
2066
2067
2068
2069
2070
2071
2072
2073
2074
2075
2076
2077
2078
2079
2080
2081
2082
2083
2084
2085
2086
2087
2088
2089
2090
2091
2092
2093
2094
2095
2096
2097
2098
2099
2100
2101
2102
2103
2104
2105
2106
2107
2108
2109
2110
2111
2112
2113
2114
2115
2116
2117
2118
2119
2120
2121
2122
2123
2124
2125
2126
2127
2128
2129
2130
2131
2132
2133
2134
2135
2136
2137
2138
2139
2140
2141
2142
2143
2144
2145
2146
2147
2148
2149
2150
2151
2152
2153
2154
2155
2156
2157
2158
2159
2160
2161
2162
2163
2164
2165
2166
2167
2168
2169
2170
2171
2172
2173
2174
2175
2176
2177
2178
2179
2180
2181
2182
2183
2184
2185
2186
2187
2188
2189
2190
2191
2192
2193
2194
2195
2196
2197
2198
2199
2200
2201
2202
2203
2204
2205
2206
2207
2208
2209
2210
2211
2212
2213
2214
2215
2216
2217
2218
2219
2220
2221
2222
2223
2224
2225
2226
2227
2228
2229
2230
2231
2232
2233
2234
2235
2236
2237
2238
2239
2240
2241
2242
2243
2244
2245
2246
2247
2248
2249
2250
2251
2252
2253
2254
2255
2256
2257
2258
2259
2260
2261
2262
2263
2264
2265
2266
2267
2268
2269
2270
2271
2272
2273
2274
2275
2276
2277
2278
2279
2280
2281
2282
2283
2284
2285
2286
2287
2288
2289
2290
2291
2292
2293
2294
2295
2296
2297
2298
2299
2300
2301
2302
2303
2304
2305
2306
2307
2308
2309
2310
2311
2312
2313
2314
2315
2316
2317
2318
2319
2320
2321
2322
2323
2324
2325
2326
2327
2328
2329
2330
2331
2332
2333
2334
2335
2336
2337
2338
2339
2340
2341
2342
2343
2344
2345
2346
2347
2348
2349
2350
2351
2352
2353
2354
2355
2356
2357
2358
2359
2360
2361
2362
2363
2364
2365
2366
2367
2368
2369
2370
2371
2372
2373
2374
2375
2376
2377
2378
2379
2380
2381
2382
2383
2384
2385
2386
2387
2388
2389
2390
2391
2392
2393
2394
2395
2396
2397
2398
2399
2400
2401
2402
2403
2404
2405
2406
2407
2408
2409
2410
2411
2412
2413
2414
2415
2416
2417
2418
2419
2420
2421
2422
2423
2424
2425
2426
2427
2428
2429
2430
2431
2432
2433
2434
2435
2436
2437
2438
2439
2440
2441
2442
2443
2444
2445
2446
2447
2448
2449
2450
2451
2452
2453
2454
2455
2456
2457
2458
2459
2460
2461
2462
2463
2464
2465
2466
2467
2468
2469
2470
2471
2472
2473
2474
2475
2476
2477
2478
2479
2480
2481
2482
2483
2484
2485
2486
2487
2488
2489
2490
2491
2492
2493
2494
2495
2496
2497
2498
2499
2500
2501
2502
2503
2504
2505
2506
2507
2508
2509
2510
2511
2512
2513
2514
2515
2516
2517
2518
2519
2520
2521
2522
2523
2524
2525
2526
2527
2528
2529
2530
2531
2532
2533
2534
2535
2536
2537
2538
2539
2540
2541
2542
2543
2544
2545
2546
2547
2548
2549
2550
2551
2552
2553
2554
2555
2556
2557
2558
2559
2560
2561
2562
2563
2564
2565
2566
2567
2568
2569
2570
2571
2572
2573
2574
2575
2576
2577
2578
2579
2580
2581
2582
2583
2584
2585
2586
2587
2588
2589
2590
2591
2592
2593
2594
2595
2596
2597
2598
2599
2600
2601
2602
2603
2604
2605
2606
2607
2608
2609
2610
2611
2612
2613
2614
2615
2616
2617
2618
2619
2620
2621
2622
2623
2624
2625
2626
2627
2628
2629
2630
2631
2632
2633
2634
2635
2636
2637
2638
2639
2640
2641
2642
2643
2644
2645
2646
2647
2648
2649
2650
2651
2652
2653
2654
2655
2656
2657
2658
2659
2660
2661
2662
2663
2664
2665
2666
2667
2668
2669
2670
2671
2672
2673
2674
2675
2676
2677
2678
2679
2680
2681
2682
2683
2684
2685
2686
2687
2688
2689
2690
2691
2692
2693
2694
2695
2696
2697
2698
2699
2700
2701
2702
2703
2704
2705
2706
2707
2708
2709
2710
2711
2712
2713
2714
2715
2716
2717
2718
2719
2720
2721
2722
2723
2724
2725
2726
2727
2728
2729
2730
2731
2732
2733
2734
2735
2736
2737
2738
2739
2740
2741
2742
2743
2744
2745
2746
2747
2748
2749
2750
2751
2752
2753
2754
2755
2756
2757
2758
2759
2760
2761
2762
2763
2764
2765
2766
2767
2768
2769
2770
2771
2772
2773
2774
2775
2776
2777
2778
2779
2780
2781
2782
2783
2784
2785
2786
2787
2788
2789
2790
2791
2792
2793
2794
2795
2796
2797
2798
2799
2800
2801
2802
2803
2804
2805
2806
2807
2808
2809
2810
2811
2812
2813
2814
2815
2816
2817
2818
2819
2820
2821
2822
2823
2824
2825
2826
2827
2828
2829
2830
2831
2832
2833
2834
2835
2836
2837
2838
2839
2840
2841
2842
2843
2844
2845
2846
2847
2848
2849
2850
2851
2852
2853
2854
2855
2856
2857
2858
2859
2860
2861
2862
2863
2864
2865
2866
2867
2868
2869
2870
2871
2872
2873
2874
2875
2876
2877
2878
2879
2880
2881
2882
2883
2884
2885
2886
2887
2888
2889
2890
2891
2892
2893
2894
2895
2896
2897
2898
2899
2900
2901
2902
2903
2904
2905
2906
2907
2908
2909
2910
2911
2912
2913
2914
2915
2916
2917
2918
2919
2920
2921
2922
2923
2924
2925
2926
2927
2928
2929
2930
2931
2932
2933
2934
2935
2936
2937
2938
2939
2940
2941
2942
2943
2944
2945
2946
2947
2948
2949
2950
2951
2952
2953
2954
2955
2956
2957
2958
2959
2960
2961
2962
2963
2964
2965
2966
2967
2968
2969
2970
2971
2972
2973
2974
2975
2976
2977
2978
2979
2980
2981
2982
2983
2984
2985
2986
2987
2988
2989
2990
2991
2992
2993
2994
2995
2996
2997
2998
2999
3000
3001
3002
3003
3004
3005
3006
3007
3008
3009
3010
3011
3012
3013
3014
3015
3016
3017
3018
3019
3020
3021
3022
3023
3024
3025
3026
3027
3028
3029
3030
3031
3032
3033
3034
3035
3036
3037
3038
3039
3040
3041
3042
3043
3044
3045
3046
3047
3048
3049
3050
3051
3052
3053
3054
3055
3056
3057
3058
3059
3060
3061
3062
3063
3064
3065
3066
3067
3068
3069
3070
3071
3072
3073
3074
3075
3076
3077
3078
3079
3080
3081
3082
3083
3084
3085
3086
3087
3088
3089
3090
3091
3092
3093
3094
3095
3096
3097
3098
3099
3100
3101
3102
3103
3104
3105
3106
3107
3108
3109
3110
3111
3112
3113
3114
3115
3116
3117
3118
3119
3120
3121
3122
3123
3124
3125
3126
3127
3128
3129
3130
3131
3132
3133
3134
3135
3136
3137
3138
3139
3140
3141
3142
3143
3144
3145
3146
3147
3148
3149
3150
3151
3152
3153
3154
3155
3156
3157
3158
3159
3160
3161
3162
3163
3164
3165
3166
3167
3168
3169
3170
3171
3172
3173
3174
3175
3176
3177
3178
3179
3180
3181
3182
3183
3184
3185
3186
3187
3188
3189
3190
3191
3192
3193
3194
3195
3196
3197
3198
3199
3200
3201
3202
3203
3204
3205
3206
3207
3208
3209
3210
3211
3212
3213
3214
3215
3216
3217
3218
3219
3220
3221
3222
3223
3224
3225
3226
3227
3228
3229
3230
3231
3232
3233
3234
3235
3236
3237
3238
3239
3240
3241
3242
3243
3244
3245
3246
3247
3248
3249
3250
3251
3252
3253
3254
3255
3256
3257
3258
3259
3260
3261
3262
3263
3264
3265
3266
3267
3268
3269
3270
3271
3272
3273
3274
3275
3276
3277
3278
3279
3280
3281
3282
3283
3284
3285
3286
3287
3288
3289
3290
3291
3292
3293
3294
3295
3296
3297
3298
3299
3300
3301
3302
3303
3304
3305
3306
3307
3308
3309
3310
3311
3312
3313
3314
3315
3316
3317
3318
3319
3320
3321
3322
3323
3324
3325
3326
3327
3328
3329
3330
3331
3332
3333
3334
3335
3336
3337
3338
3339
3340
3341
3342
3343
3344
3345
3346
3347
3348
3349
3350
3351
3352
3353
3354
3355
3356
3357
3358
3359
3360
3361
3362
3363
3364
3365
3366
3367
3368
3369
3370
3371
3372
3373
3374
3375
3376
3377
3378
3379
3380
3381
3382
3383
3384
3385
3386
3387
3388
3389
3390
3391
3392
3393
3394
3395
3396
3397
3398
3399
3400
3401
3402
3403
3404
3405
3406
3407
3408
3409
3410
3411
3412
3413
3414
3415
3416
3417
3418
3419
3420
3421
3422
3423
3424
3425
3426
3427
3428
3429
3430
3431
3432
3433
3434
3435
3436
3437
3438
3439
3440
3441
3442
3443
3444
3445
3446
3447
3448
3449
3450
3451
3452
3453
3454
3455
3456
3457
3458
3459
3460
3461
3462
3463
3464
3465
3466
3467
3468
3469
3470
3471
3472
3473
3474
3475
3476
3477
3478
3479
3480
3481
3482
3483
3484
3485
3486
3487
3488
3489
3490
3491
3492
3493
3494
3495
3496
3497
3498
3499
3500
3501
3502
3503
3504
3505
3506
3507
3508
3509
3510
3511
3512
3513
3514
3515
3516
3517
3518
3519
3520
3521
3522
3523
3524
3525
3526
3527
3528
3529
3530
3531
3532
3533
3534
3535
3536
3537
3538
3539
3540
3541
3542
3543
3544
3545
3546
3547
3548
3549
3550
3551
3552
3553
3554
3555
3556
3557
3558
3559
3560
3561
3562
3563
3564
3565
3566
3567
3568
3569
3570
3571
3572
3573
3574
3575
3576
3577
3578
3579
3580
3581
3582
3583
3584
3585
3586
3587
3588
3589
3590
3591
3592
3593
3594
3595
3596
3597
3598
3599
3600
3601
3602
3603
3604
3605
3606
3607
3608
3609
3610
3611
3612
3613
3614
3615
3616
3617
3618
3619
3620
3621
3622
3623
3624
3625
3626
3627
3628
3629
3630
3631
3632
3633
3634
3635
3636
3637
3638
3639
3640
3641
3642
3643
3644
3645
3646
3647
3648
3649
3650
3651
3652
3653
3654
3655
3656
3657
3658
3659
3660
3661
3662
3663
3664
3665
3666
3667
3668
3669
3670
3671
3672
3673
3674
3675
3676
3677
3678
3679
3680
3681
3682
3683
3684
3685
3686
3687
3688
3689
3690
3691
3692
3693
3694
3695
3696
3697
3698
3699
3700
3701
3702
3703
3704
3705
3706
3707
3708
3709
3710
3711
3712
3713
3714
3715
3716
3717
3718
3719
3720
3721
3722
3723
3724
3725
3726
3727
3728
3729
3730
3731
3732
3733
3734
3735
3736
3737
3738
3739
3740
3741
3742
3743
3744
3745
3746
3747
3748
3749
3750
3751
3752
3753
3754
3755
3756
3757
3758
3759
3760
3761
3762
3763
3764
3765
3766
3767
3768
3769
3770
3771
3772
3773
3774
3775
3776
3777
3778
3779
3780
3781
3782
3783
3784
3785
3786
3787
3788
3789
3790
3791
3792
3793
3794
3795
3796
3797
3798
3799
3800
3801
3802
3803
3804
3805
3806
3807
3808
3809
3810
3811
3812
3813
3814
3815
3816
3817
3818
3819
3820
3821
3822
3823
3824
3825
3826
3827
3828
3829
3830
3831
3832
3833
3834
3835
3836
3837
3838
3839
3840
3841
3842
3843
3844
3845
3846
3847
3848
3849
3850
3851
3852
3853
3854
3855
3856
3857
3858
3859
3860
3861
3862
3863
3864
3865
3866
3867
3868
3869
3870
3871
3872
3873
3874
3875
3876
3877
3878
3879
3880
3881
3882
3883
3884
3885
3886
3887
3888
3889
3890
3891
3892
3893
3894
3895
3896
3897
3898
3899
3900
3901
3902
3903
3904
3905
3906
3907
3908
3909
3910
3911
3912
3913
3914
3915
3916
3917
3918
3919
3920
3921
3922
3923
3924
3925
3926
3927
3928
3929
3930
3931
3932
3933
3934
3935
3936
3937
3938
3939
3940
3941
3942
3943
3944
3945
3946
3947
3948
3949
3950
3951
3952
3953
3954
3955
3956
3957
3958
3959
3960
3961
3962
3963
3964
3965
3966
3967
3968
3969
3970
3971
3972
3973
3974
3975
3976
3977
3978
3979
3980
3981
3982
3983
3984
3985
3986
3987
3988
3989
3990
3991
3992
3993
3994
3995
3996
3997
3998
3999
4000
4001
4002
4003
4004
4005
4006
4007
4008
4009
4010
4011
4012
4013
4014
4015
4016
4017
4018
4019
4020
4021
4022
4023
4024
4025
4026
4027
4028
4029
4030
4031
4032
4033
4034
4035
4036
4037
4038
4039
4040
4041
4042
4043
4044
4045
4046
4047
4048
4049
4050
4051
4052
4053
4054
4055
4056
4057
4058
4059
4060
4061
4062
4063
4064
4065
4066
4067
4068
4069
4070
4071
4072
4073
4074
4075
4076
4077
4078
4079
4080
4081
4082
4083
4084
4085
4086
4087
4088
4089
4090
4091
4092
4093
4094
4095
4096
4097
4098
4099
4100
4101
4102
4103
4104
4105
4106
4107
4108
4109
4110
4111
4112
4113
4114
4115
4116
4117
4118
4119
4120
4121
4122
4123
4124
4125
4126
4127
4128
4129
4130
4131
4132
4133
4134
4135
4136
4137
4138
4139
4140
4141
4142
4143
4144
4145
4146
4147
4148
4149
4150
4151
4152
4153
4154
4155
4156
4157
4158
4159
4160
4161
4162
4163
4164
4165
4166
4167
4168
4169
4170
4171
4172
4173
4174
4175
4176
4177
4178
4179
4180
4181
4182
4183
4184
4185
4186
4187
4188
4189
4190
4191
4192
4193
4194
4195
4196
4197
4198
4199
4200
4201
4202
4203
4204
4205
4206
4207
4208
4209
4210
4211
4212
4213
4214
4215
4216
4217
4218
4219
4220
4221
4222
4223
4224
4225
4226
4227
4228
4229
4230
4231
4232
4233
4234
4235
4236
4237
4238
4239
4240
4241
4242
4243
4244
4245
4246
4247
4248
4249
4250
4251
4252
4253
4254
4255
4256
4257
4258
4259
4260
4261
4262
4263
4264
4265
4266
4267
4268
4269
4270
4271
4272
4273
4274
4275
4276
4277
4278
4279
4280
4281
4282
4283
4284
4285
4286
4287
4288
4289
4290
4291
4292
4293
4294
4295
4296
4297
4298
4299
4300
4301
4302
4303
4304
4305
4306
4307
4308
4309
4310
4311
4312
4313
4314
4315
4316
4317
4318
4319
4320
4321
4322
4323
4324
4325
4326
4327
4328
4329
4330
4331
4332
4333
4334
4335
4336
4337
4338
4339
4340
4341
4342
4343
4344
4345
4346
4347
4348
4349
4350
4351
4352
4353
4354
4355
4356
4357
4358
4359
4360
4361
4362
4363
4364
4365
4366
4367
4368
4369
4370
4371
4372
4373
4374
4375
4376
4377
4378
4379
4380
4381
4382
4383
4384
4385
4386
4387
4388
4389
4390
4391
4392
4393
4394
4395
4396
4397
4398
4399
4400
4401
4402
4403
4404
4405
4406
4407
4408
4409
4410
4411
4412
4413
4414
4415
4416
4417
4418
4419
4420
4421
4422
4423
4424
4425
4426
4427
4428
4429
4430
4431
4432
4433
4434
4435
4436
4437
4438
4439
4440
4441
4442
4443
4444
4445
4446
4447
4448
4449
4450
4451
4452
4453
4454
4455
4456
4457
4458
4459
4460
4461
4462
4463
4464
4465
4466
4467
4468
4469
4470
4471
4472
4473
4474
4475
4476
4477
4478
4479
4480
4481
4482
4483
4484
4485
4486
4487
4488
4489
4490
4491
4492
4493
4494
4495
4496
4497
4498
4499
4500
4501
4502
4503
4504
4505
4506
4507
4508
4509
4510
4511
4512
4513
4514
4515
4516
4517
4518
4519
4520
4521
4522
4523
4524
4525
4526
4527
4528
4529
4530
4531
4532
4533
4534
4535
4536
4537
4538
4539
4540
4541
4542
4543
4544
4545
4546
4547
4548
4549
4550
4551
4552
4553
4554
4555
4556
4557
4558
4559
4560
4561
4562
4563
4564
4565
4566
4567
4568
4569
4570
4571
4572
4573
4574
4575
4576
4577
4578
4579
4580
4581
4582
4583
4584
4585
4586
4587
4588
4589
4590
4591
4592
4593
4594
4595
4596
4597
4598
4599
4600
4601
4602
4603
4604
4605
4606
4607
4608
4609
4610
4611
4612
4613
4614
4615
4616
4617
4618
4619
4620
4621
4622
4623
4624
4625
4626
4627
4628
4629
4630
4631
4632
4633
4634
4635
4636
4637
4638
4639
4640
4641
4642
4643
4644
4645
4646
4647
4648
4649
4650
4651
4652
4653
4654
4655
4656
4657
4658
4659
4660
4661
4662
4663
4664
4665
4666
4667
4668
4669
4670
4671
4672
4673
4674
4675
4676
4677
4678
4679
4680
4681
4682
4683
4684
4685
4686
4687
4688
4689
4690
4691
4692
4693
4694
4695
4696
4697
4698
4699
4700
4701
4702
4703
4704
4705
4706
4707
4708
4709
4710
4711
4712
4713
4714
4715
4716
4717
4718
4719
4720
4721
4722
4723
4724
4725
4726
4727
4728
4729
4730
4731
4732
4733
4734
4735
4736
4737
4738
4739
4740
4741
4742
4743
4744
4745
4746
4747
4748
4749
4750
4751
4752
4753
4754
4755
4756
4757
4758
4759
4760
4761
4762
4763
4764
4765
4766
4767
4768
4769
4770
4771
4772
4773
4774
4775
4776
4777
4778
4779
4780
4781
4782
4783
4784
4785
4786
4787
4788
4789
4790
4791
4792
4793
4794
4795
4796
4797
4798
4799
4800
4801
4802
4803
4804
4805
4806
4807
4808
4809
4810
4811
4812
4813
4814
4815
4816
4817
4818
4819
4820
4821
4822
4823
4824
4825
4826
4827
4828
4829
4830
4831
4832
4833
4834
4835
4836
4837
4838
4839
4840
4841
4842
4843
4844
4845
4846
4847
4848
4849
4850
4851
4852
4853
4854
4855
4856
4857
4858
4859
4860
4861
4862
4863
4864
4865
4866
4867
4868
4869
4870
4871
4872
4873
4874
4875
4876
4877
4878
4879
4880
4881
4882
4883
4884
4885
4886
4887
4888
4889
4890
4891
4892
4893
4894
4895
4896
4897
4898
4899
4900
4901
4902
4903
4904
4905
4906
4907
4908
4909
4910
4911
4912
4913
4914
4915
4916
4917
4918
4919
4920
4921
4922
4923
4924
4925
4926
4927
4928
4929
4930
4931
4932
4933
4934
4935
4936
4937
4938
4939
4940
4941
4942
4943
4944
4945
4946
4947
4948
4949
4950
4951
4952
4953
4954
4955
4956
4957
4958
4959
4960
4961
4962
4963
4964
4965
4966
4967
4968
4969
4970
4971
4972
4973
4974
4975
4976
4977
4978
4979
4980
4981
4982
4983
4984
4985
4986
4987
4988
4989
4990
4991
4992
4993
4994
4995
4996
4997
4998
4999
5000
5001
5002
5003
5004
5005
5006
5007
5008
5009
5010
5011
5012
5013
5014
5015
5016
5017
5018
5019
5020
5021
5022
5023
5024
5025
5026
5027
5028
5029
5030
5031
5032
5033
5034
5035
5036
5037
5038
5039
5040
5041
5042
5043
5044
5045
5046
5047
5048
5049
5050
5051
5052
5053
5054
5055
5056
5057
5058
5059
5060
5061
5062
5063
5064
5065
5066
5067
5068
5069
5070
5071
5072
5073
5074
5075
5076
5077
5078
5079
5080
5081
5082
5083
5084
5085
5086
5087
5088
5089
5090
5091
5092
5093
5094
5095
5096
5097
5098
5099
5100
5101
5102
5103
5104
5105
5106
5107
5108
5109
5110
5111
5112
5113
5114
5115
5116
5117
5118
5119
5120
5121
5122
5123
5124
5125
5126
5127
5128
5129
5130
5131
5132
5133
5134
5135
5136
5137
5138
5139
5140
5141
5142
5143
5144
5145
5146
5147
5148
5149
5150
5151
5152
5153
5154
5155
5156
5157
5158
5159
5160
5161
5162
5163
5164
5165
5166
5167
5168
5169
5170
5171
5172
5173
5174
5175
5176
5177
5178
5179
5180
5181
5182
5183
5184
5185
5186
5187
5188
5189
5190
5191
5192
5193
5194
5195
5196
5197
5198
5199
5200
5201
5202
5203
5204
5205
5206
5207
5208
5209
5210
5211
5212
5213
5214
5215
5216
5217
5218
5219
5220
5221
5222
5223
5224
5225
5226
5227
5228
5229
5230
5231
5232
5233
5234
5235
5236
5237
5238
5239
5240
5241
5242
5243
5244
5245
5246
5247
5248
5249
5250
5251
5252
5253
5254
5255
5256
5257
5258
5259
5260
5261
5262
5263
5264
5265
5266
5267
5268
5269
5270
5271
5272
5273
5274
5275
5276
5277
5278
5279
5280
5281
5282
5283
5284
5285
5286
5287
5288
5289
5290
5291
5292
5293
5294
5295
5296
5297
5298
5299
5300
5301
5302
5303
5304
5305
5306
5307
5308
5309
5310
5311
5312
5313
5314
5315
5316
5317
5318
5319
5320
5321
5322
5323
5324
5325
5326
5327
5328
5329
5330
5331
5332
5333
5334
5335
5336
5337
5338
5339
5340
5341
5342
5343
5344
5345
5346
5347
5348
5349
5350
5351
5352
5353
5354
5355
5356
5357
5358
5359
5360
5361
5362
5363
5364
5365
5366
5367
5368
5369
5370
5371
5372
5373
5374
5375
5376
5377
5378
5379
5380
5381
5382
5383
5384
5385
5386
5387
5388
5389
5390
5391
5392
5393
5394
5395
5396
5397
5398
5399
5400
5401
5402
5403
5404
5405
5406
5407
5408
5409
5410
5411
5412
5413
5414
5415
5416
5417
5418
5419
5420
5421
5422
5423
5424
5425
5426
5427
5428
5429
5430
5431
5432
5433
5434
5435
5436
5437
5438
5439
5440
5441
5442
5443
5444
5445
5446
5447
5448
5449
5450
5451
5452
5453
5454
5455
5456
5457
5458
5459
5460
5461
5462
5463
5464
5465
5466
5467
5468
5469
5470
5471
5472
5473
5474
5475
5476
5477
5478
5479
5480
5481
5482
5483
5484
5485
5486
5487
5488
5489
5490
5491
5492
5493
5494
5495
5496
5497
5498
5499
5500
5501
5502
5503
5504
5505
5506
5507
5508
5509
5510
5511
5512
5513
5514
5515
5516
5517
5518
5519
5520
5521
5522
5523
5524
5525
5526
5527
5528
5529
5530
5531
5532
5533
5534
5535
5536
5537
5538
5539
5540
5541
5542
5543
5544
5545
5546
5547
5548
5549
5550
5551
5552
5553
5554
5555
5556
5557
5558
5559
5560
5561
5562
5563
5564
5565
5566
5567
5568
5569
5570
5571
5572
5573
5574
5575
5576
5577
5578
5579
5580
5581
5582
5583
5584
5585
5586
5587
5588
5589
5590
5591
5592
5593
5594
5595
5596
5597
5598
5599
5600
5601
5602
5603
5604
5605
5606
5607
5608
5609
5610
5611
5612
5613
5614
5615
5616
5617
5618
5619
5620
5621
5622
5623
5624
5625
5626
5627
5628
5629
5630
5631
5632
5633
5634
5635
5636
5637
5638
5639
5640
5641
5642
5643
5644
5645
5646
5647
5648
5649
5650
5651
5652
5653
5654
5655
5656
5657
5658
5659
5660
5661
5662
5663
5664
5665
5666
5667
5668
5669
5670
5671
5672
5673
5674
5675
5676
5677
5678
5679
5680
5681
5682
5683
5684
5685
5686
5687
5688
5689
5690
5691
5692
5693
5694
5695
5696
5697
5698
5699
5700
5701
5702
5703
5704
5705
5706
5707
5708
5709
5710
5711
5712
5713
5714
5715
5716
5717
5718
5719
5720
5721
5722
5723
5724
5725
5726
5727
5728
5729
5730
5731
5732
5733
5734
5735
5736
5737
5738
5739
5740
5741
5742
5743
5744
5745
5746
5747
5748
5749
5750
5751
5752
5753
5754
5755
5756
5757
5758
5759
5760
5761
5762
5763
5764
5765
5766
5767
5768
5769
5770
5771
5772
5773
5774
5775
5776
5777
5778
5779
5780
5781
5782
5783
5784
5785
5786
5787
5788
5789
5790
5791
5792
5793
5794
5795
5796
5797
5798
5799
5800
5801
5802
5803
5804
5805
5806
5807
5808
5809
5810
5811
5812
5813
5814
5815
5816
5817
5818
5819
5820
5821
5822
5823
5824
5825
5826
5827
5828
5829
5830
5831
5832
5833
5834
5835
5836
5837
5838
5839
5840
5841
5842
5843
5844
5845
5846
5847
5848
5849
5850
5851
5852
5853
5854
5855
5856
5857
5858
5859
5860
5861
5862
5863
5864
5865
5866
5867
5868
5869
5870
5871
5872
5873
5874
5875
5876
5877
5878
5879
5880
5881
5882
5883
5884
5885
5886
5887
5888
5889
5890
5891
5892
5893
5894
5895
5896
5897
5898
5899
5900
5901
5902
5903
5904
5905
5906
5907
5908
5909
5910
5911
5912
5913
5914
5915
5916
5917
5918
5919
5920
5921
5922
5923
5924
5925
5926
5927
5928
5929
5930
5931
5932
5933
5934
5935
5936
5937
5938
5939
5940
5941
5942
5943
5944
5945
5946
5947
5948
5949
5950
5951
5952
5953
5954
5955
5956
5957
5958
5959
5960
5961
5962
5963
5964
5965
5966
5967
5968
5969
5970
5971
5972
5973
5974
5975
5976
5977
5978
5979
5980
5981
5982
5983
5984
5985
5986
5987
5988
5989
5990
5991
5992
5993
5994
5995
5996
5997
5998
5999
6000
6001
6002
6003
6004
6005
6006
6007
6008
6009
6010
6011
6012
6013
6014
6015
6016
6017
6018
6019
6020
6021
6022
6023
6024
6025
6026
6027
6028
6029
6030
6031
6032
6033
6034
6035
6036
6037
6038
6039
6040
6041
6042
6043
6044
6045
6046
6047
6048
6049
6050
6051
6052
6053
6054
6055
6056
6057
6058
6059
6060
6061
6062
6063
6064
6065
6066
6067
6068
6069
6070
6071
6072
6073
6074
6075
6076
6077
6078
6079
6080
6081
6082
6083
6084
6085
6086
6087
6088
6089
6090
6091
6092
6093
6094
6095
6096
6097
6098
6099
6100
6101
6102
6103
6104
6105
6106
6107
6108
6109
6110
6111
6112
6113
6114
6115
6116
6117
6118
6119
6120
6121
6122
6123
6124
6125
6126
6127
6128
6129
6130
6131
6132
6133
6134
6135
6136
6137
6138
6139
6140
6141
6142
6143
6144
6145
6146
6147
6148
6149
6150
6151
6152
6153
6154
6155
6156
6157
6158
6159
6160
6161
6162
6163
6164
6165
6166
6167
6168
6169
6170
6171
6172
6173
6174
6175
6176
6177
6178
6179
6180
6181
6182
6183
6184
6185
6186
6187
6188
6189
6190
6191
6192
6193
6194
6195
6196
6197
6198
6199
6200
6201
6202
6203
6204
6205
6206
6207
6208
6209
6210
6211
6212
6213
6214
6215
6216
6217
6218
6219
6220
6221
6222
6223
6224
6225
6226
6227
6228
6229
6230
6231
6232
6233
6234
6235
6236
6237
6238
6239
6240
6241
6242
6243
6244
6245
6246
6247
6248
6249
6250
6251
6252
6253
6254
6255
6256
6257
6258
6259
6260
6261
6262
6263
6264
6265
6266
6267
6268
6269
6270
6271
6272
6273
6274
6275
6276
6277
6278
6279
6280
6281
6282
6283
6284
6285
6286
6287
6288
6289
6290
6291
6292
6293
6294
6295
6296
6297
6298
6299
6300
6301
6302
6303
6304
6305
6306
6307
6308
6309
6310
6311
6312
6313
6314
6315
6316
6317
6318
6319
6320
6321
6322
6323
6324
6325
6326
6327
6328
6329
6330
6331
6332
6333
6334
6335
6336
6337
6338
6339
6340
6341
6342
6343
6344
6345
6346
6347
6348
6349
6350
6351
6352
6353
6354
6355
6356
6357
6358
6359
6360
6361
6362
6363
6364
6365
6366
6367
6368
6369
6370
6371
6372
6373
6374
6375
6376
6377
6378
6379
6380
6381
6382
6383
6384
6385
6386
6387
6388
6389
6390
6391
6392
6393
6394
6395
6396
6397
6398
6399
6400
6401
6402
6403
6404
6405
6406
6407
6408
6409
6410
6411
6412
6413
6414
6415
6416
6417
6418
6419
6420
6421
6422
6423
6424
6425
6426
6427
6428
6429
6430
6431
6432
6433
6434
6435
6436
6437
6438
6439
6440
6441
6442
6443
6444
6445
6446
6447
6448
6449
6450
6451
6452
6453
6454
6455
6456
6457
6458
6459
6460
6461
6462
6463
6464
6465
6466
6467
6468
6469
6470
6471
6472
6473
6474
6475
6476
6477
6478
6479
6480
6481
6482
6483
6484
6485
6486
6487
6488
6489
6490
6491
6492
6493
6494
6495
6496
6497
6498
6499
6500
6501
6502
6503
6504
6505
6506
6507
6508
6509
6510
6511
6512
6513
6514
6515
6516
6517
6518
6519
6520
6521
6522
6523
6524
6525
6526
6527
6528
6529
6530
6531
6532
6533
6534
6535
6536
6537
6538
6539
6540
6541
6542
6543
6544
6545
6546
6547
6548
6549
6550
6551
6552
6553
6554
6555
6556
6557
6558
6559
6560
6561
6562
6563
6564
6565
6566
6567
6568
6569
6570
6571
6572
6573
6574
6575
6576
6577
6578
6579
6580
6581
6582
6583
6584
6585
6586
6587
6588
6589
6590
6591
6592
6593
6594
6595
6596
6597
6598
6599
6600
6601
6602
6603
6604
6605
6606
6607
6608
6609
6610
6611
6612
6613
6614
6615
6616
6617
6618
6619
6620
6621
6622
6623
6624
6625
6626
6627
6628
6629
6630
6631
6632
6633
6634
6635
6636
6637
6638
6639
6640
6641
6642
6643
6644
6645
6646
6647
6648
6649
6650
6651
6652
6653
6654
6655
6656
6657
6658
6659
6660
6661
6662
6663
6664
6665
6666
6667
6668
6669
6670
6671
6672
6673
6674
6675
6676
6677
6678
6679
6680
6681
6682
6683
6684
6685
6686
6687
6688
6689
6690
6691
6692
6693
6694
6695
6696
6697
6698
6699
6700
6701
6702
6703
6704
6705
6706
6707
6708
6709
6710
6711
6712
6713
6714
6715
6716
6717
6718
6719
6720
6721
6722
6723
6724
6725
6726
6727
6728
6729
6730
6731
6732
6733
6734
6735
6736
6737
6738
6739
6740
6741
6742
6743
6744
6745
6746
6747
6748
6749
6750
6751
6752
6753
6754
6755
6756
6757
6758
6759
6760
6761
6762
6763
6764
6765
6766
6767
6768
6769
6770
6771
6772
6773
6774
6775
6776
6777
6778
6779
6780
6781
6782
6783
6784
6785
6786
6787
6788
6789
6790
6791
6792
6793
6794
6795
6796
6797
6798
6799
6800
6801
6802
6803
6804
6805
6806
6807
6808
6809
6810
6811
6812
6813
6814
6815
6816
6817
6818
6819
6820
6821
6822
6823
6824
6825
6826
6827
6828
6829
6830
6831
6832
6833
6834
6835
6836
6837
6838
6839
6840
6841
6842
6843
6844
6845
6846
6847
6848
6849
6850
6851
6852
6853
6854
6855
6856
6857
6858
6859
6860
6861
6862
6863
6864
6865
6866
6867
6868
6869
6870
6871
6872
6873
6874
6875
6876
6877
6878
6879
6880
6881
6882
6883
6884
6885
6886
6887
6888
6889
6890
6891
6892
6893
6894
6895
6896
6897
6898
6899
6900
6901
6902
6903
6904
6905
6906
6907
6908
6909
6910
6911
6912
6913
6914
6915
6916
6917
6918
6919
6920
6921
6922
6923
6924
6925
6926
6927
6928
6929
6930
6931
6932
6933
6934
6935
6936
6937
6938
6939
6940
6941
6942
6943
6944
6945
6946
6947
6948
6949
6950
6951
6952
6953
6954
6955
6956
6957
6958
6959
6960
6961
6962
6963
6964
6965
6966
6967
6968
6969
6970
6971
6972
6973
6974
6975
6976
6977
6978
6979
6980
6981
6982
6983
6984
6985
6986
6987
6988
6989
6990
6991
6992
6993
6994
6995
6996
6997
6998
6999
7000
7001
7002
7003
7004
7005
7006
7007
7008
7009
7010
7011
7012
7013
7014
7015
7016
7017
7018
7019
7020
7021
7022
7023
7024
7025
7026
7027
7028
7029
7030
7031
7032
7033
7034
7035
7036
7037
7038
7039
7040
7041
7042
7043
7044
7045
7046
7047
7048
7049
7050
7051
7052
7053
7054
7055
7056
7057
7058
7059
7060
7061
7062
7063
7064
7065
7066
7067
7068
7069
7070
7071
7072
7073
7074
7075
7076
7077
7078
7079
7080
7081
7082
7083
7084
7085
7086
7087
7088
7089
7090
7091
7092
7093
7094
7095
7096
7097
7098
7099
7100
7101
7102
7103
7104
7105
7106
7107
7108
7109
7110
7111
7112
7113
7114
7115
7116
7117
7118
7119
7120
7121
7122
7123
7124
7125
7126
7127
7128
7129
7130
7131
7132
7133
7134
7135
7136
7137
7138
7139
7140
7141
7142
7143
7144
7145
7146
7147
7148
7149
7150
7151
7152
7153
7154
7155
7156
7157
7158
7159
7160
7161
7162
7163
7164
7165
7166
7167
7168
7169
7170
7171
7172
7173
7174
7175
7176
7177
7178
7179
7180
7181
7182
7183
7184
7185
7186
7187
7188
7189
7190
7191
7192
7193
7194
7195
7196
7197
7198
7199
7200
7201
7202
7203
7204
7205
7206
7207
7208
7209
7210
7211
7212
7213
7214
7215
7216
7217
7218
7219
7220
7221
7222
7223
7224
7225
7226
7227
7228
7229
7230
7231
7232
7233
7234
7235
7236
7237
7238
7239
7240
7241
7242
7243
7244
7245
7246
7247
7248
7249
7250
7251
7252
7253
7254
7255
7256
7257
7258
7259
7260
7261
7262
7263
7264
7265
7266
7267
7268
7269
7270
7271
7272
7273
7274
7275
7276
7277
7278
7279
7280
7281
7282
7283
7284
7285
7286
7287
7288
7289
7290
7291
7292
7293
7294
7295
7296
7297
7298
7299
7300
7301
7302
7303
7304
7305
7306
7307
7308
7309
7310
7311
7312
7313
7314
7315
7316
7317
7318
7319
7320
7321
7322
7323
7324
7325
7326
7327
7328
7329
7330
7331
7332
7333
7334
7335
7336
7337
7338
7339
7340
7341
7342
7343
7344
7345
7346
7347
7348
7349
7350
7351
7352
7353
7354
7355
7356
7357
7358
7359
7360
7361
7362
7363
7364
7365
7366
7367
7368
7369
7370
7371
7372
7373
7374
7375
7376
7377
7378
7379
7380
7381
7382
7383
7384
7385
7386
7387
7388
7389
7390
7391
7392
7393
7394
7395
7396
7397
7398
7399
7400
7401
7402
7403
7404
7405
7406
7407
7408
7409
7410
7411
7412
7413
7414
7415
7416
7417
7418
7419
7420
7421
7422
7423
7424
7425
7426
7427
7428
7429
7430
7431
7432
7433
7434
7435
7436
7437
7438
7439
7440
7441
7442
7443
7444
7445
7446
7447
7448
7449
7450
7451
7452
7453
7454
7455
7456
7457
7458
7459
7460
7461
7462
7463
7464
7465
7466
7467
7468
7469
7470
7471
7472
7473
7474
7475
7476
7477
7478
7479
7480
7481
7482
7483
7484
7485
7486
7487
7488
7489
7490
7491
7492
7493
7494
7495
7496
7497
7498
7499
7500
7501
7502
7503
7504
7505
7506
7507
7508
7509
7510
7511
7512
7513
7514
7515
7516
7517
7518
7519
7520
7521
7522
7523
7524
7525
7526
7527
7528
7529
7530
7531
7532
7533
7534
7535
7536
7537
7538
7539
7540
7541
7542
7543
7544
7545
7546
7547
7548
7549
7550
7551
7552
7553
7554
7555
7556
7557
7558
7559
7560
7561
7562
7563
7564
7565
7566
7567
7568
7569
7570
7571
7572
7573
7574
7575
7576
7577
7578
7579
7580
7581
7582
7583
7584
7585
7586
7587
7588
7589
7590
7591
7592
7593
7594
7595
7596
7597
7598
7599
7600
7601
7602
7603
7604
7605
7606
7607
7608
7609
7610
7611
7612
7613
7614
7615
7616
7617
7618
7619
7620
7621
7622
7623
7624
7625
7626
7627
7628
7629
7630
7631
7632
7633
7634
7635
7636
7637
7638
7639
7640
7641
7642
7643
7644
7645
7646
7647
7648
7649
7650
7651
7652
7653
7654
7655
7656
7657
7658
7659
7660
7661
7662
7663
7664
7665
7666
7667
7668
7669
7670
7671
7672
7673
7674
7675
7676
7677
7678
7679
7680
7681
7682
7683
7684
7685
7686
7687
7688
7689
7690
7691
7692
7693
7694
7695
7696
7697
7698
7699
7700
7701
7702
7703
7704
7705
7706
7707
7708
7709
7710
7711
7712
7713
7714
7715
7716
7717
7718
7719
7720
7721
7722
7723
7724
7725
7726
7727
7728
7729
7730
7731
7732
7733
7734
7735
7736
7737
7738
7739
7740
7741
7742
7743
7744
7745
7746
7747
7748
7749
7750
7751
7752
7753
7754
7755
7756
7757
7758
7759
7760
7761
7762
7763
7764
7765
7766
7767
7768
7769
7770
7771
7772
7773
7774
7775
7776
7777
7778
7779
7780
7781
7782
7783
7784
7785
7786
7787
7788
7789
7790
7791
7792
7793
7794
7795
7796
7797
7798
7799
7800
7801
7802
7803
7804
7805
7806
7807
7808
7809
7810
7811
7812
7813
7814
7815
7816
7817
7818
7819
7820
7821
7822
7823
7824
7825
7826
7827
7828
7829
7830
7831
7832
7833
7834
7835
7836
7837
7838
7839
7840
7841
7842
7843
7844
7845
7846
7847
7848
7849
7850
7851
7852
7853
7854
7855
7856
7857
7858
7859
7860
7861
7862
7863
7864
7865
7866
7867
7868
7869
7870
7871
7872
7873
7874
7875
7876
7877
7878
7879
7880
7881
7882
7883
7884
7885
7886
7887
7888
7889
7890
7891
7892
7893
7894
7895
7896
7897
7898
7899
7900
7901
7902
7903
7904
7905
7906
7907
7908
7909
7910
7911
7912
7913
7914
7915
7916
7917
7918
7919
7920
7921
7922
7923
7924
7925
7926
7927
7928
7929
7930
7931
7932
7933
7934
7935
7936
7937
7938
7939
7940
7941
7942
7943
7944
7945
7946
7947
7948
7949
7950
7951
7952
7953
7954
7955
7956
7957
7958
7959
7960
7961
7962
7963
7964
7965
7966
7967
7968
7969
7970
7971
7972
7973
7974
7975
7976
7977
7978
7979
7980
7981
7982
7983
7984
7985
7986
7987
7988
7989
7990
7991
7992
7993
7994
7995
7996
7997
7998
7999
8000
8001
8002
8003
8004
8005
8006
8007
8008
8009
8010
8011
8012
8013
8014
8015
8016
8017
8018
8019
8020
8021
8022
8023
8024
8025
8026
8027
8028
8029
8030
8031
8032
8033
8034
8035
8036
8037
8038
8039
8040
8041
8042
8043
8044
8045
8046
8047
8048
8049
8050
8051
8052
8053
8054
8055
8056
8057
8058
8059
8060
8061
8062
8063
8064
8065
8066
8067
8068
8069
8070
8071
8072
8073
8074
8075
8076
8077
8078
8079
8080
8081
8082
8083
8084
8085
8086
8087
8088
8089
8090
8091
8092
8093
8094
8095
8096
8097
8098
8099
8100
8101
8102
8103
8104
8105
8106
8107
8108
8109
8110
8111
8112
8113
8114
8115
8116
8117
8118
8119
8120
8121
8122
8123
8124
8125
8126
8127
8128
8129
8130
8131
8132
8133
8134
8135
8136
8137
8138
8139
8140
8141
8142
8143
8144
8145
8146
8147
8148
8149
8150
8151
8152
8153
8154
8155
8156
8157
8158
8159
8160
8161
8162
8163
8164
8165
8166
8167
8168
8169
8170
8171
8172
8173
8174
8175
8176
8177
8178
8179
8180
8181
8182
8183
8184
8185
8186
8187
8188
8189
8190
8191
8192
8193
8194
8195
8196
8197
8198
8199
8200
8201
8202
8203
8204
8205
8206
8207
8208
8209
8210
8211
8212
8213
8214
8215
8216
8217
8218
8219
8220
8221
8222
8223
8224
8225
8226
8227
8228
8229
8230
8231
8232
8233
8234
8235
8236
8237
8238
8239
8240
8241
8242
8243
8244
8245
8246
8247
8248
8249
8250
8251
8252
8253
8254
8255
8256
8257
8258
8259
8260
8261
8262
8263
8264
8265
8266
8267
8268
8269
8270
8271
8272
8273
8274
8275
8276
8277
8278
8279
8280
8281
8282
8283
8284
8285
8286
8287
8288
8289
8290
8291
8292
8293
8294
8295
8296
8297
8298
8299
8300
8301
8302
8303
8304
8305
8306
8307
8308
8309
8310
8311
8312
8313
8314
8315
8316
8317
8318
8319
8320
8321
8322
8323
8324
8325
8326
8327
8328
8329
8330
8331
8332
8333
8334
8335
8336
8337
8338
8339
8340
8341
8342
8343
8344
8345
8346
8347
8348
8349
8350
8351
8352
8353
8354
8355
8356
8357
8358
8359
8360
8361
8362
8363
8364
8365
8366
8367
8368
8369
8370
8371
8372
8373
8374
8375
8376
8377
8378
8379
8380
8381
8382
8383
8384
8385
8386
8387
8388
8389
8390
8391
8392
8393
8394
8395
8396
8397
8398
8399
8400
8401
8402
8403
8404
8405
8406
8407
8408
8409
8410
8411
8412
8413
8414
8415
8416
8417
8418
8419
8420
8421
8422
8423
8424
8425
8426
8427
8428
8429
8430
8431
8432
8433
8434
8435
8436
8437
8438
8439
8440
8441
8442
8443
8444
8445
8446
8447
8448
8449
8450
8451
8452
8453
8454
8455
8456
8457
8458
8459
8460
8461
8462
8463
8464
8465
8466
8467
8468
8469
8470
8471
8472
8473
8474
8475
8476
8477
8478
8479
8480
8481
8482
8483
8484
8485
8486
8487
8488
8489
8490
8491
8492
8493
8494
8495
8496
8497
8498
8499
8500
8501
8502
8503
8504
8505
8506
8507
8508
8509
8510
8511
8512
8513
8514
8515
8516
8517
8518
8519
8520
8521
8522
8523
8524
8525
8526
8527
8528
8529
8530
8531
8532
8533
8534
8535
8536
8537
8538
8539
8540
8541
8542
8543
8544
8545
8546
8547
8548
8549
8550
8551
8552
8553
8554
8555
8556
8557
8558
8559
8560
8561
8562
8563
8564
8565
8566
8567
8568
8569
8570
8571
8572
8573
8574
8575
8576
8577
8578
8579
8580
8581
8582
8583
8584
8585
8586
8587
8588
8589
8590
8591
8592
8593
8594
8595
8596
8597
8598
8599
8600
8601
8602
8603
8604
8605
8606
8607
8608
8609
8610
8611
8612
8613
8614
8615
8616
8617
8618
8619
8620
8621
8622
8623
8624
8625
8626
8627
8628
8629
8630
8631
8632
8633
8634
8635
8636
8637
8638
8639
8640
8641
8642
8643
8644
8645
8646
8647
8648
8649
8650
8651
8652
8653
8654
8655
8656
8657
8658
8659
8660
8661
8662
8663
8664
8665
8666
8667
8668
8669
8670
8671
8672
8673
8674
8675
8676
8677
8678
8679
8680
8681
8682
8683
8684
8685
8686
8687
8688
8689
8690
8691
8692
8693
8694
8695
8696
8697
8698
8699
8700
8701
8702
8703
8704
8705
8706
8707
8708
8709
8710
8711
8712
8713
8714
8715
8716
8717
8718
8719
8720
8721
8722
8723
8724
8725
8726
8727
8728
8729
8730
8731
8732
8733
8734
8735
8736
8737
8738
8739
8740
8741
8742
8743
8744
8745
8746
8747
8748
8749
8750
8751
8752
8753
8754
8755
8756
8757
8758
8759
8760
8761
8762
8763
8764
8765
8766
8767
8768
8769
8770
8771
8772
8773
8774
8775
8776
8777
8778
8779
8780
8781
8782
8783
8784

## Categorical_Indexes
Title: | Categorical Indexes
Description: | Indexes or lists that are categorical in nature and not easily defined by a series of sequential numbers.
[15 empty] | TO BE DELETED |  |  |  |  | Not relevant for JEA
Handle(Hourly_Profile_Names) | Handle(Holiday_Years) | Handle(ITC_Scenario) | Handle(EV_Mkt_Share_Scen) | Handle(EV_AdEff_Scenario) | Handle(EV_WOM_Scen) | Handle(Fuel_Types) | Handle(All_Vehicle_Techs) | Handle(Gasoline_Price_Scens) | Handle(EV_Incent_Scenario) | Handle(Vehicle_Price_Scens) | Handle(Vehicle_Range_Scens) | Handle(Elect_Price_Scens) | Handle(BldgGrowthRate_Scens) | Handle(BESS_Incentive_Scen) | Handle(Storage_Cost_Scen) | Handle(PV_Incentive_Scen) | Handle(DER_Cost_Scenario) | Handle(NC_Suitability_Scens) | Handle(All_PV_Sectors) | Handle(Facility_Identifier) | Handle(Spatial_ID) | Handle(All_utilities) | Handle(PV_Climate_Zone)
Hourly_Profile_Names | Holiday_Years | ITC_Scenario | EV_Mkt_Share_Scen | EV_AdEff_Scenario | EV_WOM_Scen | Fuel_Types | All_Vehicle_Techs | Gasoline_Price_Scens | EV_Incent_Scenario | Vehicle_Price_Scens | Vehicle_Range_Scens | Elect_Price_Scens | BldgGrowthRate_scens | BESS_Incentive_Scen | Storage_Cost_Scen | PV_Incentive_scen | DER_Cost_Scenario | NC_suitability_scens | All_PV_Sectors | Facility_Identifier | Spatial_ID | All_Utilities | PV_Climate_Zone
Solar_Jacksonville (W-hr/system) | 2002 | Low | Low | Low | Low | Electricity | Non-Electric | Low | Low | Low | Low | Low | Low | Low | Low | Low | Low | Low | Residential | F1 | All | JEA | Jacksonville
| 2012 | Medium | Medium | Medium | Medium | Gasoline | PHEV | Medium | Medium | Medium | Medium | Medium | Medium | Medium | Medium | Medium | Medium | Medium | NonResidential | F2
| 2013 | High | High | High | High |  | BEV | High | High | High | High | High | High | High | High | High | High | High |  | F3
| 2014 | [18 empty] | F4
| 2015 | [18 empty] | F5
| 2016 | [18 empty] | F6
| 2017 | [18 empty] | F7
| 2018 | [18 empty] | F8
| 2019 | [18 empty] | F9
| 2020 | [18 empty] | F10
F11
F12
F13
F14
F15
F16
F17

## Struct_Seq_Index_Inputs
Title: | Structural Sequential Indexes
Description: | Parameters that define the starting or ending values for indexes or lists that are a sequence of numbers. Alternatively, these are values that can be assigned to inputs with control nodes (drop-downs, checkboxes, etc). Highlighted cells are calculated from other tabs. In some cases, these may be selections within an index. These are used to define the structure of the model and are not intended to be changed by non-developers.
CHECKING with Jim/B&V on the years covered in JEA's IRP report (since we received their updated forecast values from 2022 through 2052). Need to update once confirmed
Parameter | Value | Notes
SGIP Data Rows | 2112 | The number of data rows in the SGIP_Data tab
PV Time Start Year | 2002 | The start year for specifying annual data relevant to solar PV logic.
PV Time End Year | 2051 | The end year for specifying annual data relevant to solar PV logic.
Storage Incentive Duration Steps | 3 | The number of steps required to characterize the storage incentive derate factors for different duration levels.
Storage Incentive Capacity Steps | 5 | The number of steps required to characterize the storage incentive derate factors for different capacity levels.
Storage Incentive Rate Steps | 8 | The number of steps required to characterize the storage incentive rates.
Vehicle Simulation Timestep | Biannual | The timestep for the vehicle simulation
Number of Vehicle Vintages | 5 | The total length of the aging chain of the vehicle stocks, which also represents the order of the Erlang distribution of vehicle failures. [Units]: vintages.
Output Horizon Timestep | Month | The timestep for the output horizon.
Baseline Vehicle Tech | Non-Electric | The vehicle type used as the reference technology when finding cost and range ratios in the vehicle logit. Not related to an index.
Final EV Historic Period | 2020-01-01 | The final time period in the historic vehicle data.
EV Optimization Method | Stock Delta | The metric upon which the EV optimization objective function is based.
EV Calibration Start Period | 2010-07-01 | The start period for the time horizon considered in EV calibration.
EV Calibration End Period | 2020-01-01 | The end period for the time horizon considered in EV calibration.
PV Simulation Timestep | Month | The timestep for the PV simulation
PV Calibration Start Period | 2003-01-01 | The start period for the time horizon considered in PV calibration.
PV Calibration End Period | 2021-11-01 | The end period for the time horizon considered in PV calibration.
Max # of PV Calibration Stages | 5 | The maximum number of PV calibration stages. [Units]: stages.
PV Optimization Method | Stock Delta | The metric upon which the PV optimization objective function is based.
Update
Note on B6: [Threaded comment] Your version of Excel allows you to read this threaded comment; however, any edits to it will get removed if the file is opened in a newer version of Excel. Learn more: https://go.microsoft.com/fwlink/?linkid=870924 [Tasks] There is a task anchored to this comment that cannot be viewed in your client. Comment: @Wenjia Zhu same comment as for building stock year. Data indexed by PV_Static_Time should go back to 2002. Thanks!

## Sequence_Index_Inputs
Title: | Sequential Indexes
Description: | Parameters that define the starting or ending values for indexes or lists that are a sequence of numbers. Alternatively, these are values that can be assigned to inputs with control nodes (drop-downs, checkboxes, etc).
CHECKING with Jim/B&V on the years covered in JEA's IRP report (since we received their updated forecast values from 2022 through 2052). Need to update once confirmed
Parameter | Value | Notes
Building Stock Start Year | 2002 | This year should be the earliest year in the interconnection database
Building Stock End Year | 2051 | This year should be at least as late as the latest desired forecast year
Vehicle Stock Start Period | 2010-01-01 | The earliest time period for which a vehicle simulation could begin.
Vehicle Stock End Period | 2035-07-01 | The latest time period for which a vehicle simulation could end.
Vehicle Simulation Start Period | 2010-07-01 | The start period for the vehicle simulation.
Vehicle Simulation End Period | 2031-07-01 | The end period for the vehicle simulation.
Historic Incentive End Year | 2019 | The last year for which historic battery incentive data is available. To be deleted. Not in model anymore.
Final EV Historic Period | 2019-07-01 | The final period for which historic EV stock data is available.
Base Period for Delta Ouputs | 2022-01-01 | The base period from which delta outputs (eg, deltas in cumulative adoption or impacts) are determined. IS THIS THE BEGINNING OF THE LAST QUARTER BEFORE OUTPUTS BEGIN?
Output Start Period | 2012-02-01 | The start period for the output horizon.
Output End Period | 2031-12-01 | The end period for the output horizon.
Vehicle Input Start Year | 2010 | The start year for the vehicle characteristic input data
Vehicle Input End Year | 2035 | The end year for the vehicle characteristic input data
PV Simulation Start Period | 2022-01-01 | The start period for the PV simulation.
PV Simulation End Period | 2051-12-31 | The end period for the PV simulation.
PV Cost Scenario | Medium | The PV cost scenario applied in the model.
Storage Cost Scenario | Medium | The storage cost scenario applied in the model.
Base Year for PV Cost Change | 2052 | The year of PV cost data for which future growth/declination rates are applied.
Base Year for Storage Cost Change | 2052 | No longer used. Only one above.
Update

## Struct_Single_Cell_Inputs
Title: | Miscellaneous Structural Single Cell Inputs
Units: | Varied (see side notes)
Description: | See side notes
Source: | See side notes
Delete from model
Structural Single Cell Name â | Value | Notes
Vehicle Average Lifetime | 15.5 | [Description]: the average or mean lifetime of a typical vehicle. [Units]: years.
Vehicle Cost Logit Coefficient | -4.1 | [Description]: the logit coefficient representing consumer sensitivity to NPV of vehicle cost (including fuel and maintenance). [Units] utility/ratio. [Source]: calibration.
Vehicle Range Logit Coefficient | 9 | [Description]: the logit coefficient representing consumer sensitivity to vehicle range. [Units] utility/ratio. [Source]: calibration.
Number of EV Calibration Stages | 6 | [Description]: the maximum number of EV calibration stages.
Year of Consumption Data | 2021 | [Description]: the year from which customer consumption data comes. Also the year used for calculating the m2 per building as a function of building stock & building area.
New Construction Compliance Date | 43831 | [Description]: the date when new construction code begins for PV installation on new buildings. If there is no new construction code, simply make this date longer than the simulatin period to ensure the multiplier does not kick in.
Number of Periods for PV Slope | 4 | [Description]: the number of periods considered in the slope in adoption used for PV calibration constraints. [Units]: periods.
PV Slope Offset | 0.1 | [Description]: an offset to the calculated PV adoption slope to account for information that might not be included in historic data. [Units] %.
Med/Lrg Percent of Premises | 0.12668 | [Description]: the fraction of non-residential customers that are medium or large in size, compared with small. [Units]: %. [Source]: File from Dan Wilson at SDGE. Uses Dec-31-2017 meter count values from "2015-2018 Hourly Average Non-NEM Energy.xlsx"
Small Commercial Pct of Meters | 0.09659 | [Description]: the fraction of small commercial plus residential meters that are small commercial. [Units]: %. [Source]: Sample counts from 12/31/2017 from file "2015-2018 Hourly Average Non-NEM Energy.xlsx" from Dan Wilson
NREL Tech Potential Percent | 0.742 | [Description]: The CA-wide estimate for PV technical potential as a percentage of consumption. This includes residential and non-residential buildings. [Units]: %. [Source]: "Rooftop Solar Photovoltaic Technical Potential in the United States: A Detailed Assessment", Table 6 https://www.nrel.gov/docs/fy16osti/65298.pdf
System Size per Roofspace | 0.15 | [Description]: The LIDAR study suggests that 10m2 of roofspace is roughly capable of hosting a 1.5kW-DC system, given the shading, tilt, and azimuth are within reasonable bounds. [Units]: kW/m2. [Source]: https://www.nrel.gov/docs/fy16osti/65298.pdf (p. 10).
Economic Lifetime | 20 | [Description]: The economic lifetime over which cash flows will be considered. [Units]: years.

## Single_Cell_Inputs
Title: | Miscellaneous Single Cell Inputs
Units: | Varied (see side notes)
Description: | See side notes
Source: | See side notes
Single Cell Input Name â | Value | Notes
Standard Demolition Rate | 0.00625 | [Description]: the fraction of buildings demolished each year. [Units]: %/year. [Source]: http://onlinepubs.trb.org/Onlinepubs/sr/sr298pitkin-myers.pdf.
PV Degradation Rate | 0.005 | [Description]: the compounding annual degradation in solar PV output. [Units]: %/year. [Source]: NREL
Residential Load Met by Solar | 0.9 | No longer used. Will be deleted.
Inflation Rate | 0.021 | [Description]: the annual inflation (ie, cost escalation) rate. [Units]: %/year. [Source]: Bureau of Labor and Statistics seasonally adjusted inflation.
PV Percent of Stored Energy | 0.75 | [Description]: the annual percentage of energy stored in a battery that must come from solar PV in order for the storage system to be eligible for a federal investment tax credit. [Units]: %/year. [Source]: https://www.energysage.com/solar/solar-energy-storage/energy-storage-tax-credits-incentives/
Years of Vehicle Ownership | 6.58 | [Description]: the average length of car ownership. [Units]: years. [Source]: https://www.statista.com/statistics/581017/average-length-of-vehicle-ownership-in-the-united-states-by-vehicle-type/
Vehicle Financing Rate | 0.0421 | [Description]: the nominal interest rate on a car loan. [Units]: %/year. [Source]: https://www.valuepenguin.com/auto-loans/average-auto-loan-interest-rates
Vehicle Financing Term | 5.75 | [Description]: the average term of car loans. [Units] years. [Source]: https://www.statista.com/statistics/581017/average-length-of-vehicle-ownership-in-the-united-states-by-vehicle-type/
Vehicle Consumer Discount Rate | 0.2 | [Description]: the nominal consumer discount rate for vehicle purchases. [Units]: %/year. [Source]: engineering judgment.

## Consumption_by_Sector
Title: | Total Building Consumption
Units: | kWh
Description: | Base year (2021) Aggregate building consumption by sector and spatial id from market characterization
Source: | See Load_Consumption tab
All_PV_Sectors | Spatial_ID | Value (kWh)
Residential | All | 5512823211.1643
NonResidential | All | 6487478242.4189
Note on B96: Cory Welch: Not sure whether this is actually needed for PV
Note on B125: Cory Welch: Not sure whether this is actually needed for PV

## Consumption
Title: |  | Load Consumption |  | Time series load not used in the model, as potential for solar is driven by building count/roof area for JEA study. Only base year load will be used for PV economic/load shape calcs.
Units: |  | kWh by year
Description: |  | Comsumption load for each sector.
Source: |  | JEA's sector forecast files received by sector (FY22). Base year load (2021) is adjusted by the difference of CY22 Forecasts and Actual Sales.
Note: |  | CHECKING with Jim/B&V on the years covered in JEA's IRP report (since we received their updated forecast values from 2022 through 2052). Need to update once confirmed
All Sectors à
Bldg Stock Years â (forecast only is OK) | Spatial_ID | Residential | NonResidential |  |  | Cumulative Impact (MWh)
2021 | All | 5512823211.1643 | 6487478242.4189 |  |  | Residential | NonResidential | Totals | PV % of Load |  |  | Annual growth rate
2022 | All | 5648414995.0786 | 6629142818.5251 |  | 2022 | 27.5933 | 13.8036 | 41.3969 | 0.4885% | 0.0002082% | 0.3372% | 2.46% | 2.184%
2023 | All | 5743146977.7598 | 6642351801.3608 |  | 2023 | 34.8233 | 16.7449 | 51.5682 | 0.6063% | 0.0002521% | 0.4164% | 1.677% | 0.1993%
2024 | All | 5822418781.5099 | 6659836900.5005 |  | 2024 | 38.6973 | 18.1169 | 56.8143 | 0.6646% | 0.000272% | 0.4552% | 1.38% | 0.2632%
2025 | All | 5892183634.5371 | 6676630474.1472 |  | 2025 | 39.5048 | 18.3905 | 57.8952 | 0.6705% | 0.0002754% | 0.4606% | 1.198% | 0.2522%
2026 | All | 5952022252.4273 | 6694022454.1525 |  | 2026 | 41.7527 | 19.5052 | 61.2579 | 0.7015% | 0.0002914% | 0.4844% | 1.016% | 0.2605%
2027 | All | 6003166729.957 | 6709528104.8343 |  | 2027 | 45.9329 | 22.1481 | 68.081 | 0.7651% | 0.0003301% | 0.5355% | 0.8593% | 0.2316%
2028 | All | 6050253600.8462 | 6724983542.4151 |  | 2028 | 51.8063 | 25.9938 | 77.8001 | 0.8563% | 0.0003865% | 0.609% | 0.7844% | 0.2304%
2029 | All | 6095342294.3102 | 6743595674.3093 |  | 2029 | 59.3873 | 30.9337 | 90.321 | 0.9743% | 0.0004587% | 0.7035% | 0.7452% | 0.2768%
2030 | All | 6137637807.1654 | 6759234503.8944 |  | 2030 | 68.8173 | 36.9584 | 105.7757 | 1.121% | 0.0005468% | 0.8202% | 0.6939% | 0.2319%
2031 | All | 6179630381.7835 | 6774964554.26 |  | 2031 | 80.2899 | 44.0961 | 124.386 | 1.299% | 0.0006509% | 0.9602% | 0.6842% | 0.2327%
2032 | All | 6219483383.1646 | 6791780329.0004 |  | 2032 | 94.0229 | 52.3873 | 146.4102 | 1.512% | 0.0007713% | 1.125% | 0.6449% | 0.2482%
2033 | All | 6257800432.8912 | 6812132953.1926 |  | 2033 | 110.2738 | 61.8778 | 172.1516 | 1.762% | 0.0009083% | 1.317% | 0.6161% | 0.2997%
2034 | All | 6294950423.0214 | 6829985163.3538 |  | 2034 | 129.337 | 72.6095 | 201.9465 | 2.055% | 0.001063% | 1.539% | 0.5937% | 0.2621%
2035 | All | 6331770650.5996 | 6848585212.5056 |  | 2035 | 151.5333 | 84.6211 | 236.1543 | 2.393% | 0.001236% | 1.792% | 0.5849% | 0.2723%
2036 | All | 6369174354.4153 | 6867823499.0466 |  | 2036 | 177.1558 | 97.9432 | 275.099 | 2.781% | 0.001426% | 2.078% | 0.5907% | 0.2809%
2037 | All | 6405798486.2757 | 6887679921.831 |  | 2037 | 206.4655 | 112.604 | 319.0695 | 3.223% | 0.001635% | 2.4% | 0.575% | 0.2891%
2038 | All | 6442231502.7029 | 6910828419.3054 |  | 2038 | 239.7381 | 128.6171 | 368.3552 | 3.721% | 0.001861% | 2.759% | 0.5688% | 0.3361%
2039 | All | 6478839411.3071 | 6931524730.4507 |  | 2039 | 277.233 | 145.9882 | 423.2212 | 4.279% | 0.002106% | 3.156% | 0.5682% | 0.2995%
2040 | All | 6516164416.3682 | 6952676274.2144 |  | 2040 | 319.1679 | 164.7157 | 483.8837 | 4.898% | 0.002369% | 3.593% | 0.5761% | 0.3051%
2041 | All | 6554460695.8188 | 6974167964.3249 |  | 2041 | 365.6811 | 184.7864 | 550.4675 | 5.579% | 0.00265% | 4.069% | 0.5877% | 0.3091%
2042 | All | 6592682312.3234 | 6996467316.1671 |  | 2042 | 416.866 | 206.1738 | 623.0398 | 6.323% | 0.002947% | 4.585% | 0.5831% | 0.3197%
2043 | All | 6631471770.5525 | 7019847458.8192 |  | 2043 | 472.7878 | 228.8466 | 701.6343 | 7.129% | 0.00326% | 5.14% | 0.5884% | 0.3342%
2044 | All | 6670168959.4538 | 7043751550.8591 |  | 2044 | 533.4321 | 252.7624 | 786.1946 | 7.997% | 0.003588% | 5.733% | 0.5835% | 0.3405%
2045 | All | 6708920517.8833 | 7068303659.4105 |  | 2045 | 598.76 | 277.8756 | 876.6356 | 8.925% | 0.003931% | 6.363% | 0.581% | 0.3486%
2046 | All | 6747714323.046 | 7093204398.3069 |  | 2046 | 668.6457 | 304.1261 | 972.7718 | 9.909% | 0.004288% | 7.028% | 0.5782% | 0.3523%
2047 | All | 6784190774.3769 | 7118704323.2453 |  | 2047 | 742.8717 | 331.4507 | 1074.3224 | 10.95% | 0.004656% | 7.727% | 0.5406% | 0.3595%
2048 | All | 6820864408.2556 | 7144797215.2388 |  | 2048 | 821.2285 | 359.7767 | 1181.0052 | 12.04% | 0.005036% | 8.456% | 0.5406% | 0.3665%
2049 | All | 6857736290.6014 | 7171542939.3811 |  | 2049 | 903.516 | 389.0383 | 1292.5543 | 13.18% | 0.005425% | 9.213% | 0.5406% | 0.3743%
2050 | All | 6894807493.0959 | 7199141317.1897 |  | 2050 | 989.4756 | 419.154 | 1408.6295 | 14.35% | 0.005822% | 9.995% | 0.5406% | 0.3848%
2051 | All | 6932079093.2137 | 7227929137.9673 |  | 2051 | 1078.8803 | 450.073 | 1528.9533 | 15.56% | 0.006227% | 10.8% | 0.5406% | 0.3999%
2052 | All | 6969552174.2542 | 7258709878.3795

## Building_Stock
Title: | Building Stocks | [49 empty] | 92744 |  | JEA calculates growth rate for 2021-2030:
Units: | Building accounts (number of actual buildings) | [49 empty] | 16.02% |  |  | Residential | 1.434%
Description: | Building stock totals over time. Values are assumed to be at the end of the input time period. Historical and forecast values are adjusted relative to year 2011 value. | [52 empty] | NonResidential | 1.209%
Source: | See Total_PV_Area tab.
Note: | Added in the # of accounts from 2011 through 2020 based on the data provided in JEA's forecast file. | [51 empty] | Replicate to calculate growth rate for 2011-2020:
|  | Building Stock Year --> | [51 empty] | Residential | 1.68%
All_Sectors | All_Spatial_ID | 2002 | 2003 | 2004 | 2005 | 2006 | 2007 | 2008 | 2009 | 2010 | 2011 | 2012 | 2013 | 2014 | 2015 | 2016 | 2017 | 2018 | 2019 | 2020 | 2021 | 2022 | 2023 | 2024 | 2025 | 2026 | 2027 | 2028 | 2029 | 2030 | 2031 | 2032 | 2033 | 2034 | 2035 | 2036 | 2037 | 2038 | 2039 | 2040 | 2041 | 2042 | 2043 | 2044 | 2045 | 2046 | 2047 | 2048 | 2049 | 2050 | 2051 | 2052 |  | NonResidential | 1.587%
Residential | All | 318275.3147 | 323622.1757 | 329058.8611 | 334586.88 | 340207.7668 | 345923.0816 | 351734.4107 | 357643.3672 | 363651.5911 | 369760.75 | 372429.75 | 377325.75 | 383997.5833 | 391218.6667 | 398387.0833 | 404806.25 | 412070.4167 | 420830.8333 | 429574.6667 | 436306 | 443443 | 450767 | 458345 | 465909 | 472860 | 479193 | 485029 | 490578 | 495940 | 501088 | 505965 | 510615 | 515094 | 519482 | 523717 | 527782 | 531737 | 535597 | 539393 | 543068 | 546662 | 550176 | 553609 | 556995 | 560304 | 563514 | 566656 | 569752 | 572808 | 575880.3916 | 578969.2627
NonResidential | All | 40447.6959 | 41089.5944 | 41741.6798 | 42404.1136 | 43077.0602 | 43760.6863 | 44455.1615 | 45160.6579 | 45877.3504 | 46605.4167 | 47126.5833 | 47691.1667 | 49363.5833 | 50821.3333 | 51441.25 | 51969.9167 | 52525.4167 | 53153 | 53700.5833 | 54427 | 55142 | 55844 | 56540 | 57232 | 57921 | 58607 | 59290 | 59969 | 60644 | 61316 | 61984 | 62649 | 63310 | 63968 | 64621 | 65272 | 65918 | 66561 | 67201 | 67836 | 68467 | 69094 | 69717 | 70336 | 70951 | 71562 | 72168 | 72771 | 73369 | 73971.9141 | 74579.7827

## Load_Profiles
Title: | Load Profiles (hourly) |  | Rate Class: |  |  |  |  | Original Data: |  | No "GSLD", take the total of GS and GSD as NonResidential |  |  |  |  | Transform: |  |  | 5467049697.7945 |  |  |  | 4073649739.5836
Units: | kWh for each of 8784 (or 8760) hours per year |  |  | p_rate | year | accounts |  |  | date | hour | kwh_Mean | kwh_Total | uom | class |  | date | hour | RES | GS | GSD | GSLD | NonResidential
Description: | Load profiles for each sector. These values will later be normalized, so these inputs can either be normalized or non-normalized. Only the shape matters. Either 8784 or 8760 data can be input here, as long as it aligns with the specified start date of the profile. |  |  | CURT | 2019 | 5 |  |  | 2019-01-01 | 1 | 2.0787 | 95781.9961 | kWh | GS |  | 2019-01-01 | 1 | 370628.8326 | 95781.9961 | 199793.049 | 0 | 295575.0451
Source: | JEA's load profiles for Res and NonRes customers. |  |  | GERDAU | 2019 | 2 |  |  | 2019-01-01 | 2 | 1.9592 | 90274.6657 | kWh | GS |  | 2019-01-01 | 2 | 340551.334 | 90274.6657 | 195232.4152 | 0 | 285507.0809
Note: | It is important to specify a start date/year correctly such that the day of the week for the starting point of hour 1 is correct. This format enables use of actual load profile data from a given year. If data are modeled, simply choose any start date that aligns the first day of the week with the output of the modeled data. |  |  | GS | 2019 | 23694 | NonResidential |  | 2019-01-01 | 3 | 1.8707 | 86198.6046 | kWh | GS |  | 2019-01-01 | 3 | 309886.6546 | 86198.6046 | 192126.0073 | 0 | 278324.6118
| All Sectors à |  |  | GSD | 2019 | 2634 | NonResidential |  | 2019-01-01 | 4 | 1.8277 | 84217.7881 | kWh | GS |  | 2019-01-01 | 4 | 280570.9748 | 84217.7881 | 192632.268 | 0 | 276850.0561
- | Residential | NonResidential |  | GSLD | 2019 | 95 | NonResidential |  | 2019-01-01 | 5 | 1.8439 | 84962.8094 | kWh | GS |  | 2019-01-01 | 5 | 268664.8477 | 84962.8094 | 198154.8948 | 0 | 283117.7042
Start Date (eg, 1/1/2019) | 2019-01-01 | 2019-01-01 |  | INT | 2019 | 28 |  |  | 2019-01-01 | 6 | 1.8564 | 85537.1002 | kWh | GS |  | 2019-01-01 | 6 | 263545.5725 | 85537.1002 | 210728.5409 | 0 | 296265.6411
1 | 0.006779% | 0.007256% |  | JEA | 2019 | 6 |  |  | 2019-01-01 | 7 | 1.8508 | 85282.0298 | kWh | GS |  | 2019-01-01 | 7 | 290857.2966 | 85282.0298 | 222709.7975 | 0 | 307991.8273
2 | 0.006229% | 0.007009% |  | LIGHTS | 2019 | 4 |  |  | 2019-01-01 | 8 | 1.6988 | 78275.5176 | kWh | GS |  | 2019-01-01 | 8 | 312857.8749 | 78275.5176 | 225125.3578 | 0 | 303400.8754
3 | 0.005668% | 0.006832% |  | RES | 2019 | 438108 | Residential |  | 2019-01-01 | 9 | 1.6387 | 75507.3157 | kWh | GS |  | 2019-01-01 | 9 | 372665.8628 | 75507.3157 | 226816.0456 | 0 | 302323.3613
4 | 0.005132% | 0.006796% | [6 empty] | 2019-01-01 | 10 | 1.7884 | 82407.9096 | kWh | GS |  | 2019-01-01 | 10 | 426822.315 | 82407.9096 | 244882.0607 | 0 | 327289.9703
5 | 0.004914% | 0.00695% | [6 empty] | 2019-01-01 | 11 | 1.9465 | 89692.6717 | kWh | GS |  | 2019-01-01 | 11 | 485101.0822 | 89692.6717 | 259328.1722 | 0 | 349020.8439
6 | 0.004821% | 0.007273% | [6 empty] | 2019-01-01 | 12 | 2.0906 | 96329.688 | kWh | GS |  | 2019-01-01 | 12 | 548149.1035 | 96329.688 | 267429.3597 | 0 | 363759.0477
7 | 0.00532% | 0.007561% | [6 empty] | 2019-01-01 | 13 | 2.2493 | 103640.9789 | kWh | GS |  | 2019-01-01 | 13 | 626258.5066 | 103640.9789 | 275809.776 | 0 | 379450.7549
8 | 0.005723% | 0.007448% | [6 empty] | 2019-01-01 | 14 | 2.356 | 108560.7684 | kWh | GS |  | 2019-01-01 | 14 | 675834.7207 | 108560.7684 | 281728.3166 | 0 | 390289.085
9 | 0.006817% | 0.007421% | [6 empty] | 2019-01-01 | 15 | 2.4624 | 113461.4959 | kWh | GS |  | 2019-01-01 | 15 | 692085.6261 | 113461.4959 | 285496.4269 | 0 | 398957.9228
10 | 0.007807% | 0.008034% | [6 empty] | 2019-01-01 | 16 | 2.4574 | 113229.8632 | kWh | GS |  | 2019-01-01 | 16 | 715614.8592 | 113229.8632 | 282610.2355 | 0 | 395840.0987
11 | 0.008873% | 0.008568% | [6 empty] | 2019-01-01 | 17 | 2.3926 | 110247.3957 | kWh | GS |  | 2019-01-01 | 17 | 708198.5287 | 110247.3957 | 274966.761 | 0 | 385214.1567
12 | 0.01003% | 0.00893% | [6 empty] | 2019-01-01 | 18 | 2.4535 | 113051.9413 | kWh | GS |  | 2019-01-01 | 18 | 684220.5383 | 113051.9413 | 274659.5117 | 0 | 387711.453
13 | 0.01146% | 0.009315% | [6 empty] | 2019-01-01 | 19 | 2.5767 | 118728.3984 | kWh | GS |  | 2019-01-01 | 19 | 705260.7117 | 118728.3984 | 268759.5487 | 0 | 387487.9471
14 | 0.01236% | 0.009581% | [6 empty] | 2019-01-01 | 20 | 2.4989 | 115144.7395 | kWh | GS |  | 2019-01-01 | 20 | 670281.7915 | 115144.7395 | 258164.1758 | 0 | 373308.9153
15 | 0.01266% | 0.009794% | [6 empty] | 2019-01-01 | 21 | 2.3835 | 109825.9298 | kWh | GS |  | 2019-01-01 | 21 | 611501.0889 | 109825.9298 | 248509.1074 | 0 | 358335.0372
16 | 0.01309% | 0.009717% | [6 empty] | 2019-01-01 | 22 | 2.2667 | 104445.1346 | kWh | GS |  | 2019-01-01 | 22 | 532496.2386 | 104445.1346 | 234703.4787 | 0 | 339148.6133
17 | 0.01295% | 0.009456% | [6 empty] | 2019-01-01 | 23 | 2.1197 | 97669.8758 | kWh | GS |  | 2019-01-01 | 23 | 477132.0493 | 97669.8758 | 222066.876 | 0 | 319736.7518
18 | 0.01252% | 0.009518% | [6 empty] | 2019-01-01 | 24 | 2.0176 | 92967.085 | kWh | GS |  | 2019-01-01 | 24 | 408747.1621 | 92967.085 | 211736.477 | 0 | 304703.562
19 | 0.0129% | 0.009512% | [6 empty] | 2019-01-02 | 1 | 1.8926 | 87208.2607 | kWh | GS |  | 2019-01-02 | 1 | 341286.0326 | 87208.2607 | 204691.6152 | 0 | 291899.8759
20 | 0.01226% | 0.009164% | [6 empty] | 2019-01-02 | 2 | 1.8702 | 86174.9509 | kWh | GS |  | 2019-01-02 | 2 | 298151.9395 | 86174.9509 | 198281.7746 | 0 | 284456.7255
21 | 0.01119% | 0.008796% | [6 empty] | 2019-01-02 | 3 | 1.8152 | 83642.5615 | kWh | GS |  | 2019-01-02 | 3 | 271931.2353 | 83642.5615 | 195724.1392 | 0 | 279366.7007
22 | 0.00974% | 0.008325% | [6 empty] | 2019-01-02 | 4 | 1.8133 | 83552.9771 | kWh | GS |  | 2019-01-02 | 4 | 263891.1466 | 83552.9771 | 198197.5862 | 0 | 281750.5633
23 | 0.008727% | 0.007849% | [6 empty] | 2019-01-02 | 5 | 1.8227 | 83985.4364 | kWh | GS |  | 2019-01-02 | 5 | 262514.2782 | 83985.4364 | 207454.2926 | 0 | 291439.729
24 | 0.007477% | 0.00748% | [6 empty] | 2019-01-02 | 6 | 1.917 | 88332.7045 | kWh | GS |  | 2019-01-02 | 6 | 295943.1068 | 88332.7045 | 237417.3549 | 0 | 325750.0594
25 | 0.006243% | 0.007166% | [6 empty] | 2019-01-02 | 7 | 2.1592 | 99493.7324 | kWh | GS |  | 2019-01-02 | 7 | 349659.004 | 99493.7324 | 274691.3637 | 0 | 374185.0961
26 | 0.005454% | 0.006983% | [6 empty] | 2019-01-02 | 8 | 2.411 | 111094.6653 | kWh | GS |  | 2019-01-02 | 8 | 367560.8444 | 111094.6653 | 298063.6607 | 0 | 409158.326
27 | 0.004974% | 0.006858% | [6 empty] | 2019-01-02 | 9 | 2.6646 | 122777.3533 | kWh | GS |  | 2019-01-02 | 9 | 382287.5146 | 122777.3533 | 317328.9069 | 0 | 440106.2602
28 | 0.004827% | 0.006916% | [6 empty] | 2019-01-02 | 10 | 2.9398 | 135458.0955 | kWh | GS |  | 2019-01-02 | 10 | 391634.0152 | 135458.0955 | 338218.0362 | 0 | 473676.1317
29 | 0.004802% | 0.007154% | [6 empty] | 2019-01-02 | 11 | 3.1241 | 143951.5301 | kWh | GS |  | 2019-01-02 | 11 | 411915.445 | 143951.5301 | 351055.7116 | 0 | 495007.2417
30 | 0.005413% | 0.007997% | [6 empty] | 2019-01-02 | 12 | 3.328 | 153348.236 | kWh | GS |  | 2019-01-02 | 12 | 443210.2294 | 153348.236 | 359869.2311 | 0 | 513217.4671
31 | 0.006396% | 0.009185% | [6 empty] | 2019-01-02 | 13 | 3.4155 | 157379.53 | kWh | GS |  | 2019-01-02 | 13 | 446807.2095 | 157379.53 | 366286.5772 | 0 | 523666.1072
32 | 0.006723% | 0.01004% | [6 empty] | 2019-01-02 | 14 | 3.518 | 162104.2267 | kWh | GS |  | 2019-01-02 | 14 | 457790.7955 | 162104.2267 | 377286.6004 | 0 | 539390.8271
33 | 0.006993% | 0.0108% | [6 empty] | 2019-01-02 | 15 | 3.5978 | 165779.1918 | kWh | GS |  | 2019-01-02 | 15 | 477605.3718 | 165779.1918 | 374036.4587 | 0 | 539815.6505
34 | 0.007164% | 0.01163% | [6 empty] | 2019-01-02 | 16 | 3.5734 | 164655.9642 | kWh | GS |  | 2019-01-02 | 16 | 490183.4728 | 164655.9642 | 359262.656 | 0 | 523918.6202
35 | 0.007535% | 0.01215% | [6 empty] | 2019-01-02 | 17 | 3.2852 | 151377.6417 | kWh | GS |  | 2019-01-02 | 17 | 514052.3815 | 151377.6417 | 340953.9905 | 0 | 492331.6322
36 | 0.008107% | 0.0126% | [6 empty] | 2019-01-02 | 18 | 3.0778 | 141820.3054 | kWh | GS |  | 2019-01-02 | 18 | 570678.7307 | 141820.3054 | 332779.3342 | 0 | 474599.6396
37 | 0.008173% | 0.01285% | [6 empty] | 2019-01-02 | 19 | 2.9654 | 136641.6914 | kWh | GS |  | 2019-01-02 | 19 | 645796.3918 | 136641.6914 | 321114.4709 | 0 | 457756.1623
38 | 0.008374% | 0.01324% | [6 empty] | 2019-01-02 | 20 | 2.8275 | 130286.5353 | kWh | GS |  | 2019-01-02 | 20 | 627421.0108 | 130286.5353 | 308196.0338 | 0 | 438482.5691
39 | 0.008736% | 0.01325% | [6 empty] | 2019-01-02 | 21 | 2.5628 | 118090.2912 | kWh | GS |  | 2019-01-02 | 21 | 589623.4002 | 118090.2912 | 296836.8669 | 0 | 414927.1581
40 | 0.008966% | 0.01286% | [6 empty] | 2019-01-02 | 22 | 2.3917 | 110205.1417 | kWh | GS |  | 2019-01-02 | 22 | 529094.926 | 110205.1417 | 276282.8329 | 0 | 386487.9746
41 | 0.009403% | 0.01209% | [6 empty] | 2019-01-02 | 23 | 2.2247 | 102510.3712 | kWh | GS |  | 2019-01-02 | 23 | 476853.0711 | 102510.3712 | 249735.1271 | 0 | 352245.4983
42 | 0.01044% | 0.01165% | [6 empty] | 2019-01-02 | 24 | 2.0918 | 96386.4875 | kWh | GS |  | 2019-01-02 | 24 | 415400.0449 | 96386.4875 | 233208.9308 | 0 | 329595.4183
43 | 0.01181% | 0.01124% | [6 empty] | 2019-01-03 | 1 | 1.9648 | 90534.8437 | kWh | GS |  | 2019-01-03 | 1 | 340145.9191 | 90534.8437 | 219451.8103 | 0 | 309986.654
44 | 0.01148% | 0.01076% | [6 empty] | 2019-01-03 | 2 | 1.9033 | 87698.7454 | kWh | GS |  | 2019-01-03 | 2 | 298369.4367 | 87698.7454 | 212356.0102 | 0 | 300054.7556
45 | 0.01079% | 0.01019% | [6 empty] | 2019-01-03 | 3 | 1.839 | 84739.5649 | kWh | GS |  | 2019-01-03 | 3 | 270658.1628 | 84739.5649 | 206384.1453 | 0 | 291123.7102
46 | 0.009678% | 0.009488% | [6 empty] | 2019-01-03 | 4 | 1.818 | 83769.3219 | kWh | GS |  | 2019-01-03 | 4 | 255483.7933 | 83769.3219 | 211691.6335 | 0 | 295460.9554
47 | 0.008722% | 0.008647% | [6 empty] | 2019-01-03 | 5 | 1.821 | 83907.1846 | kWh | GS |  | 2019-01-03 | 5 | 256609.2042 | 83907.1846 | 221018.5461 | 0 | 304925.7307
48 | 0.007598% | 0.008091% | [6 empty] | 2019-01-03 | 6 | 1.8948 | 87310.0827 | kWh | GS |  | 2019-01-03 | 6 | 289800.8852 | 87310.0827 | 250692.2163 | 0 | 338002.299
49 | 0.006222% | 0.00761% | [6 empty] | 2019-01-03 | 7 | 2.1372 | 98477.4603 | kWh | GS |  | 2019-01-03 | 7 | 359863.9796 | 98477.4603 | 287836.8514 | 0 | 386314.3117
50 | 0.005458% | 0.007366% | [6 empty] | 2019-01-03 | 8 | 2.4514 | 112956.2018 | kWh | GS |  | 2019-01-03 | 8 | 367964.5502 | 112956.2018 | 315215.1343 | 0 | 428171.3361
51 | 0.004951% | 0.007147% | [6 empty] | 2019-01-03 | 9 | 2.7579 | 127079.5851 | kWh | GS |  | 2019-01-03 | 9 | 375110.0916 | 127079.5851 | 333782.0078 | 0 | 460861.5929
52 | 0.004673% | 0.007253% | [6 empty] | 2019-01-03 | 10 | 3.0504 | 140557.7137 | kWh | GS |  | 2019-01-03 | 10 | 388364.3941 | 140557.7137 | 356181.3889 | 0 | 496739.1026
53 | 0.004694% | 0.007485% | [6 empty] | 2019-01-03 | 11 | 3.3844 | 155945.8597 | kWh | GS |  | 2019-01-03 | 11 | 392895.2442 | 155945.8597 | 372627.7105 | 0 | 528573.5702
54 | 0.005301% | 0.008297% | [6 empty] | 2019-01-03 | 12 | 3.5729 | 164633.1144 | kWh | GS |  | 2019-01-03 | 12 | 432423.5031 | 164633.1144 | 383094.4626 | 0 | 547727.577
55 | 0.006582% | 0.009483% | [6 empty] | 2019-01-03 | 13 | 3.6702 | 169114.5388 | kWh | GS |  | 2019-01-03 | 13 | 459032.1481 | 169114.5388 | 383978.5228 | 0 | 553093.0616
56 | 0.006731% | 0.01051% | [6 empty] | 2019-01-03 | 14 | 3.7648 | 173472.4323 | kWh | GS |  | 2019-01-03 | 14 | 480710.8485 | 173472.4323 | 385874.0781 | 0 | 559346.5104
57 | 0.006861% | 0.01131% | [6 empty] | 2019-01-03 | 15 | 3.8241 | 176208.6978 | kWh | GS |  | 2019-01-03 | 15 | 492960.766 | 176208.6978 | 379513.0524 | 0 | 555721.7502
58 | 0.007104% | 0.01219% | [6 empty] | 2019-01-03 | 16 | 3.7163 | 171241.5303 | kWh | GS |  | 2019-01-03 | 16 | 495204.8686 | 171241.5303 | 367848.6672 | 0 | 539090.1975
59 | 0.007187% | 0.01298% | [6 empty] | 2019-01-03 | 17 | 3.3944 | 156405.3841 | kWh | GS |  | 2019-01-03 | 17 | 516120.8879 | 156405.3841 | 342857.2479 | 0 | 499262.632
60 | 0.00791% | 0.01345% | [6 empty] | 2019-01-03 | 18 | 3.2278 | 148729.9173 | kWh | GS |  | 2019-01-03 | 18 | 569298.5054 | 148729.9173 | 336201.6648 | 0 | 484931.5821
61 | 0.008396% | 0.01358% | [6 empty] | 2019-01-03 | 19 | 3.073 | 141599.3628 | kWh | GS |  | 2019-01-03 | 19 | 632271.7277 | 141599.3628 | 322204.9914 | 0 | 463804.3542
62 | 0.008793% | 0.01373% | [6 empty] | 2019-01-03 | 20 | 2.8411 | 130912.2994 | kWh | GS |  | 2019-01-03 | 20 | 614503.3142 | 130912.2994 | 307256.6794 | 0 | 438168.9788
63 | 0.009017% | 0.01364% | [6 empty] | 2019-01-03 | 21 | 2.641 | 121693.7379 | kWh | GS |  | 2019-01-03 | 21 | 584006.9523 | 121693.7379 | 296111.7504 | 0 | 417805.4883
64 | 0.009058% | 0.01323% | [6 empty] | 2019-01-03 | 22 | 2.4216 | 111580.9637 | kWh | GS |  | 2019-01-03 | 22 | 534705.2818 | 111580.9637 | 275898.3937 | 0 | 387479.3574
65 | 0.009441% | 0.01226% | [6 empty] | 2019-01-03 | 23 | 2.2192 | 102254.6875 | kWh | GS |  | 2019-01-03 | 23 | 458668.4774 | 102254.6875 | 249610.2941 | 0 | 351864.9816
66 | 0.01041% | 0.0119% | [6 empty] | 2019-01-03 | 24 | 2.0736 | 95548.18 | kWh | GS |  | 2019-01-03 | 24 | 393406.9159 | 95548.18 | 232670.0969 | 0 | 328218.2769
67 | 0.01157% | 0.01139% | [6 empty] | 2019-01-04 | 1 | 1.937 | 89253.6694 | kWh | GS |  | 2019-01-04 | 1 | 323556.1409 | 89253.6694 | 219062.3908 | 0 | 308316.0602
68 | 0.01124% | 0.01076% | [6 empty] | 2019-01-04 | 2 | 1.9124 | 88119.2032 | kWh | GS |  | 2019-01-04 | 2 | 284134.0164 | 88119.2032 | 215165.8464 | 0 | 303285.0496
69 | 0.01068% | 0.01026% | [6 empty] | 2019-01-04 | 3 | 1.8535 | 85404.5354 | kWh | GS |  | 2019-01-04 | 3 | 259343.3114 | 85404.5354 | 210788.4369 | 0 | 296192.9722
70 | 0.009781% | 0.009512% | [6 empty] | 2019-01-04 | 4 | 1.8565 | 85542.6292 | kWh | GS |  | 2019-01-04 | 4 | 252146.1893 | 85542.6292 | 213778.5212 | 0 | 299321.1504
71 | 0.00839% | 0.008638% | [6 empty] | 2019-01-04 | 5 | 1.8646 | 85916.5512 | kWh | GS |  | 2019-01-04 | 5 | 251016.3097 | 85916.5512 | 224283.9936 | 0 | 310200.5448
72 | 0.007196% | 0.008057% | [6 empty] | 2019-01-04 | 6 | 1.9171 | 88336.0421 | kWh | GS |  | 2019-01-04 | 6 | 291013.867 | 88336.0421 | 251453.0354 | 0 | 339789.0775
73 | 0.005918% | 0.007569% | [6 empty] | 2019-01-04 | 7 | 2.1528 | 99194.7345 | kWh | GS |  | 2019-01-04 | 7 | 351581.9025 | 99194.7345 | 288624.4965 | 0 | 387819.231
74 | 0.005197% | 0.007445% | [6 empty] | 2019-01-04 | 8 | 2.4419 | 112517.4994 | kWh | GS |  | 2019-01-04 | 8 | 367905.3658 | 112517.4994 | 320813.1263 | 0 | 433330.6257
75 | 0.004744% | 0.007271% | [6 empty] | 2019-01-04 | 9 | 2.7303 | 125808.3488 | kWh | GS |  | 2019-01-04 | 9 | 386780.4991 | 125808.3488 | 343591.5221 | 0 | 469399.8709
76 | 0.004612% | 0.007348% | [6 empty] | 2019-01-04 | 10 | 2.9711 | 136900.1077 | kWh | GS |  | 2019-01-04 | 10 | 383744.8273 | 136900.1077 | 359687.2877 | 0 | 496587.3954
77 | 0.004591% | 0.007615% | [6 empty] | 2019-01-04 | 11 | 3.1166 | 143606.2949 | kWh | GS |  | 2019-01-04 | 11 | 419977.759 | 143606.2949 | 369293.8007 | 0 | 512900.0956
78 | 0.005323% | 0.008341% | [6 empty] | 2019-01-04 | 12 | 3.232 | 148922.0713 | kWh | GS |  | 2019-01-04 | 12 | 410334.9975 | 148922.0713 | 369218.6577 | 0 | 518140.729
79 | 0.006431% | 0.00952% | [6 empty] | 2019-01-04 | 13 | 3.3939 | 156382.301 | kWh | GS |  | 2019-01-04 | 13 | 426670.9592 | 156382.301 | 376322.5146 | 0 | 532704.8156
80 | 0.00673% | 0.01064% | [6 empty] | 2019-01-04 | 14 | 3.506 | 161550.3505 | kWh | GS |  | 2019-01-04 | 14 | 441948.9031 | 161550.3505 | 381710.9937 | 0 | 543261.3442
81 | 0.007075% | 0.01152% | [6 empty] | 2019-01-04 | 15 | 3.4839 | 160531.9976 | kWh | GS |  | 2019-01-04 | 15 | 441566.7817 | 160531.9976 | 371352.9639 | 0 | 531884.9615
82 | 0.007019% | 0.01219% | [6 empty] | 2019-01-04 | 16 | 3.2018 | 147534.0072 | kWh | GS |  | 2019-01-04 | 16 | 461409.2813 | 147534.0072 | 341880.5847 | 0 | 489414.5919
83 | 0.007682% | 0.01259% | [6 empty] | 2019-01-04 | 17 | 2.9407 | 135502.1429 | kWh | GS |  | 2019-01-04 | 17 | 465432.9456 | 135502.1429 | 322836.8735 | 0 | 458339.0164
84 | 0.007506% | 0.01272% | [6 empty] | 2019-01-04 | 18 | 2.9008 | 133662.406 | kWh | GS |  | 2019-01-04 | 18 | 521256.5242 | 133662.406 | 314048.3733 | 0 | 447710.7793
85 | 0.007804% | 0.01308% | [6 empty] | 2019-01-04 | 19 | 2.7819 | 128184.0227 | kWh | GS |  | 2019-01-04 | 19 | 547568.7612 | 128184.0227 | 298854.1333 | 0 | 427038.156
86 | 0.008084% | 0.01334% | [6 empty] | 2019-01-04 | 20 | 2.6258 | 120991.7373 | kWh | GS |  | 2019-01-04 | 20 | 534571.7456 | 120991.7373 | 284038.8918 | 0 | 405030.6291
87 | 0.008077% | 0.01306% | [6 empty] | 2019-01-04 | 21 | 2.4575 | 113235.4328 | kWh | GS |  | 2019-01-04 | 21 | 512426.9245 | 113235.4328 | 270966.144 | 0 | 384201.5768
88 | 0.00844% | 0.01201% | [6 empty] | 2019-01-04 | 22 | 2.3128 | 106569.7513 | kWh | GS |  | 2019-01-04 | 22 | 478794.826 | 106569.7513 | 258787.9174 | 0 | 365357.6687
89 | 0.008513% | 0.01125% | [6 empty] | 2019-01-04 | 23 | 2.1631 | 99670.7261 | kWh | GS |  | 2019-01-04 | 23 | 450616.6346 | 99670.7261 | 239105.1594 | 0 | 338775.8855
90 | 0.009535% | 0.01099% | [6 empty] | 2019-01-04 | 24 | 2.0358 | 93807.5164 | kWh | GS |  | 2019-01-04 | 24 | 394776.9268 | 93807.5164 | 223898.5599 | 0 | 317706.0763
91 | 0.01002% | 0.01048% | [6 empty] | 2019-01-05 | 1 | 1.9216 | 88545.5298 | kWh | GS |  | 2019-01-05 | 1 | 354344.4451 | 88545.5298 | 211998.687 | 0 | 300544.2168
92 | 0.009778% | 0.009943% | [6 empty] | 2019-01-05 | 2 | 1.8752 | 86405.3741 | kWh | GS |  | 2019-01-05 | 2 | 324757.6096 | 86405.3741 | 206880.73 | 0 | 293286.1041
93 | 0.009373% | 0.009431% | [6 empty] | 2019-01-05 | 3 | 1.8254 | 84108.9947 | kWh | GS |  | 2019-01-05 | 3 | 314096.8872 | 84108.9947 | 201761.6302 | 0 | 285870.6249
94 | 0.008758% | 0.008969% | [6 empty] | 2019-01-05 | 4 | 1.811 | 83447.6338 | kWh | GS |  | 2019-01-05 | 4 | 317185.1887 | 83447.6338 | 201890.7423 | 0 | 285338.3761
95 | 0.008242% | 0.008316% | [6 empty] | 2019-01-05 | 5 | 1.8409 | 84825.1729 | kWh | GS |  | 2019-01-05 | 5 | 320570.0392 | 84825.1729 | 204881.3352 | 0 | 289706.5081
96 | 0.007221% | 0.007799% | [6 empty] | 2019-01-05 | 6 | 1.9058 | 87814.0668 | kWh | GS |  | 2019-01-05 | 6 | 339388.0724 | 87814.0668 | 215632.1248 | 0 | 303446.1916
97 | 0.006481% | 0.007378% | [6 empty] | 2019-01-05 | 7 | 2.014 | 92801.5527 | kWh | GS |  | 2019-01-05 | 7 | 387247.1868 | 92801.5527 | 236305.7831 | 0 | 329107.3358
98 | 0.00594% | 0.0072% | [6 empty] | 2019-01-05 | 8 | 2.0335 | 93699.801 | kWh | GS |  | 2019-01-05 | 8 | 471289.8859 | 93699.801 | 251722.209 | 0 | 345422.01
99 | 0.005745% | 0.007018% | [6 empty] | 2019-01-05 | 9 | 2.0276 | 93428.3311 | kWh | GS |  | 2019-01-05 | 9 | 576774.6475 | 93428.3311 | 257738.8749 | 0 | 351167.206
100 | 0.005802% | 0.007004% | [6 empty] | 2019-01-05 | 10 | 2.1847 | 100666.3576 | kWh | GS |  | 2019-01-05 | 10 | 617042.1852 | 100666.3576 | 264157.5037 | 0 | 364823.8613
101 | 0.005864% | 0.007112% | [6 empty] | 2019-01-05 | 11 | 2.3057 | 106243.0061 | kWh | GS |  | 2019-01-05 | 11 | 625073.969 | 106243.0061 | 260795.0029 | 0 | 367038.009
102 | 0.006208% | 0.007449% | [6 empty] | 2019-01-05 | 12 | 2.3071 | 106307.6875 | kWh | GS |  | 2019-01-05 | 12 | 596646.721 | 106307.6875 | 260187.73 | 0 | 366495.4175
103 | 0.007083% | 0.008079% | [6 empty] | 2019-01-05 | 13 | 2.2295 | 102730.2269 | kWh | GS |  | 2019-01-05 | 13 | 546618.6729 | 102730.2269 | 259629.7999 | 0 | 362360.0268
104 | 0.008621% | 0.008479% | [6 empty] | 2019-01-05 | 14 | 2.2139 | 102013.5754 | kWh | GS |  | 2019-01-05 | 14 | 547166.1638 | 102013.5754 | 246577.9165 | 0 | 348591.4919
105 | 0.01055% | 0.00862% | [6 empty] | 2019-01-05 | 15 | 2.2079 | 101737.6635 | kWh | GS |  | 2019-01-05 | 15 | 526204.8807 | 101737.6635 | 242251.315 | 0 | 343988.9785
106 | 0.01129% | 0.008956% | [6 empty] | 2019-01-05 | 16 | 2.1288 | 98090.8118 | kWh | GS |  | 2019-01-05 | 16 | 538457.064 | 98090.8118 | 239005.969 | 0 | 337096.7808
107 | 0.01143% | 0.00901% | [6 empty] | 2019-01-05 | 17 | 2.1148 | 97446.5657 | kWh | GS |  | 2019-01-05 | 17 | 553005.3324 | 97446.5657 | 239105.4218 | 0 | 336551.9875
108 | 0.01091% | 0.008997% | [6 empty] | 2019-01-05 | 18 | 2.3169 | 106759.4137 | kWh | GS |  | 2019-01-05 | 18 | 581077.8577 | 106759.4137 | 245849.9333 | 0 | 352609.347
109 | 0.009998% | 0.008895% | [6 empty] | 2019-01-05 | 19 | 2.5338 | 116750.1381 | kWh | GS |  | 2019-01-05 | 19 | 647974.4731 | 116750.1381 | 252296.8522 | 0 | 369046.9903
110 | 0.01001% | 0.008557% | [6 empty] | 2019-01-05 | 20 | 2.496 | 115009.6492 | kWh | GS |  | 2019-01-05 | 20 | 669106.401 | 115009.6492 | 246124.4853 | 0 | 361134.1345
111 | 0.009625% | 0.008444% | [6 empty] | 2019-01-05 | 21 | 2.4156 | 111307.4078 | kWh | GS |  | 2019-01-05 | 21 | 646391.1921 | 111307.4078 | 241236.6186 | 0 | 352544.0264
112 | 0.009849% | 0.008275% | [6 empty] | 2019-01-05 | 22 | 2.3427 | 107946.6147 | kWh | GS |  | 2019-01-05 | 22 | 637783.902 | 107946.6147 | 235640.3165 | 0 | 343586.9312
113 | 0.01012% | 0.008262% | [6 empty] | 2019-01-05 | 23 | 2.2244 | 102496.7451 | kWh | GS |  | 2019-01-05 | 23 | 624176.0559 | 102496.7451 | 220704.8215 | 0 | 323201.5666
114 | 0.01063% | 0.008656% | [6 empty] | 2019-01-05 | 24 | 2.1533 | 99219.9013 | kWh | GS |  | 2019-01-05 | 24 | 595821.6844 | 99219.9013 | 208478.5304 | 0 | 307698.4317
115 | 0.01185% | 0.009059% | [6 empty] | 2019-01-06 | 1 | 2.0828 | 95969.9668 | kWh | GS |  | 2019-01-06 | 1 | 574460.0425 | 95969.9668 | 199693.5835 | 0 | 295663.5503
116 | 0.01224% | 0.008865% | [6 empty] | 2019-01-06 | 2 | 2.0919 | 96390.889 | kWh | GS |  | 2019-01-06 | 2 | 549780.5321 | 96390.889 | 197425.6174 | 0 | 293816.5064
117 | 0.01182% | 0.008654% | [6 empty] | 2019-01-06 | 3 | 2.0567 | 94766.5419 | kWh | GS |  | 2019-01-06 | 3 | 551744.1436 | 94766.5419 | 196221.956 | 0 | 290988.4979
118 | 0.01167% | 0.008434% | [6 empty] | 2019-01-06 | 4 | 2.052 | 94552.9016 | kWh | GS |  | 2019-01-06 | 4 | 547894.5934 | 94552.9016 | 199988.2326 | 0 | 294541.1342
119 | 0.01142% | 0.007934% | [6 empty] | 2019-01-06 | 5 | 2.1032 | 96911.3915 | kWh | GS |  | 2019-01-06 | 5 | 563232.3858 | 96911.3915 | 203939.9771 | 0 | 300851.3686
120 | 0.0109% | 0.007553% | [6 empty] | 2019-01-06 | 6 | 2.1904 | 100930.0501 | kWh | GS |  | 2019-01-06 | 6 | 597494.6379 | 100930.0501 | 214483.7531 | 0 | 315413.8032
121 | 0.01051% | 0.007258% | [6 empty] | 2019-01-06 | 7 | 2.2439 | 103396.3803 | kWh | GS |  | 2019-01-06 | 7 | 652646.4149 | 103396.3803 | 228995.5903 | 0 | 332391.9706
122 | 0.01006% | 0.007213% | [6 empty] | 2019-01-06 | 8 | 2.1963 | 101202.614 | kWh | GS |  | 2019-01-06 | 8 | 746366.2912 | 101202.614 | 240030.8877 | 0 | 341233.5017
123 | 0.01009% | 0.007143% | [6 empty] | 2019-01-06 | 9 | 2.2734 | 104751.679 | kWh | GS |  | 2019-01-06 | 9 | 824375.8115 | 104751.679 | 242570.8417 | 0 | 347322.5207
124 | 0.01002% | 0.00723% | [6 empty] | 2019-01-06 | 10 | 2.386 | 109941.9997 | kWh | GS |  | 2019-01-06 | 10 | 801376.6428 | 109941.9997 | 245938.7942 | 0 | 355880.7939
125 | 0.0103% | 0.007385% | [6 empty] | 2019-01-06 | 11 | 2.3738 | 109380.79 | kWh | GS |  | 2019-01-06 | 11 | 708556.4616 | 109380.79 | 245649.2779 | 0 | 355030.0679
126 | 0.01093% | 0.007743% | [6 empty] | 2019-01-06 | 12 | 2.2972 | 105848.9719 | kWh | GS |  | 2019-01-06 | 12 | 617220.4735 | 105848.9719 | 245539.7061 | 0 | 351388.678
127 | 0.01194% | 0.00816% | [6 empty] | 2019-01-06 | 13 | 2.1885 | 100840.4284 | kWh | GS |  | 2019-01-06 | 13 | 572948.8724 | 100840.4284 | 244442.2668 | 0 | 345282.6952
128 | 0.01365% | 0.008377% | [6 empty] | 2019-01-06 | 14 | 2.085 | 96073.9839 | kWh | GS |  | 2019-01-06 | 14 | 543719.9979 | 96073.9839 | 239571.807 | 0 | 335645.7909
129 | 0.01508% | 0.008526% | [6 empty] | 2019-01-06 | 15 | 2.0816 | 95913.9613 | kWh | GS |  | 2019-01-06 | 15 | 523006.8814 | 95913.9613 | 236886.3894 | 0 | 332800.3507
130 | 0.01466% | 0.008736% | [6 empty] | 2019-01-06 | 16 | 2.0533 | 94609.7759 | kWh | GS |  | 2019-01-06 | 16 | 504026.0629 | 94609.7759 | 236213.2748 | 0 | 330823.0507
131 | 0.01296% | 0.008715% | [6 empty] | 2019-01-06 | 17 | 2.0544 | 94662.872 | kWh | GS |  | 2019-01-06 | 17 | 528565.2575 | 94662.872 | 237418.0246 | 0 | 332080.8966
132 | 0.01129% | 0.008626% | [6 empty] | 2019-01-06 | 18 | 2.1761 | 100272.4469 | kWh | GS |  | 2019-01-06 | 18 | 590533.2232 | 100272.4469 | 241748.2921 | 0 | 342020.739
133 | 0.01048% | 0.008476% | [6 empty] | 2019-01-06 | 19 | 2.4279 | 111871.2875 | kWh | GS |  | 2019-01-06 | 19 | 632612.9729 | 111871.2875 | 245836.8303 | 0 | 357708.1178
134 | 0.009945% | 0.008239% | [6 empty] | 2019-01-06 | 20 | 2.4095 | 111026.0404 | kWh | GS |  | 2019-01-06 | 20 | 654445.4353 | 111026.0404 | 237862.0619 | 0 | 348888.1023
135 | 0.009567% | 0.00817% | [6 empty] | 2019-01-06 | 21 | 2.3321 | 107457.4525 | kWh | GS |  | 2019-01-06 | 21 | 669623.4249 | 107457.4525 | 229615.1471 | 0 | 337072.5996
136 | 0.009219% | 0.008121% | [6 empty] | 2019-01-06 | 22 | 2.233 | 102894.3938 | kWh | GS |  | 2019-01-06 | 22 | 638517.7032 | 102894.3938 | 224704.5829 | 0 | 327598.9767
137 | 0.009668% | 0.008152% | [6 empty] | 2019-01-06 | 23 | 2.1298 | 98139.0912 | kWh | GS |  | 2019-01-06 | 23 | 594394.2663 | 98139.0912 | 215797.5066 | 0 | 313936.5978
138 | 0.0108% | 0.008396% | [6 empty] | 2019-01-06 | 24 | 2.0953 | 96545.559 | kWh | GS |  | 2019-01-06 | 24 | 534080.693 | 96545.559 | 207616.2552 | 0 | 304161.8142
139 | 0.01157% | 0.008781% | [6 empty] | 2019-01-07 | 1 | 2.0327 | 93662.6469 | kWh | GS |  | 2019-01-07 | 1 | 515516.7297 | 93662.6469 | 201221.4424 | 0 | 294884.0893
140 | 0.01197% | 0.008565% | [6 empty] | 2019-01-07 | 2 | 2.0641 | 95109.9177 | kWh | GS |  | 2019-01-07 | 2 | 484372.9826 | 95109.9177 | 199779.8954 | 0 | 294889.8131
141 | 0.01225% | 0.008274% | [6 empty] | 2019-01-07 | 3 | 2.0397 | 93987.2773 | kWh | GS |  | 2019-01-07 | 3 | 490691.8491 | 93987.2773 | 201393.0244 | 0 | 295380.3017
142 | 0.01168% | 0.008042% | [6 empty] | 2019-01-07 | 4 | 2.0488 | 94406.567 | kWh | GS |  | 2019-01-07 | 4 | 512643.6651 | 94406.567 | 206018.849 | 0 | 300425.416
143 | 0.01087% | 0.007707% | [6 empty] | 2019-01-07 | 5 | 2.0948 | 96525.0019 | kWh | GS |  | 2019-01-07 | 5 | 537202.6003 | 96525.0019 | 220869.3668 | 0 | 317394.3687
144 | 0.009769% | 0.007467% | [6 empty] | 2019-01-07 | 6 | 2.2146 | 102044.5951 | kWh | GS |  | 2019-01-07 | 6 | 612815.4581 | 102044.5951 | 253077.8218 | 0 | 355122.4169
145 | 0.00943% | 0.007239% | [6 empty] | 2019-01-07 | 7 | 2.605 | 120031.9734 | kWh | GS |  | 2019-01-07 | 7 | 715560.9889 | 120031.9734 | 300883.6124 | 0 | 420915.5858
146 | 0.00886% | 0.007239% | [6 empty] | 2019-01-07 | 8 | 3.0658 | 141265.667 | kWh | GS |  | 2019-01-07 | 8 | 742566.4281 | 141265.667 | 336633.956 | 0 | 477899.623
147 | 0.008975% | 0.007251% | [6 empty] | 2019-01-07 | 9 | 3.3531 | 154504.6579 | kWh | GS |  | 2019-01-07 | 9 | 692829.5509 | 154504.6579 | 356462.4523 | 0 | 510967.1102
148 | 0.009377% | 0.007375% | [6 empty] | 2019-01-07 | 10 | 3.3508 | 154397.7236 | kWh | GS |  | 2019-01-07 | 10 | 606090.2587 | 154397.7236 | 361851.3802 | 0 | 516249.1038
149 | 0.009826% | 0.007791% | [6 empty] | 2019-01-07 | 11 | 3.2661 | 150493.3603 | kWh | GS |  | 2019-01-07 | 11 | 517709.617 | 150493.3603 | 365758.6986 | 0 | 516252.0589
150 | 0.01121% | 0.008718% | [6 empty] | 2019-01-07 | 12 | 3.2545 | 149960.4356 | kWh | GS |  | 2019-01-07 | 12 | 445878.8148 | 149960.4356 | 370644.459 | 0 | 520604.8946
151 | 0.01309% | 0.01033% | [6 empty] | 2019-01-07 | 13 | 3.2868 | 151449.6923 | kWh | GS |  | 2019-01-07 | 13 | 427302.8444 | 151449.6923 | 371120.85 | 0 | 522570.5423
152 | 0.01358% | 0.01173% | [6 empty] | 2019-01-07 | 14 | 3.2992 | 152022.0239 | kWh | GS |  | 2019-01-07 | 14 | 411289.7417 | 152022.0239 | 378844.2329 | 0 | 530866.2568
153 | 0.01267% | 0.01254% | [6 empty] | 2019-01-07 | 15 | 3.3296 | 153420.4172 | kWh | GS |  | 2019-01-07 | 15 | 403892.7554 | 153420.4172 | 374180.5559 | 0 | 527600.9731
154 | 0.01109% | 0.01267% | [6 empty] | 2019-01-07 | 16 | 3.2378 | 149191.2648 | kWh | GS |  | 2019-01-07 | 16 | 409453.9372 | 149191.2648 | 359193.9276 | 0 | 508385.1924
155 | 0.00947% | 0.01267% | [6 empty] | 2019-01-07 | 17 | 3.0826 | 142039.9173 | kWh | GS |  | 2019-01-07 | 17 | 457828.4604 | 142039.9173 | 336977.9696 | 0 | 479017.8869
156 | 0.008156% | 0.01278% | [6 empty] | 2019-01-07 | 18 | 2.8409 | 130904.8343 | kWh | GS |  | 2019-01-07 | 18 | 519215.2725 | 130904.8343 | 323709.492 | 0 | 454614.3263
157 | 0.007816% | 0.01283% | [6 empty] | 2019-01-07 | 19 | 2.7849 | 128322.8797 | kWh | GS |  | 2019-01-07 | 19 | 617447.2296 | 128322.8797 | 314454.9861 | 0 | 442777.8658
158 | 0.007523% | 0.01303% | [6 empty] | 2019-01-07 | 20 | 2.6583 | 122488.6346 | kWh | GS |  | 2019-01-07 | 20 | 611142.182 | 122488.6346 | 302596.4173 | 0 | 425085.0519
159 | 0.007388% | 0.01295% | [6 empty] | 2019-01-07 | 21 | 2.4619 | 113440.5425 | kWh | GS |  | 2019-01-07 | 21 | 587887.7979 | 113440.5425 | 286881.6889 | 0 | 400322.2314
160 | 0.007489% | 0.01248% | [6 empty] | 2019-01-07 | 22 | 2.2848 | 105279.3469 | kWh | GS |  | 2019-01-07 | 22 | 532659.7718 | 105279.3469 | 266285.1841 | 0 | 371564.531
161 | 0.008374% | 0.01176% | [6 empty] | 2019-01-07 | 23 | 2.1413 | 98667.2158 | kWh | GS |  | 2019-01-07 | 23 | 492733.4478 | 98667.2158 | 241370.077 | 0 | 340037.2928
162 | 0.009497% | 0.01116% | [6 empty] | 2019-01-07 | 24 | 2.0436 | 94164.0897 | kWh | GS |  | 2019-01-07 | 24 | 416575.2006 | 94164.0897 | 227406.6549 | 0 | 321570.7446
163 | 0.01129% | 0.01087% | [6 empty] | 2019-01-08 | 1 | 1.9435 | 89553.7288 | kWh | GS |  | 2019-01-08 | 1 | 355095.885 | 89553.7288 | 213841.7261 | 0 | 303395.4549
164 | 0.01118% | 0.01043% | [6 empty] | 2019-01-08 | 2 | 1.94 | 89391.9491 | kWh | GS |  | 2019-01-08 | 2 | 332536.1698 | 89391.9491 | 209244.2292 | 0 | 298636.1783
165 | 0.01075% | 0.009827% | [6 empty] | 2019-01-08 | 3 | 1.9181 | 88383.1236 | kWh | GS |  | 2019-01-08 | 3 | 327665.5924 | 88383.1236 | 205887.0612 | 0 | 294270.1848
166 | 0.009743% | 0.009121% | [6 empty] | 2019-01-08 | 4 | 1.9412 | 89445.6772 | kWh | GS |  | 2019-01-08 | 4 | 329637.4769 | 89445.6772 | 209363.7938 | 0 | 298809.471
167 | 0.009013% | 0.008347% | [6 empty] | 2019-01-08 | 5 | 2.006 | 92433.1064 | kWh | GS |  | 2019-01-08 | 5 | 344907.6399 | 92433.1064 | 220132.8485 | 0 | 312565.9549
168 | 0.00762% | 0.007894% | [6 empty] | 2019-01-08 | 6 | 2.065 | 95151.3509 | kWh | GS |  | 2019-01-08 | 6 | 414185.972 | 95151.3509 | 251294.2452 | 0 | 346445.5961
169 | 0.006495% | 0.007448% | [6 empty] | 2019-01-08 | 7 | 2.3473 | 108157.1702 | kWh | GS |  | 2019-01-08 | 7 | 525892.3275 | 108157.1702 | 296266.3011 | 0 | 404423.4713
170 | 0.006083% | 0.007331% | [6 empty] | 2019-01-08 | 8 | 2.7541 | 126901.2625 | kWh | GS |  | 2019-01-08 | 8 | 541482.4464 | 126901.2625 | 330749.3309 | 0 | 457650.5934
171 | 0.005993% | 0.007224% | [6 empty] | 2019-01-08 | 9 | 2.8636 | 131947.1561 | kWh | GS |  | 2019-01-08 | 9 | 517699.7585 | 131947.1561 | 352301.1107 | 0 | 484248.2668
172 | 0.00603% | 0.007335% | [6 empty] | 2019-01-08 | 10 | 3.0013 | 138295.0858 | kWh | GS |  | 2019-01-08 | 10 | 461513.4415 | 138295.0858 | 370572.1122 | 0 | 508867.198
173 | 0.006309% | 0.007673% | [6 empty] | 2019-01-08 | 11 | 3.2202 | 148382.5982 | kWh | GS |  | 2019-01-08 | 11 | 411860.5087 | 148382.5982 | 376600.4529 | 0 | 524983.0511
174 | 0.007576% | 0.008505% | [6 empty] | 2019-01-08 | 12 | 3.2516 | 149829.1873 | kWh | GS |  | 2019-01-08 | 12 | 386580.1097 | 149829.1873 | 384028.0731 | 0 | 533857.2604
175 | 0.009619% | 0.009928% | [6 empty] | 2019-01-08 | 13 | 3.3239 | 153159.0194 | kWh | GS |  | 2019-01-08 | 13 | 383988.2929 | 153159.0194 | 387249.4414 | 0 | 540408.4608
176 | 0.009904% | 0.01123% | [6 empty] | 2019-01-08 | 14 | 3.3516 | 154436.0949 | kWh | GS |  | 2019-01-08 | 14 | 381509.3016 | 154436.0949 | 391583.4432 | 0 | 546019.5381
177 | 0.009469% | 0.01189% | [6 empty] | 2019-01-08 | 15 | 3.4306 | 158075.55 | kWh | GS |  | 2019-01-08 | 15 | 387005.7429 | 158075.55 | 385700.9701 | 0 | 543776.5201
178 | 0.008442% | 0.01249% | [6 empty] | 2019-01-08 | 16 | 3.388 | 156113.1209 | kWh | GS |  | 2019-01-08 | 16 | 385294.9747 | 156113.1209 | 376224.2771 | 0 | 532337.398
179 | 0.007534% | 0.01289% | [6 empty] | 2019-01-08 | 17 | 3.2063 | 147741.747 | kWh | GS |  | 2019-01-08 | 17 | 435705.7374 | 147741.747 | 352189.4856 | 0 | 499931.2326
180 | 0.007071% | 0.01311% | [6 empty] | 2019-01-08 | 18 | 3.0039 | 138413.8065 | kWh | GS |  | 2019-01-08 | 18 | 502658.885 | 138413.8065 | 331624.5431 | 0 | 470038.3496
181 | 0.007024% | 0.01327% | [6 empty] | 2019-01-08 | 19 | 2.9098 | 134076.3495 | kWh | GS |  | 2019-01-08 | 19 | 581892.0476 | 134076.3495 | 320749.1731 | 0 | 454825.5226
182 | 0.006978% | 0.0134% | [6 empty] | 2019-01-08 | 20 | 2.702 | 124501.4267 | kWh | GS |  | 2019-01-08 | 20 | 616796.6638 | 124501.4267 | 307127.6527 | 0 | 431629.0794
183 | 0.007079% | 0.01335% | [6 empty] | 2019-01-08 | 21 | 2.4724 | 113922.9236 | kWh | GS |  | 2019-01-08 | 21 | 583397.7118 | 113922.9236 | 291835.8859 | 0 | 405758.8095
184 | 0.007048% | 0.01307% | [6 empty] | 2019-01-08 | 22 | 2.2855 | 105312.449 | kWh | GS |  | 2019-01-08 | 22 | 550749.0829 | 105312.449 | 274884.6694 | 0 | 380197.1184
185 | 0.00797% | 0.01227% | [6 empty] | 2019-01-08 | 23 | 2.1249 | 97908.9647 | kWh | GS |  | 2019-01-08 | 23 | 474790.7396 | 97908.9647 | 250434.8775 | 0 | 348343.8422
186 | 0.009194% | 0.01154% | [6 empty] | 2019-01-08 | 24 | 2.0494 | 94430.4696 | kWh | GS |  | 2019-01-08 | 24 | 388189.0153 | 94430.4696 | 231205.3027 | 0 | 325635.7723
187 | 0.01064% | 0.01117% | [6 empty] | 2019-01-09 | 1 | 1.9454 | 89639.9247 | kWh | GS |  | 2019-01-09 | 1 | 334668.9609 | 89639.9247 | 216525.7339 | 0 | 306165.6586
188 | 0.01128% | 0.0106% | [6 empty] | 2019-01-09 | 2 | 1.9279 | 88831.9498 | kWh | GS |  | 2019-01-09 | 2 | 314542.1382 | 88831.9498 | 213464.9048 | 0 | 302296.8546
189 | 0.01067% | 0.009961% | [6 empty] | 2019-01-09 | 3 | 1.8702 | 86177.2133 | kWh | GS |  | 2019-01-09 | 3 | 306535.5285 | 86177.2133 | 211045.7624 | 0 | 297222.9757
190 | 0.01007% | 0.009333% | [6 empty] | 2019-01-09 | 4 | 1.8821 | 86724.1038 | kWh | GS |  | 2019-01-09 | 4 | 309564.9093 | 86724.1038 | 211399.0846 | 0 | 298123.1884
191 | 0.008685% | 0.008551% | [6 empty] | 2019-01-09 | 5 | 1.9215 | 88540.5789 | kWh | GS |  | 2019-01-09 | 5 | 316428.8494 | 88540.5789 | 221161.3321 | 0 | 309701.911
192 | 0.007101% | 0.007994% | [6 empty] | 2019-01-09 | 6 | 2.0013 | 92214.3666 | kWh | GS |  | 2019-01-09 | 6 | 391458.0229 | 92214.3666 | 249702.9821 | 0 | 341917.3487
193 | 0.006122% | 0.007516% | [6 empty] | 2019-01-09 | 7 | 2.3057 | 106241.0607 | kWh | GS |  | 2019-01-09 | 7 | 486944.4884 | 106241.0607 | 295590.1627 | 0 | 401831.2234
194 | 0.005753% | 0.007421% | [6 empty] | 2019-01-09 | 8 | 2.6312 | 121242.3402 | kWh | GS |  | 2019-01-09 | 8 | 508546.0161 | 121242.3402 | 332165.7262 | 0 | 453408.0664
195 | 0.005607% | 0.007296% | [6 empty] | 2019-01-09 | 9 | 2.8543 | 131518.5791 | kWh | GS |  | 2019-01-09 | 9 | 474527.9221 | 131518.5791 | 354582.0275 | 0 | 486100.6066
196 | 0.005662% | 0.007318% | [6 empty] | 2019-01-09 | 10 | 3.0534 | 140694.3403 | kWh | GS |  | 2019-01-09 | 10 | 458024.0297 | 140694.3403 | 363490.1185 | 0 | 504184.4588
197 | 0.005788% | 0.007603% | [6 empty] | 2019-01-09 | 11 | 3.156 | 145420.8178 | kWh | GS |  | 2019-01-09 | 11 | 436085.2633 | 145420.8178 | 366776.7934 | 0 | 512197.6112
198 | 0.00716% | 0.008393% | [6 empty] | 2019-01-09 | 12 | 3.2105 | 147932.5578 | kWh | GS |  | 2019-01-09 | 12 | 428679.068 | 147932.5578 | 365588.8734 | 0 | 513521.4312
199 | 0.008907% | 0.009864% | [6 empty] | 2019-01-09 | 13 | 3.1524 | 145254.8042 | kWh | GS |  | 2019-01-09 | 13 | 408046.4339 | 145254.8042 | 362713.3446 | 0 | 507968.1488
200 | 0.009302% | 0.01113% | [6 empty] | 2019-01-09 | 14 | 3.1366 | 144530.1161 | kWh | GS |  | 2019-01-09 | 14 | 403421.8713 | 144530.1161 | 358663.4221 | 0 | 503193.5382
201 | 0.00868% | 0.01193% | [6 empty] | 2019-01-09 | 15 | 3.2176 | 148260.9474 | kWh | GS |  | 2019-01-09 | 15 | 408273.3148 | 148260.9474 | 352189.2345 | 0 | 500450.1819
202 | 0.008378% | 0.01238% | [6 empty] | 2019-01-09 | 16 | 3.1246 | 143973.3537 | kWh | GS |  | 2019-01-09 | 16 | 421647.1026 | 143973.3537 | 339489.0593 | 0 | 483462.413
203 | 0.007977% | 0.01257% | [6 empty] | 2019-01-09 | 17 | 2.9953 | 138017.0575 | kWh | GS |  | 2019-01-09 | 17 | 463696.7327 | 138017.0575 | 320863.2244 | 0 | 458880.2819
204 | 0.007841% | 0.01261% | [6 empty] | 2019-01-09 | 18 | 2.7882 | 128472.3864 | kWh | GS |  | 2019-01-09 | 18 | 549333.8761 | 128472.3864 | 308614.6003 | 0 | 437086.9867
205 | 0.007464% | 0.01247% | [6 empty] | 2019-01-09 | 19 | 2.8787 | 132644.4965 | kWh | GS |  | 2019-01-09 | 19 | 654785.6307 | 132644.4965 | 305438.1928 | 0 | 438082.6893
206 | 0.007379% | 0.01235% | [6 empty] | 2019-01-09 | 20 | 2.8397 | 130849.2465 | kWh | GS |  | 2019-01-09 | 20 | 714213.0106 | 130849.2465 | 296209.2549 | 0 | 427058.5014
207 | 0.007468% | 0.01229% | [6 empty] | 2019-01-09 | 21 | 2.5786 | 118817.1806 | kWh | GS |  | 2019-01-09 | 21 | 737119.3356 | 118817.1806 | 287383.4543 | 0 | 406200.6349
208 | 0.007713% | 0.01187% | [6 empty] | 2019-01-09 | 22 | 2.4307 | 112001.0679 | kWh | GS |  | 2019-01-09 | 22 | 761396.0304 | 112001.0679 | 268302.912 | 0 | 380303.9799
209 | 0.008482% | 0.01126% | [6 empty] | 2019-01-09 | 23 | 2.3819 | 109754.648 | kWh | GS |  | 2019-01-09 | 23 | 720071.037 | 109754.648 | 245505.6047 | 0 | 355260.2527
210 | 0.01005% | 0.01073% | [6 empty] | 2019-01-09 | 24 | 2.3142 | 106635.2082 | kWh | GS |  | 2019-01-09 | 24 | 663400.7725 | 106635.2082 | 231245.8344 | 0 | 337881.0426
211 | 0.01198% | 0.01075% | [6 empty] | 2019-01-10 | 1 | 2.2078 | 101729.5121 | kWh | GS |  | 2019-01-10 | 1 | 624242.8811 | 101729.5121 | 219573.4893 | 0 | 321303.0014
212 | 0.01306% | 0.01048% | [6 empty] | 2019-01-10 | 2 | 2.2283 | 102677.7091 | kWh | GS |  | 2019-01-10 | 2 | 632131.2857 | 102677.7091 | 219134.0075 | 0 | 321811.7166
213 | 0.01348% | 0.009971% | [6 empty] | 2019-01-10 | 3 | 2.2271 | 102620.6595 | kWh | GS |  | 2019-01-10 | 3 | 644030.0363 | 102620.6595 | 219486.566 | 0 | 322107.2255
214 | 0.01393% | 0.009336% | [6 empty] | 2019-01-10 | 4 | 2.2673 | 104473.8594 | kWh | GS |  | 2019-01-10 | 4 | 674399.1362 | 104473.8594 | 224829.4607 | 0 | 329303.3201
215 | 0.01317% | 0.008721% | [6 empty] | 2019-01-10 | 5 | 2.3628 | 108873.2231 | kWh | GS |  | 2019-01-10 | 5 | 721402.0487 | 108873.2231 | 237563.4612 | 0 | 346436.6843
216 | 0.01213% | 0.008294% | [6 empty] | 2019-01-10 | 6 | 2.5622 | 118059.7356 | kWh | GS |  | 2019-01-10 | 6 | 831514.3975 | 118059.7356 | 272015.3985 | 0 | 390075.1341
217 | 0.01142% | 0.007887% | [6 empty] | 2019-01-10 | 7 | 3.0059 | 138506.0301 | kWh | GS |  | 2019-01-10 | 7 | 970129.969 | 138506.0301 | 322613.3144 | 0 | 461119.3445
218 | 0.01156% | 0.0079% | [6 empty] | 2019-01-10 | 8 | 3.5239 | 162375.7126 | kWh | GS |  | 2019-01-10 | 8 | 1027219.88 | 162375.7126 | 362689.2312 | 0 | 525064.9438
219 | 0.01178% | 0.007907% | [6 empty] | 2019-01-10 | 9 | 3.9023 | 179808.9336 | kWh | GS |  | 2019-01-10 | 9 | 941093.9918 | 179808.9336 | 375630.7155 | 0 | 555439.6491
220 | 0.01234% | 0.008084% | [6 empty] | 2019-01-10 | 10 | 4.0122 | 184875.8669 | kWh | GS |  | 2019-01-10 | 10 | 867524.8832 | 184875.8669 | 378872.9299 | 0 | 563748.7968
221 | 0.0132% | 0.008504% | [6 empty] | 2019-01-10 | 11 | 3.9715 | 182997.4292 | kWh | GS |  | 2019-01-10 | 11 | 779268.9774 | 182997.4292 | 377165.0079 | 0 | 560162.4371
222 | 0.01521% | 0.009576% | [6 empty] | 2019-01-10 | 12 | 3.8053 | 175342.7063 | kWh | GS |  | 2019-01-10 | 12 | 707403.2284 | 175342.7063 | 372920.8468 | 0 | 548263.5531
223 | 0.01775% | 0.01132% | [6 empty] | 2019-01-10 | 13 | 3.648 | 168092.8532 | kWh | GS |  | 2019-01-10 | 13 | 627107.0254 | 168092.8532 | 364833.9999 | 0 | 532926.8531
224 | 0.01879% | 0.01289% | [6 empty] | 2019-01-10 | 14 | 3.5154 | 161982.0527 | kWh | GS |  | 2019-01-10 | 14 | 548680.9126 | 161982.0527 | 360236.9232 | 0 | 522218.9759
225 | 0.01721% | 0.01363% | [6 empty] | 2019-01-10 | 15 | 3.4611 | 159480.9926 | kWh | GS |  | 2019-01-10 | 15 | 528484.4507 | 159480.9926 | 352372.665 | 0 | 511853.6576
226 | 0.01587% | 0.01384% | [6 empty] | 2019-01-10 | 16 | 3.2885 | 151528.568 | kWh | GS |  | 2019-01-10 | 16 | 532675.9264 | 151528.568 | 339163.7516 | 0 | 490692.3196
227 | 0.01425% | 0.01375% | [6 empty] | 2019-01-10 | 17 | 3.1112 | 143357.245 | kWh | GS |  | 2019-01-10 | 17 | 586430.1485 | 143357.245 | 317306.517 | 0 | 460663.762
228 | 0.01294% | 0.01346% | [6 empty] | 2019-01-10 | 18 | 3.0268 | 139467.905 | kWh | GS |  | 2019-01-10 | 18 | 700434.0861 | 139467.905 | 309978.6044 | 0 | 449446.5094
229 | 0.01147% | 0.01308% | [6 empty] | 2019-01-10 | 19 | 3.2607 | 150247.617 | kWh | GS |  | 2019-01-10 | 19 | 848889.2681 | 150247.617 | 316022.2581 | 0 | 466269.8751
230 | 0.01004% | 0.01282% | [6 empty] | 2019-01-10 | 20 | 3.1594 | 145580.0608 | kWh | GS |  | 2019-01-10 | 20 | 915995.3768 | 145580.0608 | 301728.1421 | 0 | 447308.2029
231 | 0.009667% | 0.01256% | [6 empty] | 2019-01-10 | 21 | 3.1161 | 143582.5961 | kWh | GS |  | 2019-01-10 | 21 | 967847.7992 | 143582.5961 | 293548.0477 | 0 | 437130.6438
232 | 0.009743% | 0.01205% | [6 empty] | 2019-01-10 | 22 | 2.9834 | 137469.1809 | kWh | GS |  | 2019-01-10 | 22 | 976362.4247 | 137469.1809 | 277898.863 | 0 | 415368.0439
233 | 0.01073% | 0.01131% | [6 empty] | 2019-01-10 | 23 | 2.8887 | 133105.6177 | kWh | GS |  | 2019-01-10 | 23 | 928564.8537 | 133105.6177 | 252491.4653 | 0 | 385597.083
234 | 0.01281% | 0.01103% | [6 empty] | 2019-01-10 | 24 | 2.8312 | 130457.4809 | kWh | GS |  | 2019-01-10 | 24 | 872988.3303 | 130457.4809 | 242501.5706 | 0 | 372959.0515
235 | 0.01553% | 0.01145% | [6 empty] | 2019-01-11 | 1 | 2.8355 | 130652.9688 | kWh | GS |  | 2019-01-11 | 1 | 862257.4134 | 130652.9688 | 236038.8307 | 0 | 366691.7995
236 | 0.01675% | 0.01098% | [6 empty] | 2019-01-11 | 2 | 2.8966 | 133468.2362 | kWh | GS |  | 2019-01-11 | 2 | 874171.4236 | 133468.2362 | 236524.0216 | 0 | 369992.2578
237 | 0.0177% | 0.01073% | [6 empty] | 2019-01-11 | 3 | 2.9485 | 135863.1225 | kWh | GS |  | 2019-01-11 | 3 | 898559.53 | 135863.1225 | 238590.1104 | 0 | 374453.2329
238 | 0.01786% | 0.0102% | [6 empty] | 2019-01-11 | 4 | 2.9401 | 135474.3889 | kWh | GS |  | 2019-01-11 | 4 | 914041.806 | 135474.3889 | 242538.7309 | 0 | 378013.1198
239 | 0.01698% | 0.009466% | [6 empty] | 2019-01-11 | 5 | 3.0254 | 139406.3226 | kWh | GS |  | 2019-01-11 | 5 | 934724.7914 | 139406.3226 | 258935.665 | 0 | 398341.9876
240 | 0.01597% | 0.009155% | [6 empty] | 2019-01-11 | 6 | 3.149 | 145101.5458 | kWh | GS |  | 2019-01-11 | 6 | 1015364.625 | 145101.5458 | 295799.4535 | 0 | 440900.9993
241 | 0.01577% | 0.009002% | [6 empty] | 2019-01-11 | 7 | 3.5266 | 162500.8868 | kWh | GS |  | 2019-01-11 | 7 | 1123148.956 | 162500.8868 | 344124.6409 | 0 | 506625.5277
242 | 0.01599% | 0.009083% | [6 empty] | 2019-01-11 | 8 | 3.7468 | 172646.6465 | kWh | GS |  | 2019-01-11 | 8 | 1147157.817 | 172646.6465 | 377575.4258 | 0 | 550222.0723
243 | 0.01644% | 0.009192% | [6 empty] | 2019-01-11 | 9 | 3.9094 | 180139.3397 | kWh | GS |  | 2019-01-11 | 9 | 1051415.386 | 180139.3397 | 386131.9468 | 0 | 566271.2865
244 | 0.01672% | 0.009279% | [6 empty] | 2019-01-11 | 10 | 3.9927 | 183976.4025 | kWh | GS |  | 2019-01-11 | 10 | 881718.4511 | 183976.4025 | 382686.4223 | 0 | 566662.8248
245 | 0.0171% | 0.009779% | [6 empty] | 2019-01-11 | 11 | 3.7738 | 173890.525 | kWh | GS |  | 2019-01-11 | 11 | 704532.0521 | 173890.525 | 374627.875 | 0 | 548518.4
246 | 0.01857% | 0.01082% | [6 empty] | 2019-01-11 | 12 | 3.5867 | 165265.7783 | kWh | GS |  | 2019-01-11 | 12 | 609365.19 | 165265.7783 | 369685.2671 | 0 | 534951.0454
247 | 0.02054% | 0.01244% | [6 empty] | 2019-01-11 | 13 | 3.3716 | 155356.6673 | kWh | GS |  | 2019-01-11 | 13 | 548382.0108 | 155356.6673 | 362203.8669 | 0 | 517560.5342
248 | 0.02098% | 0.01351% | [6 empty] | 2019-01-11 | 14 | 3.2708 | 150712.8622 | kWh | GS |  | 2019-01-11 | 14 | 488514.1491 | 150712.8622 | 357512.8237 | 0 | 508225.6859
249 | 0.01923% | 0.0139% | [6 empty] | 2019-01-11 | 15 | 3.1757 | 146331.4914 | kWh | GS |  | 2019-01-11 | 15 | 477622.73 | 146331.4914 | 347960.0778 | 0 | 494291.5692
250 | 0.01613% | 0.01391% | [6 empty] | 2019-01-11 | 16 | 3.0351 | 139852.3987 | kWh | GS |  | 2019-01-11 | 16 | 489151.3761 | 139852.3987 | 328222.9819 | 0 | 468075.3806
251 | 0.01289% | 0.01347% | [6 empty] | 2019-01-11 | 17 | 2.9184 | 134472.948 | kWh | GS |  | 2019-01-11 | 17 | 527028.3868 | 134472.948 | 307341.8512 | 0 | 441814.7992
252 | 0.01115% | 0.01313% | [6 empty] | 2019-01-11 | 18 | 2.8236 | 130104.6731 | kWh | GS |  | 2019-01-11 | 18 | 634033.6216 | 130104.6731 | 301907.5835 | 0 | 432012.2566
253 | 0.01003% | 0.01271% | [6 empty] | 2019-01-11 | 19 | 2.9212 | 134603.9647 | kWh | GS |  | 2019-01-11 | 19 | 713196.3639 | 134603.9647 | 301734.6581 | 0 | 436338.6228
254 | 0.008936% | 0.01248% | [6 empty] | 2019-01-11 | 20 | 2.9546 | 136139.9741 | kWh | GS |  | 2019-01-11 | 20 | 745638.5295 | 136139.9741 | 288147.2282 | 0 | 424287.2023
255 | 0.008736% | 0.01213% | [6 empty] | 2019-01-11 | 21 | 2.8079 | 129382.1616 | kWh | GS |  | 2019-01-11 | 21 | 751394.5395 | 129382.1616 | 279449.1344 | 0 | 408831.296
256 | 0.008947% | 0.01149% | [6 empty] | 2019-01-11 | 22 | 2.6735 | 123188.1155 | kWh | GS |  | 2019-01-11 | 22 | 719111.2257 | 123188.1155 | 263185.906 | 0 | 386374.0215
257 | 0.00964% | 0.01085% | [6 empty] | 2019-01-11 | 23 | 2.5505 | 117522.9804 | kWh | GS |  | 2019-01-11 | 23 | 712553.7509 | 117522.9804 | 241762.3984 | 0 | 359285.3788
258 | 0.0116% | 0.01061% | [6 empty] | 2019-01-11 | 24 | 2.4826 | 114391.1676 | kWh | GS |  | 2019-01-11 | 24 | 655922.9792 | 114391.1676 | 228007.7615 | 0 | 342398.9291
259 | 0.01305% | 0.01071% | [6 empty] | 2019-01-12 | 1 | 2.4044 | 110789.3172 | kWh | GS |  | 2019-01-12 | 1 | 622701.9569 | 110789.3172 | 217514.1456 | 0 | 328303.4628
260 | 0.01364% | 0.01042% | [6 empty] | 2019-01-12 | 2 | 2.3521 | 108381.5368 | kWh | GS |  | 2019-01-12 | 2 | 588709.4356 | 108381.5368 | 211408.174 | 0 | 319789.7108
261 | 0.01374% | 0.01004% | [6 empty] | 2019-01-12 | 3 | 2.2942 | 105712.4685 | kWh | GS |  | 2019-01-12 | 3 | 559881.1306 | 105712.4685 | 209116.1298 | 0 | 314828.5983
262 | 0.01315% | 0.009485% | [6 empty] | 2019-01-12 | 4 | 2.2625 | 104253.5334 | kWh | GS |  | 2019-01-12 | 4 | 545671.4061 | 104253.5334 | 208963.1236 | 0 | 313216.657
263 | 0.01303% | 0.00882% | [6 empty] | 2019-01-12 | 5 | 2.2595 | 104113.293 | kWh | GS |  | 2019-01-12 | 5 | 543620.131 | 104113.293 | 212677.6198 | 0 | 316790.9128
264 | 0.012% | 0.008405% | [6 empty] | 2019-01-12 | 6 | 2.3041 | 106168.9676 | kWh | GS |  | 2019-01-12 | 6 | 551789.4973 | 106168.9676 | 221223.4259 | 0 | 327392.3935
265 | 0.01139% | 0.008059% | [6 empty] | 2019-01-12 | 7 | 2.3586 | 108680.1852 | kWh | GS |  | 2019-01-12 | 7 | 593935.2976 | 108680.1852 | 241347.3084 | 0 | 350027.4936
266 | 0.01077% | 0.00785% | [6 empty] | 2019-01-12 | 8 | 2.3504 | 108302.2918 | kWh | GS |  | 2019-01-12 | 8 | 658376.7918 | 108302.2918 | 259906.173 | 0 | 368208.4648
267 | 0.01024% | 0.007728% | [6 empty] | 2019-01-12 | 9 | 2.3664 | 109037.5277 | kWh | GS |  | 2019-01-12 | 9 | 707587.8703 | 109037.5277 | 264500.4521 | 0 | 373537.9798
268 | 0.009981% | 0.007689% | [6 empty] | 2019-01-12 | 10 | 2.4646 | 113565.912 | kWh | GS |  | 2019-01-12 | 10 | 712767.7955 | 113565.912 | 268498.6264 | 0 | 382064.5384
269 | 0.009944% | 0.007777% | [6 empty] | 2019-01-12 | 11 | 2.5488 | 117441.9513 | kWh | GS |  | 2019-01-12 | 11 | 640635.3043 | 117441.9513 | 265318.6198 | 0 | 382760.5711
270 | 0.01009% | 0.008037% | [6 empty] | 2019-01-12 | 12 | 2.4404 | 112450.7776 | kWh | GS |  | 2019-01-12 | 12 | 565349.8116 | 112450.7776 | 259516.9801 | 0 | 371967.7577
271 | 0.01086% | 0.008592% | [6 empty] | 2019-01-12 | 13 | 2.2921 | 105614.355 | kWh | GS |  | 2019-01-12 | 13 | 513527.4252 | 105614.355 | 259890.4618 | 0 | 365504.8168
272 | 0.01204% | 0.009039% | [6 empty] | 2019-01-12 | 14 | 2.2556 | 103932.8065 | kWh | GS |  | 2019-01-12 | 14 | 508905.3888 | 103932.8065 | 259984.024 | 0 | 363916.8305
273 | 0.01294% | 0.00917% | [6 empty] | 2019-01-12 | 15 | 2.216 | 102106.7201 | kWh | GS |  | 2019-01-12 | 15 | 479603.9918 | 102106.7201 | 254952.4214 | 0 | 357059.1415
274 | 0.01304% | 0.009379% | [6 empty] | 2019-01-12 | 16 | 2.1418 | 98687.7764 | kWh | GS |  | 2019-01-12 | 16 | 469168.1073 | 98687.7764 | 252485.5565 | 0 | 351173.3329
275 | 0.01172% | 0.009396% | [6 empty] | 2019-01-12 | 17 | 2.178 | 100357.6767 | kWh | GS |  | 2019-01-12 | 17 | 485409.8063 | 100357.6767 | 250253.5976 | 0 | 350611.2743
276 | 0.01034% | 0.009131% | [6 empty] | 2019-01-12 | 18 | 2.3684 | 109128.8748 | kWh | GS |  | 2019-01-12 | 18 | 495971.7391 | 109128.8748 | 256437.7161 | 0 | 365566.5909
277 | 0.009393% | 0.008972% | [6 empty] | 2019-01-12 | 19 | 2.5753 | 118665.9371 | kWh | GS |  | 2019-01-12 | 19 | 538285.5867 | 118665.9371 | 261255.7078 | 0 | 379921.6449
278 | 0.009309% | 0.008933% | [6 empty] | 2019-01-12 | 20 | 2.53 | 116575.4691 | kWh | GS |  | 2019-01-12 | 20 | 532909.1266 | 116575.4691 | 257014.786 | 0 | 373590.2551
279 | 0.008773% | 0.008765% | [6 empty] | 2019-01-12 | 21 | 2.4544 | 113091.9974 | kWh | GS |  | 2019-01-12 | 21 | 520268.0396 | 113091.9974 | 250502.4823 | 0 | 363594.4797
280 | 0.008582% | 0.008621% | [6 empty] | 2019-01-12 | 22 | 2.3488 | 108227.6144 | kWh | GS |  | 2019-01-12 | 22 | 495994.7264 | 108227.6144 | 242344.418 | 0 | 350572.0324
281 | 0.008879% | 0.008607% | [6 empty] | 2019-01-12 | 23 | 2.2087 | 101771.632 | kWh | GS |  | 2019-01-12 | 23 | 476033.605 | 101771.632 | 228707.8677 | 0 | 330479.4997
282 | 0.009072% | 0.008974% | [6 empty] | 2019-01-12 | 24 | 2.1314 | 98210.2082 | kWh | GS |  | 2019-01-12 | 24 | 413702.2482 | 98210.2082 | 214517.4955 | 0 | 312727.7037
283 | 0.009846% | 0.009326% | [6 empty] | 2019-01-13 | 1 | 2.0695 | 95358.1702 | kWh | GS |  | 2019-01-13 | 1 | 355189.6501 | 95358.1702 | 202167.9504 | 0 | 297526.1206
284 | 0.009748% | 0.009171% | [6 empty] | 2019-01-13 | 2 | 2.0048 | 92376.3274 | kWh | GS |  | 2019-01-13 | 2 | 336823.165 | 92376.3274 | 197561.1016 | 0 | 289937.429
285 | 0.009516% | 0.008926% | [6 empty] | 2019-01-13 | 3 | 1.9504 | 89869.8753 | kWh | GS |  | 2019-01-13 | 3 | 311235.7375 | 89869.8753 | 196909.556 | 0 | 286779.4313
286 | 0.009072% | 0.008606% | [6 empty] | 2019-01-13 | 4 | 1.9118 | 88090.8855 | kWh | GS |  | 2019-01-13 | 4 | 307945.1523 | 88090.8855 | 197939.125 | 0 | 286030.0105
287 | 0.008707% | 0.008113% | [6 empty] | 2019-01-13 | 5 | 1.888 | 86994.7915 | kWh | GS |  | 2019-01-13 | 5 | 308048.4309 | 86994.7915 | 200714.2354 | 0 | 287709.0269
288 | 0.007567% | 0.007677% | [6 empty] | 2019-01-13 | 6 | 1.8982 | 87465.0189 | kWh | GS |  | 2019-01-13 | 6 | 326921.95 | 87465.0189 | 207973.9463 | 0 | 295438.9653
289 | 0.006497% | 0.007304% | [6 empty] | 2019-01-13 | 7 | 1.9498 | 89844.5605 | kWh | GS |  | 2019-01-13 | 7 | 353625.4815 | 89844.5605 | 222500.601 | 0 | 312345.1615
290 | 0.006161% | 0.007117% | [6 empty] | 2019-01-13 | 8 | 1.9137 | 88179.0017 | kWh | GS |  | 2019-01-13 | 8 | 429823.8119 | 88179.0017 | 227638.2463 | 0 | 315817.248
291 | 0.005693% | 0.00704% | [6 empty] | 2019-01-13 | 9 | 1.8556 | 85503.8069 | kWh | GS |  | 2019-01-13 | 9 | 509879.0813 | 85503.8069 | 233365.9865 | 0 | 318869.7934
292 | 0.005633% | 0.007021% | [6 empty] | 2019-01-13 | 10 | 2.046 | 94274.0902 | kWh | GS |  | 2019-01-13 | 10 | 539405.9019 | 94274.0902 | 243338.8698 | 0 | 337612.96
293 | 0.005635% | 0.007063% | [6 empty] | 2019-01-13 | 11 | 2.1566 | 99372.7674 | kWh | GS |  | 2019-01-13 | 11 | 521243.1162 | 99372.7674 | 250209.4278 | 0 | 349582.1952
294 | 0.00598% | 0.007252% | [6 empty] | 2019-01-13 | 12 | 2.3156 | 106699.4041 | kWh | GS |  | 2019-01-13 | 12 | 491698.3273 | 106699.4041 | 258903.8503 | 0 | 365603.2544
295 | 0.006468% | 0.007667% | [6 empty] | 2019-01-13 | 13 | 2.33 | 107359.7932 | kWh | GS |  | 2019-01-13 | 13 | 521055.7398 | 107359.7932 | 254118.7529 | 0 | 361478.5461
296 | 0.007862% | 0.007753% | [6 empty] | 2019-01-13 | 14 | 2.131 | 98193.7186 | kWh | GS |  | 2019-01-13 | 14 | 509931.2452 | 98193.7186 | 249100.4537 | 0 | 347294.1723
297 | 0.009326% | 0.007828% | [6 empty] | 2019-01-13 | 15 | 2.0688 | 95327.611 | kWh | GS |  | 2019-01-13 | 15 | 509830.2785 | 95327.611 | 245623.1123 | 0 | 340950.7233
298 | 0.009866% | 0.008288% | [6 empty] | 2019-01-13 | 16 | 2.114 | 97410.9328 | kWh | GS |  | 2019-01-13 | 16 | 515918.2557 | 97410.9328 | 248320.8365 | 0 | 345731.7694
299 | 0.009534% | 0.008582% | [6 empty] | 2019-01-13 | 17 | 2.1328 | 98274.8688 | kWh | GS |  | 2019-01-13 | 17 | 529998.8933 | 98274.8688 | 248911.4632 | 0 | 347186.332
300 | 0.008994% | 0.008975% | [6 empty] | 2019-01-13 | 18 | 2.2234 | 102448.1302 | kWh | GS |  | 2019-01-13 | 18 | 555901.3022 | 102448.1302 | 252271.8143 | 0 | 354719.9445
301 | 0.009531% | 0.008874% | [6 empty] | 2019-01-13 | 19 | 2.4599 | 113347.6626 | kWh | GS |  | 2019-01-13 | 19 | 620998.8424 | 113347.6626 | 254654.2895 | 0 | 368001.9521
302 | 0.009327% | 0.008525% | [6 empty] | 2019-01-13 | 20 | 2.3789 | 109615.7352 | kWh | GS |  | 2019-01-13 | 20 | 619328.9631 | 109615.7352 | 247604.0524 | 0 | 357219.7876
303 | 0.009326% | 0.00837% | [6 empty] | 2019-01-13 | 21 | 2.2727 | 104720.4314 | kWh | GS |  | 2019-01-13 | 21 | 601491.8814 | 104720.4314 | 239504.5518 | 0 | 344224.9832
304 | 0.009437% | 0.008487% | [6 empty] | 2019-01-13 | 22 | 2.1887 | 100850.643 | kWh | GS |  | 2019-01-13 | 22 | 541786.9176 | 100850.643 | 228572.4347 | 0 | 329423.0777
305 | 0.009694% | 0.008523% | [6 empty] | 2019-01-13 | 23 | 2.0629 | 95054.6563 | kWh | GS |  | 2019-01-13 | 23 | 488450.959 | 95054.6563 | 214063.4529 | 0 | 309118.1092
306 | 0.01017% | 0.008708% | [6 empty] | 2019-01-13 | 24 | 2.0071 | 92483.5873 | kWh | GS |  | 2019-01-13 | 24 | 409918.5208 | 92483.5873 | 205694.9623 | 0 | 298178.5496
307 | 0.01136% | 0.009034% | [6 empty] | 2019-01-14 | 1 | 1.9007 | 87582.3994 | kWh | GS |  | 2019-01-14 | 1 | 340452.7981 | 87582.3994 | 199953.9093 | 0 | 287536.3087
308 | 0.01133% | 0.008769% | [6 empty] | 2019-01-14 | 2 | 1.9078 | 87907.0924 | kWh | GS |  | 2019-01-14 | 2 | 322063.0782 | 87907.0924 | 197973.0737 | 0 | 285880.1661
309 | 0.011% | 0.00845% | [6 empty] | 2019-01-14 | 3 | 1.8967 | 87397.2316 | kWh | GS |  | 2019-01-14 | 3 | 309610.8248 | 87397.2316 | 197925.5397 | 0 | 285322.7713
310 | 0.00991% | 0.008087% | [6 empty] | 2019-01-14 | 4 | 1.9292 | 88892.5373 | kWh | GS |  | 2019-01-14 | 4 | 323865.1295 | 88892.5373 | 201180.3598 | 0 | 290072.8971
311 | 0.008934% | 0.007588% | [6 empty] | 2019-01-14 | 5 | 2.0306 | 93565.8336 | kWh | GS |  | 2019-01-14 | 5 | 349362.8203 | 93565.8336 | 212327.2619 | 0 | 305893.0955
312 | 0.007498% | 0.00732% | [6 empty] | 2019-01-14 | 6 | 2.1581 | 99440.6798 | kWh | GS |  | 2019-01-14 | 6 | 412228.5338 | 99440.6798 | 246069.6643 | 0 | 345510.3441
313 | 0.006227% | 0.007058% | [6 empty] | 2019-01-14 | 7 | 2.504 | 115380.7329 | kWh | GS |  | 2019-01-14 | 7 | 548538.8457 | 115380.7329 | 291236.4125 | 0 | 406617.1454
314 | 0.005891% | 0.007018% | [6 empty] | 2019-01-14 | 8 | 2.8769 | 132561.0878 | kWh | GS |  | 2019-01-14 | 8 | 569552.9455 | 132561.0878 | 336066.1916 | 0 | 468627.2794
315 | 0.005663% | 0.007004% | [6 empty] | 2019-01-14 | 9 | 3.0483 | 140458.9816 | kWh | GS |  | 2019-01-14 | 9 | 556558.6879 | 140458.9816 | 351846.0528 | 0 | 492305.0344
316 | 0.005924% | 0.007121% | [6 empty] | 2019-01-14 | 10 | 3.0886 | 142316.0038 | kWh | GS |  | 2019-01-14 | 10 | 524150.7227 | 142316.0038 | 358629.8808 | 0 | 500945.8846
317 | 0.00639% | 0.007509% | [6 empty] | 2019-01-14 | 11 | 3.1196 | 143746.8246 | kWh | GS |  | 2019-01-14 | 11 | 481876.9183 | 143746.8246 | 363762.5011 | 0 | 507509.3257
318 | 0.00754% | 0.008482% | [6 empty] | 2019-01-14 | 12 | 3.1522 | 145247.9896 | kWh | GS |  | 2019-01-14 | 12 | 453140.5229 | 145247.9896 | 363587.4473 | 0 | 508835.4369
319 | 0.01003% | 0.009982% | [6 empty] | 2019-01-14 | 13 | 3.1432 | 144833.7068 | kWh | GS |  | 2019-01-14 | 13 | 436292.126 | 144833.7068 | 358271.7201 | 0 | 503105.4269
320 | 0.01042% | 0.0115% | [6 empty] | 2019-01-14 | 14 | 3.1362 | 144509.8047 | kWh | GS |  | 2019-01-14 | 14 | 424746.7495 | 144509.8047 | 366040.9516 | 0 | 510550.7563
321 | 0.01018% | 0.01209% | [6 empty] | 2019-01-14 | 15 | 3.1146 | 143514.0032 | kWh | GS |  | 2019-01-14 | 15 | 410762.4765 | 143514.0032 | 353540.9974 | 0 | 497055.0006
322 | 0.009587% | 0.0123% | [6 empty] | 2019-01-14 | 16 | 2.9078 | 133984.0257 | kWh | GS |  | 2019-01-14 | 16 | 445868.3031 | 133984.0257 | 335434.3303 | 0 | 469418.356
323 | 0.008814% | 0.01246% | [6 empty] | 2019-01-14 | 17 | 2.7702 | 127646.7271 | kWh | GS |  | 2019-01-14 | 17 | 494372.5363 | 127646.7271 | 319412.6999 | 0 | 447059.427
324 | 0.008289% | 0.01249% | [6 empty] | 2019-01-14 | 18 | 2.7843 | 128295.4805 | kWh | GS |  | 2019-01-14 | 18 | 610059.4476 | 128295.4805 | 309270.6532 | 0 | 437566.1337
325 | 0.00798% | 0.01235% | [6 empty] | 2019-01-14 | 19 | 2.9094 | 134061.0118 | kWh | GS |  | 2019-01-14 | 19 | 749485.042 | 134061.0118 | 306484.9749 | 0 | 440545.9867
326 | 0.007769% | 0.01253% | [6 empty] | 2019-01-14 | 20 | 2.8255 | 130195.5857 | kWh | GS |  | 2019-01-14 | 20 | 777869.7425 | 130195.5857 | 297638.4714 | 0 | 427834.0571
327 | 0.007513% | 0.0122% | [6 empty] | 2019-01-14 | 21 | 2.6346 | 121397.1326 | kWh | GS |  | 2019-01-14 | 21 | 803733.8767 | 121397.1326 | 288598.4252 | 0 | 409995.5578
328 | 0.008156% | 0.01152% | [6 empty] | 2019-01-14 | 22 | 2.5507 | 117532.7895 | kWh | GS |  | 2019-01-14 | 22 | 757867.2471 | 117532.7895 | 272627.647 | 0 | 390160.4365
329 | 0.009043% | 0.01097% | [6 empty] | 2019-01-14 | 23 | 2.3699 | 109202.3408 | kWh | GS |  | 2019-01-14 | 23 | 699688.3233 | 109202.3408 | 247622.9196 | 0 | 356825.2604
330 | 0.01116% | 0.01074% | [6 empty] | 2019-01-14 | 24 | 2.2762 | 104881.676 | kWh | GS |  | 2019-01-14 | 24 | 615079.2204 | 104881.676 | 232241.9637 | 0 | 337123.6397
331 | 0.01371% | 0.01081% | [6 empty] | 2019-01-15 | 1 | 2.1761 | 100269.0702 | kWh | GS |  | 2019-01-15 | 1 | 558715.5052 | 100269.0702 | 222954.4021 | 0 | 323223.4723
332 | 0.01423% | 0.0105% | [6 empty] | 2019-01-15 | 2 | 2.1983 | 101292.2303 | kWh | GS |  | 2019-01-15 | 2 | 542053.3311 | 101292.2303 | 219591.8304 | 0 | 320884.0607
333 | 0.0147% | 0.01006% | [6 empty] | 2019-01-15 | 3 | 2.2234 | 102450.6846 | kWh | GS |  | 2019-01-15 | 3 | 523076.5378 | 102450.6846 | 215326.3355 | 0 | 317777.0201
334 | 0.01386% | 0.009578% | [6 empty] | 2019-01-15 | 4 | 2.2643 | 104333.5133 | kWh | GS |  | 2019-01-15 | 4 | 528378.9611 | 104333.5133 | 219345.5103 | 0 | 323679.0236
335 | 0.0128% | 0.008759% | [6 empty] | 2019-01-15 | 5 | 2.3142 | 106633.9447 | kWh | GS |  | 2019-01-15 | 5 | 557120.8852 | 106633.9447 | 230780.4145 | 0 | 337414.3592
336 | 0.01125% | 0.008276% | [6 empty] | 2019-01-15 | 6 | 2.4278 | 111867.5157 | kWh | GS |  | 2019-01-15 | 6 | 635427.5382 | 111867.5157 | 266957.4664 | 0 | 378824.9821
337 | 0.01022% | 0.007934% | [6 empty] | 2019-01-15 | 7 | 2.7632 | 127320.9201 | kWh | GS |  | 2019-01-15 | 7 | 756408.9769 | 127320.9201 | 311866.3924 | 0 | 439187.3125
338 | 0.009915% | 0.007877% | [6 empty] | 2019-01-15 | 8 | 3.163 | 145746.6023 | kWh | GS |  | 2019-01-15 | 8 | 764111.7498 | 145746.6023 | 345592.1593 | 0 | 491338.7616
339 | 0.009568% | 0.007801% | [6 empty] | 2019-01-15 | 9 | 3.3921 | 156299.8152 | kWh | GS |  | 2019-01-15 | 9 | 722820.9201 | 156299.8152 | 361410.6143 | 0 | 517710.4295
340 | 0.009665% | 0.007946% | [6 empty] | 2019-01-15 | 10 | 3.5041 | 161460.1217 | kWh | GS |  | 2019-01-15 | 10 | 693401.8351 | 161460.1217 | 370531.9083 | 0 | 531992.03
341 | 0.01019% | 0.008283% | [6 empty] | 2019-01-15 | 11 | 3.6009 | 165921.7753 | kWh | GS |  | 2019-01-15 | 11 | 649336.2766 | 165921.7753 | 368895.9494 | 0 | 534817.7247
342 | 0.01162% | 0.009299% | [6 empty] | 2019-01-15 | 12 | 3.4806 | 160377.3107 | kWh | GS |  | 2019-01-15 | 12 | 602608.9402 | 160377.3107 | 367703.7734 | 0 | 528081.0841
343 | 0.01384% | 0.01078% | [6 empty] | 2019-01-15 | 13 | 3.4273 | 157924.8054 | kWh | GS |  | 2019-01-15 | 13 | 568986.9775 | 157924.8054 | 362123.8012 | 0 | 520048.6066
344 | 0.01398% | 0.01206% | [6 empty] | 2019-01-15 | 14 | 3.391 | 156250.4205 | kWh | GS |  | 2019-01-15 | 14 | 553111.7481 | 156250.4205 | 356559.6751 | 0 | 512810.0956
345 | 0.01322% | 0.01271% | [6 empty] | 2019-01-15 | 15 | 3.4129 | 157259.8121 | kWh | GS |  | 2019-01-15 | 15 | 547081.0865 | 157259.8121 | 349230.0864 | 0 | 506489.8985
346 | 0.01268% | 0.01306% | [6 empty] | 2019-01-15 | 16 | 3.2819 | 151223.6571 | kWh | GS |  | 2019-01-15 | 16 | 567949.1799 | 151223.6571 | 337512.6257 | 0 | 488736.2828
347 | 0.01188% | 0.01313% | [6 empty] | 2019-01-15 | 17 | 3.1636 | 145773.3398 | kWh | GS |  | 2019-01-15 | 17 | 641265.2239 | 145773.3398 | 319689.4611 | 0 | 465462.8009
348 | 0.01102% | 0.01296% | [6 empty] | 2019-01-15 | 18 | 3.0805 | 141942.1011 | kWh | GS |  | 2019-01-15 | 18 | 728595.1565 | 141942.1011 | 314982.9966 | 0 | 456925.0977
349 | 0.01041% | 0.01277% | [6 empty] | 2019-01-15 | 19 | 3.1186 | 143700.5903 | kWh | GS |  | 2019-01-15 | 19 | 851438.2722 | 143700.5903 | 314891.4707 | 0 | 458592.061
350 | 0.01012% | 0.01259% | [6 empty] | 2019-01-15 | 20 | 2.9827 | 137435.4609 | kWh | GS |  | 2019-01-15 | 20 | 888494.3495 | 137435.4609 | 302856.4189 | 0 | 440291.8798
351 | 0.01001% | 0.01243% | [6 empty] | 2019-01-15 | 21 | 2.8112 | 129535.6142 | kWh | GS |  | 2019-01-15 | 21 | 866117.6262 | 129535.6142 | 294853.3543 | 0 | 424388.9685
352 | 0.01039% | 0.012% | [6 empty] | 2019-01-15 | 22 | 2.6764 | 123322.1931 | kWh | GS |  | 2019-01-15 | 22 | 832279.6429 | 123322.1931 | 274462.597 | 0 | 397784.7901
353 | 0.01173% | 0.01143% | [6 empty] | 2019-01-15 | 23 | 2.5267 | 116423.2881 | kWh | GS |  | 2019-01-15 | 23 | 750679.3679 | 116423.2881 | 251095.1584 | 0 | 367518.4465
354 | 0.01333% | 0.01122% | [6 empty] | 2019-01-15 | 24 | 2.4859 | 114547.5757 | kWh | GS |  | 2019-01-15 | 24 | 683146.4429 | 114547.5757 | 237220.1352 | 0 | 351767.7109
355 | 0.01557% | 0.01126% | [6 empty] | 2019-01-16 | 1 | 2.4601 | 113355.3511 | kWh | GS |  | 2019-01-16 | 1 | 639283.8191 | 113355.3511 | 229529.8714 | 0 | 342885.2225
356 | 0.01625% | 0.01081% | [6 empty] | 2019-01-16 | 2 | 2.5057 | 115459.1075 | kWh | GS |  | 2019-01-16 | 2 | 663369.8763 | 115459.1075 | 229624.6669 | 0 | 345083.7744
357 | 0.01584% | 0.01042% | [6 empty] | 2019-01-16 | 3 | 2.5763 | 118710.9969 | kWh | GS |  | 2019-01-16 | 3 | 691690.5496 | 118710.9969 | 227052.1378 | 0 | 345763.1347
358 | 0.01522% | 0.009765% | [6 empty] | 2019-01-16 | 4 | 2.6497 | 122094.7514 | kWh | GS |  | 2019-01-16 | 4 | 723586.9573 | 122094.7514 | 236118.2224 | 0 | 358212.9738
359 | 0.01373% | 0.009022% | [6 empty] | 2019-01-16 | 5 | 2.7451 | 126488.6072 | kWh | GS |  | 2019-01-16 | 5 | 771073.7842 | 126488.6072 | 249661.6362 | 0 | 376150.2434
360 | 0.0125% | 0.008635% | [6 empty] | 2019-01-16 | 6 | 2.8881 | 133079.3226 | kWh | GS |  | 2019-01-16 | 6 | 883174.6789 | 133079.3226 | 287651.7046 | 0 | 420731.0272
361 | 0.01169% | 0.008417% | [6 empty] | 2019-01-16 | 7 | 3.3039 | 152239.3739 | kWh | GS |  | 2019-01-16 | 7 | 1019525.569 | 152239.3739 | 336009.127 | 0 | 488248.5009
362 | 0.01213% | 0.008471% | [6 empty] | 2019-01-16 | 8 | 3.7789 | 174122.0764 | kWh | GS |  | 2019-01-16 | 8 | 1065233.976 | 174122.0764 | 375133.6488 | 0 | 549255.7252
363 | 0.01265% | 0.008488% | [6 empty] | 2019-01-16 | 9 | 4.0056 | 184568.4074 | kWh | GS |  | 2019-01-16 | 9 | 1008755.504 | 184568.4074 | 386106.2777 | 0 | 570674.6851
364 | 0.01324% | 0.008793% | [6 empty] | 2019-01-16 | 10 | 4.2083 | 193908.2792 | kWh | GS |  | 2019-01-16 | 10 | 886160.7395 | 193908.2792 | 384792.1103 | 0 | 578700.3895
365 | 0.0141% | 0.009234% | [6 empty] | 2019-01-16 | 11 | 4.1795 | 192581.8277 | kWh | GS |  | 2019-01-16 | 11 | 803897.397 | 192581.8277 | 380727.9907 | 0 | 573309.8184
366 | 0.01615% | 0.01033% | [6 empty] | 2019-01-16 | 12 | 4.0381 | 186067.8141 | kWh | GS |  | 2019-01-16 | 12 | 717412.5094 | 186067.8141 | 373572.6863 | 0 | 559640.5004
367 | 0.01865% | 0.01199% | [6 empty] | 2019-01-16 | 13 | 3.6835 | 169726.2735 | kWh | GS |  | 2019-01-16 | 13 | 619540.0904 | 169726.2735 | 367380.6536 | 0 | 537106.9271
368 | 0.01948% | 0.01348% | [6 empty] | 2019-01-16 | 14 | 3.467 | 159754.3927 | kWh | GS |  | 2019-01-16 | 14 | 539087.5026 | 159754.3927 | 367475.0319 | 0 | 527229.4246
369 | 0.01845% | 0.01401% | [6 empty] | 2019-01-16 | 15 | 3.3515 | 154429.6528 | kWh | GS |  | 2019-01-16 | 15 | 502161.287 | 154429.6528 | 357907.2217 | 0 | 512336.8745
370 | 0.01621% | 0.01421% | [6 empty] | 2019-01-16 | 16 | 3.2046 | 147660.7715 | kWh | GS |  | 2019-01-16 | 16 | 474514.7642 | 147660.7715 | 341869.2476 | 0 | 489530.0191
371 | 0.0147% | 0.01407% | [6 empty] | 2019-01-16 | 17 | 3.0576 | 140888.9194 | kWh | GS |  | 2019-01-16 | 17 | 513871.0337 | 140888.9194 | 325201.5234 | 0 | 466090.4428
372 | 0.01312% | 0.01374% | [6 empty] | 2019-01-16 | 18 | 2.8945 | 133371.068 | kWh | GS |  | 2019-01-16 | 18 | 615507.1789 | 133371.068 | 312988.5051 | 0 | 446359.5731
373 | 0.01133% | 0.01318% | [6 empty] | 2019-01-16 | 19 | 3.1548 | 145364.7419 | kWh | GS |  | 2019-01-16 | 19 | 724381.8099 | 145364.7419 | 311796.4329 | 0 | 457161.1748
374 | 0.009861% | 0.01294% | [6 empty] | 2019-01-16 | 20 | 3.0869 | 142236.8119 | kWh | GS |  | 2019-01-16 | 20 | 800192.3291 | 142236.8119 | 302557.149 | 0 | 444793.9609
375 | 0.009185% | 0.01258% | [6 empty] | 2019-01-16 | 21 | 2.9305 | 135032.8671 | kWh | GS |  | 2019-01-16 | 21 | 858726.3018 | 135032.8671 | 292207.1589 | 0 | 427240.026
376 | 0.00868% | 0.01202% | [6 empty] | 2019-01-16 | 22 | 2.8656 | 132043.057 | kWh | GS |  | 2019-01-16 | 22 | 874558.4867 | 132043.057 | 276006.5733 | 0 | 408049.6303
377 | 0.009399% | 0.01144% | [6 empty] | 2019-01-16 | 23 | 2.7222 | 125435.5757 | kWh | GS |  | 2019-01-16 | 23 | 823527.3283 | 125435.5757 | 253053.2591 | 0 | 378488.8348
378 | 0.01126% | 0.01096% | [6 empty] | 2019-01-16 | 24 | 2.7512 | 126770.7574 | kWh | GS |  | 2019-01-16 | 24 | 792970.4511 | 126770.7574 | 243224.3989 | 0 | 369995.1563
379 | 0.01325% | 0.01122% | [6 empty] | 2019-01-17 | 1 | 2.7337 | 125961.2594 | kWh | GS |  | 2019-01-17 | 1 | 784282.9735 | 125961.2594 | 236615.0138 | 0 | 362576.2732
380 | 0.01464% | 0.01092% | [6 empty] | 2019-01-17 | 2 | 2.8087 | 129421.3577 | kWh | GS |  | 2019-01-17 | 2 | 789506.2035 | 129421.3577 | 234892.8444 | 0 | 364314.2021
381 | 0.01571% | 0.01049% | [6 empty] | 2019-01-17 | 3 | 2.8582 | 131702.3182 | kWh | GS |  | 2019-01-17 | 3 | 814751.6408 | 131702.3182 | 237267.4964 | 0 | 368969.8146
382 | 0.016% | 0.01002% | [6 empty] | 2019-01-17 | 4 | 2.8877 | 133058.2257 | kWh | GS |  | 2019-01-17 | 4 | 864906.5114 | 133058.2257 | 244975.9632 | 0 | 378034.1889
383 | 0.01506% | 0.009291% | [6 empty] | 2019-01-17 | 5 | 3.0037 | 138404.8675 | kWh | GS |  | 2019-01-17 | 5 | 917975.4438 | 138404.8675 | 257530.8676 | 0 | 395935.7351
384 | 0.0145% | 0.009083% | [6 empty] | 2019-01-17 | 6 | 3.1686 | 146002.3373 | kWh | GS |  | 2019-01-17 | 6 | 1040017.308 | 146002.3373 | 297478.86 | 0 | 443481.1973
385 | 0.01435% | 0.008901% | [6 empty] | 2019-01-17 | 7 | 3.635 | 167494.6646 | kWh | GS |  | 2019-01-17 | 7 | 1191303.769 | 167494.6646 | 349277.1127 | 0 | 516771.7773
386 | 0.01444% | 0.008943% | [6 empty] | 2019-01-17 | 8 | 4.0786 | 187933.8429 | kWh | GS |  | 2019-01-17 | 8 | 1209291.212 | 187933.8429 | 393360.7921 | 0 | 581294.635
387 | 0.0149% | 0.009057% | [6 empty] | 2019-01-17 | 9 | 4.3195 | 199031.7116 | kWh | GS |  | 2019-01-17 | 9 | 1110256.017 | 199031.7116 | 400918.4979 | 0 | 599950.2095
388 | 0.01582% | 0.00928% | [6 empty] | 2019-01-17 | 10 | 4.3085 | 198528.3752 | kWh | GS |  | 2019-01-17 | 10 | 936568.28 | 198528.3752 | 389087.6232 | 0 | 587615.9984
389 | 0.01679% | 0.009719% | [6 empty] | 2019-01-17 | 11 | 3.9668 | 182780.2106 | kWh | GS |  | 2019-01-17 | 11 | 715667.9437 | 182780.2106 | 382315.6743 | 0 | 565095.8849
390 | 0.01902% | 0.01089% | [6 empty] | 2019-01-17 | 12 | 3.662 | 168738.6181 | kWh | GS |  | 2019-01-17 | 12 | 619406.4921 | 168738.6181 | 375262.3986 | 0 | 544001.0167
391 | 0.02179% | 0.01269% | [6 empty] | 2019-01-17 | 13 | 3.4411 | 158558.1404 | kWh | GS |  | 2019-01-17 | 13 | 526708.0307 | 158558.1404 | 366816.3714 | 0 | 525374.5118
392 | 0.02212% | 0.01427% | [6 empty] | 2019-01-17 | 14 | 3.3228 | 153109.9535 | kWh | GS |  | 2019-01-17 | 14 | 467057.4128 | 153109.9535 | 369014.9008 | 0 | 522124.8543
393 | 0.02031% | 0.01473% | [6 empty] | 2019-01-17 | 15 | 3.2636 | 150379.2925 | kWh | GS |  | 2019-01-17 | 15 | 439628.3628 | 150379.2925 | 356753.2239 | 0 | 507132.5164
394 | 0.01713% | 0.01442% | [6 empty] | 2019-01-17 | 16 | 3.1516 | 145219.6771 | kWh | GS |  | 2019-01-17 | 16 | 425696.3263 | 145219.6771 | 343464.2868 | 0 | 488683.9639
395 | 0.01309% | 0.01387% | [6 empty] | 2019-01-17 | 17 | 2.9792 | 137277.3463 | kWh | GS |  | 2019-01-17 | 17 | 469681.2788 | 137277.3463 | 326704.4269 | 0 | 463981.7732
396 | 0.01133% | 0.01335% | [6 empty] | 2019-01-17 | 18 | 2.8476 | 131211.8368 | kWh | GS |  | 2019-01-17 | 18 | 540868.0751 | 131211.8368 | 311468.4744 | 0 | 442680.3112
397 | 0.009634% | 0.0129% | [6 empty] | 2019-01-17 | 19 | 2.9362 | 135294.3349 | kWh | GS |  | 2019-01-17 | 19 | 645662.0129 | 135294.3349 | 309498.0113 | 0 | 444792.3462
398 | 0.008543% | 0.01282% | [6 empty] | 2019-01-17 | 20 | 2.8884 | 133091.26 | kWh | GS |  | 2019-01-17 | 20 | 706146.0002 | 133091.26 | 299389.52 | 0 | 432480.78
399 | 0.008041% | 0.01245% | [6 empty] | 2019-01-17 | 21 | 2.7586 | 127112.2552 | kWh | GS |  | 2019-01-17 | 21 | 709201.4403 | 127112.2552 | 294876.3344 | 0 | 421988.5896
400 | 0.007787% | 0.012% | [6 empty] | 2019-01-17 | 22 | 2.6227 | 120847.7262 | kWh | GS |  | 2019-01-17 | 22 | 699312.4556 | 120847.7262 | 273619.6053 | 0 | 394467.3315
401 | 0.008591% | 0.01139% | [6 empty] | 2019-01-17 | 23 | 2.4639 | 113530.8405 | kWh | GS |  | 2019-01-17 | 23 | 656223.1009 | 113530.8405 | 245137.3568 | 0 | 358668.1973
402 | 0.009893% | 0.01087% | [6 empty] | 2019-01-17 | 24 | 2.3392 | 107783.7196 | kWh | GS |  | 2019-01-17 | 24 | 601609.5531 | 107783.7196 | 232829.1279 | 0 | 340612.8475
403 | 0.01181% | 0.01092% | [6 empty] | 2019-01-18 | 1 | 2.2338 | 102928.706 | kWh | GS |  | 2019-01-18 | 1 | 551710.5517 | 102928.706 | 223637.7814 | 0 | 326566.4874
404 | 0.01292% | 0.01062% | [6 empty] | 2019-01-18 | 2 | 2.2736 | 104762.2594 | kWh | GS |  | 2019-01-18 | 2 | 536818.7275 | 104762.2594 | 222272.7144 | 0 | 327034.9738
405 | 0.01297% | 0.01036% | [6 empty] | 2019-01-18 | 3 | 2.2574 | 104015.4196 | kWh | GS |  | 2019-01-18 | 3 | 532410.1824 | 104015.4196 | 217222.6717 | 0 | 321238.0913
406 | 0.01279% | 0.009683% | [6 empty] | 2019-01-18 | 4 | 2.3184 | 106826.8708 | kWh | GS |  | 2019-01-18 | 4 | 527958.0185 | 106826.8708 | 220694.8602 | 0 | 327521.731
407 | 0.012% | 0.008805% | [6 empty] | 2019-01-18 | 5 | 2.3839 | 109846.0622 | kWh | GS |  | 2019-01-18 | 5 | 564112.8876 | 109846.0622 | 230994.068 | 0 | 340840.1302
408 | 0.011% | 0.008361% | [6 empty] | 2019-01-18 | 6 | 2.4438 | 112606.6401 | kWh | GS |  | 2019-01-18 | 6 | 630957.5541 | 112606.6401 | 263930.2547 | 0 | 376536.8948
409 | 0.01009% | 0.008017% | [6 empty] | 2019-01-18 | 7 | 2.749 | 126667.6335 | kWh | GS |  | 2019-01-18 | 7 | 751328.9206 | 126667.6335 | 309476.9779 | 0 | 436144.6114
410 | 0.009819% | 0.008028% | [6 empty] | 2019-01-18 | 8 | 3.0748 | 141679.9634 | kWh | GS |  | 2019-01-18 | 8 | 748914.574 | 141679.9634 | 342459.8941 | 0 | 484139.8575
411 | 0.009739% | 0.007886% | [6 empty] | 2019-01-18 | 9 | 3.1303 | 144239.1906 | kWh | GS |  | 2019-01-18 | 9 | 698674.0482 | 144239.1906 | 357098.5745 | 0 | 501337.7651
412 | 0.009657% | 0.00804% | [6 empty] | 2019-01-18 | 10 | 3.2263 | 148660.4773 | kWh | GS |  | 2019-01-18 | 10 | 600789.7569 | 148660.4773 | 364569.5335 | 0 | 513230.0108
413 | 0.01032% | 0.008367% | [6 empty] | 2019-01-18 | 11 | 3.2102 | 147918.0622 | kWh | GS |  | 2019-01-18 | 11 | 501386.8328 | 147918.0622 | 370263.457 | 0 | 518181.5192
414 | 0.01154% | 0.009243% | [6 empty] | 2019-01-18 | 12 | 3.2025 | 147566.7561 | kWh | GS |  | 2019-01-18 | 12 | 454022.5426 | 147566.7561 | 370225.0384 | 0 | 517791.7945
415 | 0.01374% | 0.01071% | [6 empty] | 2019-01-18 | 13 | 3.1367 | 144532.4487 | kWh | GS |  | 2019-01-18 | 13 | 413264.9392 | 144532.4487 | 366273.4024 | 0 | 510805.8511
416 | 0.0137% | 0.01188% | [6 empty] | 2019-01-18 | 14 | 3.1455 | 144940.065 | kWh | GS |  | 2019-01-18 | 14 | 382168.8838 | 144940.065 | 369877.4001 | 0 | 514817.4651
417 | 0.01278% | 0.01231% | [6 empty] | 2019-01-18 | 15 | 3.1025 | 142957.3628 | kWh | GS |  | 2019-01-18 | 15 | 370653.3825 | 142957.3628 | 356030.9157 | 0 | 498988.2785
418 | 0.01099% | 0.0126% | [6 empty] | 2019-01-18 | 16 | 3.0094 | 138667.9761 | kWh | GS |  | 2019-01-18 | 16 | 369947.346 | 138667.9761 | 337571.4288 | 0 | 476239.4049
419 | 0.009171% | 0.01272% | [6 empty] | 2019-01-18 | 17 | 2.7926 | 128675.489 | kWh | GS |  | 2019-01-18 | 17 | 417372.0187 | 128675.489 | 313735.2089 | 0 | 442410.6979
420 | 0.008305% | 0.01271% | [6 empty] | 2019-01-18 | 18 | 2.6719 | 123117.0342 | kWh | GS |  | 2019-01-18 | 18 | 465649.8889 | 123117.0342 | 304058.4076 | 0 | 427175.4418
421 | 0.007559% | 0.01254% | [6 empty] | 2019-01-18 | 19 | 2.7512 | 126771.8038 | kWh | GS |  | 2019-01-18 | 19 | 501776.9989 | 126771.8038 | 299218.0732 | 0 | 425989.877
422 | 0.00699% | 0.01264% | [6 empty] | 2019-01-18 | 20 | 2.6848 | 123707.9995 | kWh | GS |  | 2019-01-18 | 20 | 522915.2939 | 123707.9995 | 286632.6042 | 0 | 410340.6037
423 | 0.00678% | 0.01225% | [6 empty] | 2019-01-18 | 21 | 2.5331 | 116718.9931 | kWh | GS |  | 2019-01-18 | 21 | 515317.6478 | 116718.9931 | 277717.7636 | 0 | 394436.7567
424 | 0.006767% | 0.01169% | [6 empty] | 2019-01-18 | 22 | 2.3979 | 110490.4552 | kWh | GS |  | 2019-01-18 | 22 | 487759.0195 | 110490.4552 | 261231.6504 | 0 | 371722.1056
425 | 0.007634% | 0.01086% | [6 empty] | 2019-01-18 | 23 | 2.2174 | 102174.7556 | kWh | GS |  | 2019-01-18 | 23 | 449273.831 | 102174.7556 | 240654.4883 | 0 | 342829.2439
426 | 0.008517% | 0.01049% | [6 empty] | 2019-01-18 | 24 | 2.1887 | 100851.6821 | kWh | GS |  | 2019-01-18 | 24 | 417556.3589 | 100851.6821 | 223507.8528 | 0 | 324359.5349
427 | 0.009178% | 0.01046% | [6 empty] | 2019-01-19 | 1 | 2.1107 | 97257.5198 | kWh | GS |  | 2019-01-19 | 1 | 389985.6651 | 97257.5198 | 213050.8478 | 0 | 310308.3675
428 | 0.009565% | 0.01007% | [6 empty] | 2019-01-19 | 2 | 2.0778 | 95741.6809 | kWh | GS |  | 2019-01-19 | 2 | 363575.8863 | 95741.6809 | 209748.5369 | 0 | 305490.2178
429 | 0.009426% | 0.009683% | [6 empty] | 2019-01-19 | 3 | 2.0649 | 95147.1814 | kWh | GS |  | 2019-01-19 | 3 | 365526.2578 | 95147.1814 | 205291.921 | 0 | 300439.1024
430 | 0.008922% | 0.009125% | [6 empty] | 2019-01-19 | 4 | 2.0651 | 95153.9019 | kWh | GS |  | 2019-01-19 | 4 | 370833.363 | 95153.9019 | 204499.0695 | 0 | 299652.9715
431 | 0.008218% | 0.008416% | [6 empty] | 2019-01-19 | 5 | 2.1129 | 97360.1312 | kWh | GS |  | 2019-01-19 | 5 | 385829.7091 | 97360.1312 | 208544.7019 | 0 | 305904.8331
432 | 0.007638% | 0.007962% | [6 empty] | 2019-01-19 | 6 | 2.1776 | 100340.6165 | kWh | GS |  | 2019-01-19 | 6 | 420370.1608 | 100340.6165 | 217357.6064 | 0 | 317698.2229
433 | 0.007133% | 0.007617% | [6 empty] | 2019-01-19 | 7 | 2.2425 | 103328.3284 | kWh | GS |  | 2019-01-19 | 7 | 475791.7659 | 103328.3284 | 237966.1167 | 0 | 341294.4451
434 | 0.00665% | 0.007499% | [6 empty] | 2019-01-19 | 8 | 2.2144 | 102036.8054 | kWh | GS |  | 2019-01-19 | 8 | 546412.4494 | 102036.8054 | 253712.8346 | 0 | 355749.64
435 | 0.006686% | 0.007375% | [6 empty] | 2019-01-19 | 9 | 2.1741 | 100177.5693 | kWh | GS |  | 2019-01-19 | 9 | 623009.3618 | 100177.5693 | 258813.3709 | 0 | 358990.9402
436 | 0.006783% | 0.007356% | [6 empty] | 2019-01-19 | 10 | 2.2982 | 105894.2074 | kWh | GS |  | 2019-01-19 | 10 | 620170.9221 | 105894.2074 | 263570.6544 | 0 | 369464.8618
437 | 0.007057% | 0.007509% | [6 empty] | 2019-01-19 | 11 | 2.3824 | 109777.7345 | kWh | GS |  | 2019-01-19 | 11 | 569411.0965 | 109777.7345 | 261706.5698 | 0 | 371484.3043
438 | 0.007689% | 0.007799% | [6 empty] | 2019-01-19 | 12 | 2.4289 | 111917.2158 | kWh | GS |  | 2019-01-19 | 12 | 503604.9124 | 111917.2158 | 266049.5026 | 0 | 377966.7184
439 | 0.008703% | 0.008378% | [6 empty] | 2019-01-19 | 13 | 2.403 | 110726.5149 | kWh | GS |  | 2019-01-19 | 13 | 481002.6227 | 110726.5149 | 262920.8888 | 0 | 373647.4037
440 | 0.009995% | 0.008733% | [6 empty] | 2019-01-19 | 14 | 2.3765 | 109506.1022 | kWh | GS |  | 2019-01-19 | 14 | 454877.4198 | 109506.1022 | 263873.7685 | 0 | 373379.8707
441 | 0.0114% | 0.008813% | [6 empty] | 2019-01-19 | 15 | 2.3104 | 106457.9825 | kWh | GS |  | 2019-01-19 | 15 | 462777.563 | 106457.9825 | 257890.4368 | 0 | 364348.4193
442 | 0.01134% | 0.00907% | [6 empty] | 2019-01-19 | 16 | 2.2871 | 105383.8714 | kWh | GS |  | 2019-01-19 | 16 | 466373.4607 | 105383.8714 | 255924.3203 | 0 | 361308.1917
443 | 0.01042% | 0.009119% | [6 empty] | 2019-01-19 | 17 | 2.2314 | 102817.9476 | kWh | GS |  | 2019-01-19 | 17 | 465730.8636 | 102817.9476 | 255172.7252 | 0 | 357990.6728
444 | 0.009212% | 0.009278% | [6 empty] | 2019-01-19 | 18 | 2.4779 | 114178.8752 | kWh | GS |  | 2019-01-19 | 18 | 502241.1417 | 114178.8752 | 260448.2308 | 0 | 374627.106
445 | 0.008798% | 0.009172% | [6 empty] | 2019-01-19 | 19 | 2.6184 | 120649.4442 | kWh | GS |  | 2019-01-19 | 19 | 520646.8949 | 120649.4442 | 265985.3745 | 0 | 386634.8187
446 | 0.00832% | 0.009166% | [6 empty] | 2019-01-19 | 20 | 2.5574 | 117840.8435 | kWh | GS |  | 2019-01-19 | 20 | 521812.7943 | 117840.8435 | 260158.8326 | 0 | 377999.6761
447 | 0.008465% | 0.008944% | [6 empty] | 2019-01-19 | 21 | 2.425 | 111739.3224 | kWh | GS |  | 2019-01-19 | 21 | 511637.7105 | 111739.3224 | 252785.566 | 0 | 364524.8884
448 | 0.008531% | 0.008869% | [6 empty] | 2019-01-19 | 22 | 2.3373 | 107697.7553 | kWh | GS |  | 2019-01-19 | 22 | 491107.8687 | 107697.7553 | 244026.5469 | 0 | 351724.3022
449 | 0.008519% | 0.008788% | [6 empty] | 2019-01-19 | 23 | 2.2424 | 103323.3534 | kWh | GS |  | 2019-01-19 | 23 | 440283.0616 | 103323.3534 | 226004.779 | 0 | 329328.1324
450 | 0.009187% | 0.009196% | [6 empty] | 2019-01-19 | 24 | 2.1355 | 98400.6019 | kWh | GS |  | 2019-01-19 | 24 | 394975.5563 | 98400.6019 | 212530.2579 | 0 | 310930.8598
451 | 0.009523% | 0.009491% | [6 empty] | 2019-01-20 | 1 | 2.0485 | 94388.5056 | kWh | GS |  | 2019-01-20 | 1 | 348801.5364 | 94388.5056 | 202095.492 | 0 | 296483.9976
452 | 0.009545% | 0.009279% | [6 empty] | 2019-01-20 | 2 | 1.9866 | 91539.6556 | kWh | GS |  | 2019-01-20 | 2 | 296478.8707 | 91539.6556 | 198689.6571 | 0 | 290229.3127
453 | 0.009359% | 0.008948% | [6 empty] | 2019-01-20 | 3 | 1.966 | 90590.3236 | kWh | GS |  | 2019-01-20 | 3 | 281114.801 | 90590.3236 | 196007.3156 | 0 | 286597.6392
454 | 0.008983% | 0.008634% | [6 empty] | 2019-01-20 | 4 | 1.8864 | 86919.529 | kWh | GS |  | 2019-01-20 | 4 | 267329.2098 | 86919.529 | 195305.8144 | 0 | 282225.3434
455 | 0.008053% | 0.008084% | [6 empty] | 2019-01-20 | 5 | 1.8818 | 86707.383 | kWh | GS |  | 2019-01-20 | 5 | 261285.4153 | 86707.383 | 196915.3419 | 0 | 283622.7249
456 | 0.007225% | 0.007633% | [6 empty] | 2019-01-20 | 6 | 1.8866 | 86931.4292 | kWh | GS |  | 2019-01-20 | 6 | 278868.9785 | 86931.4292 | 203609.0972 | 0 | 290540.5264
457 | 0.00638% | 0.007278% | [6 empty] | 2019-01-20 | 7 | 1.9153 | 88254.435 | kWh | GS |  | 2019-01-20 | 7 | 322343.7598 | 88254.435 | 217020.5807 | 0 | 305275.0157
458 | 0.005423% | 0.007125% | [6 empty] | 2019-01-20 | 8 | 1.9427 | 89516.4407 | kWh | GS |  | 2019-01-20 | 8 | 383945.6291 | 89516.4407 | 225032.9967 | 0 | 314549.4374
459 | 0.005142% | 0.007035% | [6 empty] | 2019-01-20 | 9 | 1.8663 | 85996.2394 | kWh | GS |  | 2019-01-20 | 9 | 500770.6595 | 85996.2394 | 228984.4674 | 0 | 314980.7068
460 | 0.00489% | 0.006928% | [6 empty] | 2019-01-20 | 10 | 2.1247 | 97902.4912 | kWh | GS |  | 2019-01-20 | 10 | 581201.8809 | 97902.4912 | 238063.941 | 0 | 335966.4322
461 | 0.004779% | 0.006962% | [6 empty] | 2019-01-20 | 11 | 2.2637 | 104307.2276 | kWh | GS |  | 2019-01-20 | 11 | 609761.1003 | 104307.2276 | 240960.9776 | 0 | 345268.2052
462 | 0.005101% | 0.007132% | [6 empty] | 2019-01-20 | 12 | 2.3794 | 109636.2049 | kWh | GS |  | 2019-01-20 | 12 | 639898.9863 | 109636.2049 | 242209.6751 | 0 | 351845.88
463 | 0.005896% | 0.007494% | [6 empty] | 2019-01-20 | 13 | 2.4159 | 111318.6333 | kWh | GS |  | 2019-01-20 | 13 | 677286.5379 | 111318.6333 | 240172.5884 | 0 | 351491.2217
464 | 0.007023% | 0.007722% | [6 empty] | 2019-01-20 | 14 | 2.4328 | 112099.7447 | kWh | GS |  | 2019-01-20 | 14 | 738771.5998 | 112099.7447 | 241180.2984 | 0 | 353280.0431
465 | 0.00916% | 0.007732% | [6 empty] | 2019-01-20 | 15 | 2.3672 | 109075.1781 | kWh | GS |  | 2019-01-20 | 15 | 750536.424 | 109075.1781 | 240780.8623 | 0 | 349856.0404
466 | 0.01063% | 0.008247% | [6 empty] | 2019-01-20 | 16 | 2.2986 | 105917.0609 | kWh | GS |  | 2019-01-20 | 16 | 727977.9137 | 105917.0609 | 239238.5984 | 0 | 345155.6593
467 | 0.01115% | 0.008476% | [6 empty] | 2019-01-20 | 17 | 2.2567 | 103985.3122 | kWh | GS |  | 2019-01-20 | 17 | 736655.3955 | 103985.3122 | 236246.3955 | 0 | 340231.7077
468 | 0.0117% | 0.008637% | [6 empty] | 2019-01-20 | 18 | 2.4322 | 112072.0032 | kWh | GS |  | 2019-01-20 | 18 | 801629.2443 | 112072.0032 | 243741.2294 | 0 | 355813.2326
469 | 0.01239% | 0.008628% | [6 empty] | 2019-01-20 | 19 | 2.8194 | 129911.4308 | kWh | GS |  | 2019-01-20 | 19 | 897370.541 | 129911.4308 | 254168.2933 | 0 | 384079.7241
470 | 0.01351% | 0.008672% | [6 empty] | 2019-01-20 | 20 | 2.8872 | 133037.0911 | kWh | GS |  | 2019-01-20 | 20 | 941918.1007 | 133037.0911 | 256413.9655 | 0 | 389451.0566
471 | 0.01373% | 0.008588% | [6 empty] | 2019-01-20 | 21 | 2.8526 | 131443.6889 | kWh | GS |  | 2019-01-20 | 21 | 962606.3007 | 131443.6889 | 249284.7068 | 0 | 380728.3957
472 | 0.01332% | 0.008473% | [6 empty] | 2019-01-20 | 22 | 2.8185 | 129868.6984 | kWh | GS |  | 2019-01-20 | 22 | 951384.4405 | 129868.6984 | 244800.7217 | 0 | 374669.4201
473 | 0.01347% | 0.008352% | [6 empty] | 2019-01-20 | 23 | 2.773 | 127772.2142 | kWh | GS |  | 2019-01-20 | 23 | 964590.3727 | 127772.2142 | 235530.9296 | 0 | 363303.1438
474 | 0.01466% | 0.008735% | [6 empty] | 2019-01-20 | 24 | 2.7551 | 126950.8636 | kWh | GS |  | 2019-01-20 | 24 | 942209.8276 | 126950.8636 | 229307.6927 | 0 | 356258.5563
475 | 0.01641% | 0.009428% | [6 empty] | 2019-01-21 | 1 | 2.7441 | 126440.5762 | kWh | GS |  | 2019-01-21 | 1 | 916703.5155 | 126440.5762 | 223386.0536 | 0 | 349826.6298
476 | 0.01723% | 0.00956% | [6 empty] | 2019-01-21 | 2 | 2.8 | 129019.9101 | kWh | GS |  | 2019-01-21 | 2 | 889128.5671 | 129019.9101 | 227522.2876 | 0 | 356542.1977
477 | 0.01761% | 0.009346% | [6 empty] | 2019-01-21 | 3 | 2.7952 | 128796.8917 | kWh | GS |  | 2019-01-21 | 3 | 916659.1051 | 128796.8917 | 231292.3151 | 0 | 360089.2068
478 | 0.0174% | 0.009197% | [6 empty] | 2019-01-21 | 4 | 2.8554 | 131571.7047 | kWh | GS |  | 2019-01-21 | 4 | 946128.0036 | 131571.7047 | 238329.7612 | 0 | 369901.4659
479 | 0.01764% | 0.008918% | [6 empty] | 2019-01-21 | 5 | 3.007 | 138557.9827 | kWh | GS |  | 2019-01-21 | 5 | 990557.6183 | 138557.9827 | 255150.7433 | 0 | 393708.726
480 | 0.01723% | 0.008745% | [6 empty] | 2019-01-21 | 6 | 3.1649 | 145830.0883 | kWh | GS |  | 2019-01-21 | 6 | 1073033.323 | 145830.0883 | 289074.6523 | 0 | 434904.7406
481 | 0.01677% | 0.008588% | [6 empty] | 2019-01-21 | 7 | 3.5282 | 162571.2094 | kWh | GS |  | 2019-01-21 | 7 | 1191065.911 | 162571.2094 | 325793.3715 | 0 | 488364.5809
482 | 0.01626% | 0.008752% | [6 empty] | 2019-01-21 | 8 | 3.9329 | 181219.9879 | kWh | GS |  | 2019-01-21 | 8 | 1241053.455 | 181219.9879 | 353186.4779 | 0 | 534406.4658
483 | 0.01677% | 0.008839% | [6 empty] | 2019-01-21 | 9 | 4.1653 | 191930.7592 | kWh | GS |  | 2019-01-21 | 9 | 1301733.39 | 191930.7592 | 358415.8593 | 0 | 550346.6185
484 | 0.01731% | 0.00908% | [6 empty] | 2019-01-21 | 10 | 4.3811 | 201873.8952 | kWh | GS |  | 2019-01-21 | 10 | 1238404.084 | 201873.8952 | 359560.0364 | 0 | 561433.9316
485 | 0.01812% | 0.009665% | [6 empty] | 2019-01-21 | 11 | 4.2804 | 197230.4117 | kWh | GS |  | 2019-01-21 | 11 | 1099309.332 | 197230.4117 | 352454.803 | 0 | 549685.2147
486 | 0.01963% | 0.01068% | [6 empty] | 2019-01-21 | 12 | 4.0525 | 186731.4334 | kWh | GS |  | 2019-01-21 | 12 | 969073.155 | 186731.4334 | 337342.4467 | 0 | 524073.8801
487 | 0.02179% | 0.01199% | [6 empty] | 2019-01-21 | 13 | 3.7363 | 172161.9303 | kWh | GS |  | 2019-01-21 | 13 | 866387.6875 | 172161.9303 | 332521.0031 | 0 | 504682.9334
488 | 0.0227% | 0.01312% | [6 empty] | 2019-01-21 | 14 | 3.5055 | 161527.5491 | kWh | GS |  | 2019-01-21 | 14 | 774616.2868 | 161527.5491 | 329900.344 | 0 | 491427.8931
489 | 0.02381% | 0.01351% | [6 empty] | 2019-01-21 | 15 | 3.3352 | 153678.583 | kWh | GS |  | 2019-01-21 | 15 | 714060.4405 | 153678.583 | 322789.0997 | 0 | 476467.6827
490 | 0.02265% | 0.01378% | [6 empty] | 2019-01-21 | 16 | 3.213 | 148049.2295 | kWh | GS |  | 2019-01-21 | 16 | 716408.8153 | 148049.2295 | 308251.6131 | 0 | 456300.8426
491 | 0.02011% | 0.01349% | [6 empty] | 2019-01-21 | 17 | 3.0723 | 141564.6217 | kWh | GS |  | 2019-01-21 | 17 | 779328.4627 | 141564.6217 | 299761.0737 | 0 | 441325.6954
492 | 0.01773% | 0.01286% | [6 empty] | 2019-01-21 | 18 | 3.0943 | 142579.4161 | kWh | GS |  | 2019-01-21 | 18 | 904870.1756 | 142579.4161 | 299171.3834 | 0 | 441750.7995
493 | 0.01585% | 0.01239% | [6 empty] | 2019-01-21 | 19 | 3.4077 | 157018.0775 | kWh | GS |  | 2019-01-21 | 19 | 1024197.078 | 157018.0775 | 309156.9564 | 0 | 466175.0339
494 | 0.01417% | 0.01206% | [6 empty] | 2019-01-21 | 20 | 3.3269 | 153295.0947 | kWh | GS |  | 2019-01-21 | 20 | 1074603.819 | 153295.0947 | 297272.9146 | 0 | 450568.0093
495 | 0.01306% | 0.0117% | [6 empty] | 2019-01-21 | 21 | 3.1643 | 145802.9409 | kWh | GS |  | 2019-01-21 | 21 | 1067890.768 | 145802.9409 | 293667.5185 | 0 | 439470.4594
496 | 0.0131% | 0.0112% | [6 empty] | 2019-01-21 | 22 | 3.0268 | 139469.4871 | kWh | GS |  | 2019-01-21 | 22 | 1040245.401 | 139469.4871 | 278873.3603 | 0 | 418342.8474
497 | 0.01426% | 0.01083% | [6 empty] | 2019-01-21 | 23 | 2.9169 | 134406.4053 | kWh | GS |  | 2019-01-21 | 23 | 999249.3977 | 134406.4053 | 257645.9821 | 0 | 392052.3874
498 | 0.01655% | 0.01084% | [6 empty] | 2019-01-21 | 24 | 2.849 | 131274.8389 | kWh | GS |  | 2019-01-21 | 24 | 938998.4155 | 131274.8389 | 247658.9446 | 0 | 378933.7835
499 | 0.01873% | 0.01144% | [6 empty] | 2019-01-22 | 1 | 2.8307 | 130434.4699 | kWh | GS |  | 2019-01-22 | 1 | 896169.8921 | 130434.4699 | 242949.7692 | 0 | 373384.2391
500 | 0.01966% | 0.01106% | [6 empty] | 2019-01-22 | 2 | 2.8386 | 130798.802 | kWh | GS |  | 2019-01-22 | 2 | 849939.7229 | 130798.802 | 237661.5999 | 0 | 368460.4019
501 | 0.01953% | 0.01079% | [6 empty] | 2019-01-22 | 3 | 2.8421 | 130960.5276 | kWh | GS |  | 2019-01-22 | 3 | 844116.6466 | 130960.5276 | 237818.1585 | 0 | 368778.6861
502 | 0.01903% | 0.01027% | [6 empty] | 2019-01-22 | 4 | 2.8174 | 129820.8623 | kWh | GS |  | 2019-01-22 | 4 | 821949.0953 | 129820.8623 | 237634.0087 | 0 | 367454.871
503 | 0.01828% | 0.009624% | [6 empty] | 2019-01-22 | 5 | 2.8711 | 132295.661 | kWh | GS |  | 2019-01-22 | 5 | 830512.8458 | 132295.661 | 252610.5531 | 0 | 384906.2141
504 | 0.01718% | 0.009302% | [6 empty] | 2019-01-22 | 6 | 2.974 | 137035.0811 | kWh | GS |  | 2019-01-22 | 6 | 894486.6998 | 137035.0811 | 294002.0698 | 0 | 431037.1509
505 | 0.01639% | 0.009166% | [6 empty] | 2019-01-22 | 7 | 3.3144 | 152720.5144 | kWh | GS |  | 2019-01-22 | 7 | 1008882.534 | 152720.5144 | 342358.6654 | 0 | 495079.1798
506 | 0.01555% | 0.009045% | [6 empty] | 2019-01-22 | 8 | 3.8069 | 175412.202 | kWh | GS |  | 2019-01-22 | 8 | 984414.875 | 175412.202 | 376321.1864 | 0 | 551733.3884
507 | 0.01544% | 0.009053% | [6 empty] | 2019-01-22 | 9 | 4.0627 | 187200.9881 | kWh | GS |  | 2019-01-22 | 9 | 887586.154 | 187200.9881 | 387912.721 | 0 | 575113.7091
508 | 0.01503% | 0.00902% | [6 empty] | 2019-01-22 | 10 | 3.7961 | 174918.2876 | kWh | GS |  | 2019-01-22 | 10 | 717375.5052 | 174918.2876 | 385272.7229 | 0 | 560191.0105
509 | 0.01519% | 0.009449% | [6 empty] | 2019-01-22 | 11 | 3.6376 | 167613.4124 | kWh | GS |  | 2019-01-22 | 11 | 612256.5912 | 167613.4124 | 377015.7007 | 0 | 544629.1131
510 | 0.01636% | 0.01058% | [6 empty] | 2019-01-22 | 12 | 3.5753 | 164744.1201 | kWh | GS |  | 2019-01-22 | 12 | 532935.5087 | 164744.1201 | 373399.7019 | 0 | 538143.822
511 | 0.01845% | 0.01215% | [6 empty] | 2019-01-22 | 13 | 3.396 | 156481.5925 | kWh | GS |  | 2019-01-22 | 13 | 472463.3778 | 156481.5925 | 368749.0073 | 0 | 525230.5998
512 | 0.01801% | 0.01354% | [6 empty] | 2019-01-22 | 14 | 3.321 | 153023.3823 | kWh | GS |  | 2019-01-22 | 14 | 447013.4386 | 153023.3823 | 367002.6288 | 0 | 520026.0111
513 | 0.01624% | 0.01412% | [6 empty] | 2019-01-22 | 15 | 3.2 | 147449.2604 | kWh | GS |  | 2019-01-22 | 15 | 414731.3434 | 147449.2604 | 359919.5012 | 0 | 507368.7616
514 | 0.01312% | 0.01375% | [6 empty] | 2019-01-22 | 16 | 3.1119 | 143389.556 | kWh | GS |  | 2019-01-22 | 16 | 421384.7949 | 143389.556 | 344428.8446 | 0 | 487818.4006
515 | 0.0112% | 0.01337% | [6 empty] | 2019-01-22 | 17 | 2.961 | 136437.6568 | kWh | GS |  | 2019-01-22 | 17 | 441685.67 | 136437.6568 | 321074.2336 | 0 | 457511.8904
516 | 0.009748% | 0.01321% | [6 empty] | 2019-01-22 | 18 | 2.7534 | 126869.4972 | kWh | GS |  | 2019-01-22 | 18 | 532589.2608 | 126869.4972 | 312179.8653 | 0 | 439049.3625
517 | 0.008642% | 0.01289% | [6 empty] | 2019-01-22 | 19 | 2.8747 | 132461.7934 | kWh | GS |  | 2019-01-22 | 19 | 632897.3454 | 132461.7934 | 311612.7371 | 0 | 444074.5305
518 | 0.008177% | 0.01277% | [6 empty] | 2019-01-22 | 20 | 2.7729 | 127769.1489 | kWh | GS |  | 2019-01-22 | 20 | 664723.3393 | 127769.1489 | 300364.0977 | 0 | 428133.2466
519 | 0.007586% | 0.01245% | [6 empty] | 2019-01-22 | 21 | 2.6237 | 120894.8973 | kWh | GS |  | 2019-01-22 | 21 | 654149.909 | 120894.8973 | 289185.657 | 0 | 410080.5543
520 | 0.007708% | 0.01197% | [6 empty] | 2019-01-22 | 22 | 2.4612 | 113407.1519 | kWh | GS |  | 2019-01-22 | 22 | 605810.1505 | 113407.1519 | 270796.7004 | 0 | 384203.8523
521 | 0.008079% | 0.01123% | [6 empty] | 2019-01-22 | 23 | 2.3031 | 106123.2516 | kWh | GS |  | 2019-01-22 | 23 | 529020.8819 | 106123.2516 | 246696.1186 | 0 | 352819.3702
522 | 0.009742% | 0.01078% | [6 empty] | 2019-01-22 | 24 | 2.2097 | 101819.3172 | kWh | GS |  | 2019-01-22 | 24 | 473110.7242 | 101819.3172 | 230828.3749 | 0 | 332647.6921
523 | 0.01158% | 0.0109% | [6 empty] | 2019-01-23 | 1 | 2.1171 | 97552.9567 | kWh | GS |  | 2019-01-23 | 1 | 407148.9527 | 97552.9567 | 219643.576 | 0 | 317196.5327
524 | 0.01216% | 0.01051% | [6 empty] | 2019-01-23 | 2 | 2.0826 | 95961.9254 | kWh | GS |  | 2019-01-23 | 2 | 378820.5822 | 95961.9254 | 212794.4093 | 0 | 308756.3347
525 | 0.01197% | 0.01007% | [6 empty] | 2019-01-23 | 3 | 2.0583 | 94840.1362 | kWh | GS |  | 2019-01-23 | 3 | 368039.3829 | 94840.1362 | 210332.7357 | 0 | 305172.8719
526 | 0.01108% | 0.009431% | [6 empty] | 2019-01-23 | 4 | 2.0556 | 94720.1101 | kWh | GS |  | 2019-01-23 | 4 | 364562.8597 | 94720.1101 | 210098.718 | 0 | 304818.8281
527 | 0.009677% | 0.008661% | [6 empty] | 2019-01-23 | 5 | 2.0853 | 96085.0353 | kWh | GS |  | 2019-01-23 | 5 | 378267.2461 | 96085.0353 | 219784.2073 | 0 | 315869.2426
528 | 0.008654% | 0.008166% | [6 empty] | 2019-01-23 | 6 | 2.2102 | 101840.6645 | kWh | GS |  | 2019-01-23 | 6 | 436358.7625 | 101840.6645 | 254830.1553 | 0 | 356670.8198
529 | 0.007447% | 0.007787% | [6 empty] | 2019-01-23 | 7 | 2.5387 | 116978.032 | kWh | GS |  | 2019-01-23 | 7 | 551484.494 | 116978.032 | 297772.5983 | 0 | 414750.6303
530 | 0.006929% | 0.007579% | [6 empty] | 2019-01-23 | 8 | 2.8099 | 129473.2337 | kWh | GS |  | 2019-01-23 | 8 | 561981.7436 | 129473.2337 | 335649.1849 | 0 | 465122.4186
531 | 0.006732% | 0.007491% | [6 empty] | 2019-01-23 | 9 | 2.891 | 133210.9262 | kWh | GS |  | 2019-01-23 | 9 | 519324.4168 | 133210.9262 | 351541.744 | 0 | 484752.6702
532 | 0.006668% | 0.007483% | [6 empty] | 2019-01-23 | 10 | 3.0053 | 138477.9874 | kWh | GS |  | 2019-01-23 | 10 | 475018.0197 | 138477.9874 | 355955.4403 | 0 | 494433.4277
533 | 0.006919% | 0.007754% | [6 empty] | 2019-01-23 | 11 | 3.1339 | 144402.1533 | kWh | GS |  | 2019-01-23 | 11 | 428783.5467 | 144402.1533 | 366842.4132 | 0 | 511244.5665
534 | 0.007982% | 0.008756% | [6 empty] | 2019-01-23 | 12 | 3.3106 | 152544.4706 | kWh | GS |  | 2019-01-23 | 12 | 390833.4402 | 152544.4706 | 376787.1845 | 0 | 529331.6551
535 | 0.01009% | 0.01018% | [6 empty] | 2019-01-23 | 13 | 3.286 | 151414.1588 | kWh | GS |  | 2019-01-23 | 13 | 363637.5754 | 151414.1588 | 381033.4184 | 0 | 532447.5772
536 | 0.01028% | 0.01142% | [6 empty] | 2019-01-23 | 14 | 3.3325 | 153554.7927 | kWh | GS |  | 2019-01-23 | 14 | 363383.1575 | 153554.7927 | 380163.7043 | 0 | 533718.497
537 | 0.009499% | 0.0119% | [6 empty] | 2019-01-23 | 15 | 3.3053 | 152302.6088 | kWh | GS |  | 2019-01-23 | 15 | 367167.6474 | 152302.6088 | 372404.1972 | 0 | 524706.806
538 | 0.008689% | 0.01214% | [6 empty] | 2019-01-23 | 16 | 3.2677 | 150569.6916 | kWh | GS |  | 2019-01-23 | 16 | 383428.3262 | 150569.6916 | 362610.3454 | 0 | 513180.037
539 | 0.007843% | 0.01255% | [6 empty] | 2019-01-23 | 17 | 3.1131 | 143445.6515 | kWh | GS |  | 2019-01-23 | 17 | 417445.6935 | 143445.6515 | 345025.8171 | 0 | 488471.4686
540 | 0.007149% | 0.01299% | [6 empty] | 2019-01-23 | 18 | 2.8588 | 131728.3703 | kWh | GS |  | 2019-01-23 | 18 | 483667.9634 | 131728.3703 | 327721.1686 | 0 | 459449.5389
541 | 0.006651% | 0.01307% | [6 empty] | 2019-01-23 | 19 | 2.887 | 133028.4032 | kWh | GS |  | 2019-01-23 | 19 | 550381.7568 | 133028.4032 | 323748.6197 | 0 | 456777.0229
542 | 0.006647% | 0.0131% | [6 empty] | 2019-01-23 | 20 | 2.7941 | 128746.2713 | kWh | GS |  | 2019-01-23 | 20 | 571062.6724 | 128746.2713 | 311803.3191 | 0 | 440549.5904
543 | 0.006716% | 0.01288% | [6 empty] | 2019-01-23 | 21 | 2.5888 | 119284.9479 | kWh | GS |  | 2019-01-23 | 21 | 563700.2153 | 119284.9479 | 297269.5961 | 0 | 416554.544
544 | 0.007013% | 0.0126% | [6 empty] | 2019-01-23 | 22 | 2.4035 | 110746.554 | kWh | GS |  | 2019-01-23 | 22 | 525194.2427 | 110746.554 | 275711.7844 | 0 | 386458.3384
545 | 0.007636% | 0.01199% | [6 empty] | 2019-01-23 | 23 | 2.2224 | 102405.9639 | kWh | GS |  | 2019-01-23 | 23 | 455810.8403 | 102405.9639 | 250354.9684 | 0 | 352760.9323
546 | 0.008847% | 0.01128% | [6 empty] | 2019-01-23 | 24 | 2.1546 | 99279.5039 | kWh | GS |  | 2019-01-23 | 24 | 377157.15 | 99279.5039 | 232365.6217 | 0 | 331645.1257
547 | 0.01007% | 0.01121% | [6 empty] | 2019-01-24 | 1 | 2.0308 | 93573.0909 | kWh | GS |  | 2019-01-24 | 1 | 318788.676 | 93573.0909 | 219732.8943 | 0 | 313305.9852
548 | 0.01045% | 0.01081% | [6 empty] | 2019-01-24 | 2 | 1.9779 | 91138.9136 | kWh | GS |  | 2019-01-24 | 2 | 282224.0182 | 91138.9136 | 213501.825 | 0 | 304640.7386
549 | 0.01031% | 0.01023% | [6 empty] | 2019-01-24 | 3 | 1.9109 | 88050.7211 | kWh | GS |  | 2019-01-24 | 3 | 262952.8625 | 88050.7211 | 212337.5461 | 0 | 300388.2672
550 | 0.009607% | 0.009487% | [6 empty] | 2019-01-24 | 4 | 1.8688 | 86111.8081 | kWh | GS |  | 2019-01-24 | 4 | 251842.4594 | 86111.8081 | 213388.3287 | 0 | 299500.1368
551 | 0.008337% | 0.00866% | [6 empty] | 2019-01-24 | 5 | 1.9121 | 88105.3369 | kWh | GS |  | 2019-01-24 | 5 | 267818.9378 | 88105.3369 | 223608.2172 | 0 | 311713.5541
552 | 0.006899% | 0.008141% | [6 empty] | 2019-01-24 | 6 | 1.9668 | 90628.5013 | kWh | GS |  | 2019-01-24 | 6 | 312213.3087 | 90628.5013 | 254642.75 | 0 | 345271.2513
553 | 0.005831% | 0.007691% | [6 empty] | 2019-01-24 | 7 | 2.224 | 102478.8007 | kWh | GS |  | 2019-01-24 | 7 | 404891.9323 | 102478.8007 | 299543.5758 | 0 | 402022.3765
554 | 0.005162% | 0.007478% | [6 empty] | 2019-01-24 | 8 | 2.5835 | 119043.497 | kWh | GS |  | 2019-01-24 | 8 | 421420.6166 | 119043.497 | 336147.3049 | 0 | 455190.8019
555 | 0.00481% | 0.007374% | [6 empty] | 2019-01-24 | 9 | 2.8174 | 129819.3437 | kWh | GS |  | 2019-01-24 | 9 | 398799.083 | 129819.3437 | 358898.3438 | 0 | 488717.6875
556 | 0.004607% | 0.007352% | [6 empty] | 2019-01-24 | 10 | 3.051 | 140583.7991 | kWh | GS |  | 2019-01-24 | 10 | 376791.5084 | 140583.7991 | 371491.6407 | 0 | 512075.4398
557 | 0.004899% | 0.007652% | [6 empty] | 2019-01-24 | 11 | 3.1202 | 143771.5266 | kWh | GS |  | 2019-01-24 | 11 | 379089.1934 | 143771.5266 | 378700.5406 | 0 | 522472.0672
558 | 0.005711% | 0.008476% | [6 empty] | 2019-01-24 | 12 | 3.2195 | 148348.3037 | kWh | GS |  | 2019-01-24 | 12 | 374013.1076 | 148348.3037 | 385327.3139 | 0 | 533675.6176
559 | 0.007406% | 0.009869% | [6 empty] | 2019-01-24 | 13 | 3.2509 | 149794.8063 | kWh | GS |  | 2019-01-24 | 13 | 379898.1289 | 149794.8063 | 377057.9656 | 0 | 526852.7719
560 | 0.007708% | 0.01117% | [6 empty] | 2019-01-24 | 14 | 3.2946 | 151808.4535 | kWh | GS |  | 2019-01-24 | 14 | 377828.219 | 151808.4535 | 380409.5729 | 0 | 532218.0264
561 | 0.007295% | 0.012% | [6 empty] | 2019-01-24 | 15 | 3.3181 | 152889.3057 | kWh | GS |  | 2019-01-24 | 15 | 375208.6798 | 152889.3057 | 377125.6497 | 0 | 530014.9554
562 | 0.006892% | 0.01257% | [6 empty] | 2019-01-24 | 16 | 3.2459 | 149564.9481 | kWh | GS |  | 2019-01-24 | 16 | 389581.8689 | 149564.9481 | 364787.5284 | 0 | 514352.4765
563 | 0.006934% | 0.01283% | [6 empty] | 2019-01-24 | 17 | 3.0762 | 141743.948 | kWh | GS |  | 2019-01-24 | 17 | 432556.7226 | 141743.948 | 344502.7367 | 0 | 486246.6847
564 | 0.006841% | 0.0131% | [6 empty] | 2019-01-24 | 18 | 2.7693 | 127603.7181 | kWh | GS |  | 2019-01-24 | 18 | 481881.0812 | 127603.7181 | 323228.8791 | 0 | 450832.5972
565 | 0.006949% | 0.01293% | [6 empty] | 2019-01-24 | 19 | 2.8454 | 131110.6743 | kWh | GS |  | 2019-01-24 | 19 | 564646.5874 | 131110.6743 | 318102.6454 | 0 | 449213.3197
566 | 0.006911% | 0.01306% | [6 empty] | 2019-01-24 | 20 | 2.702 | 124503.5136 | kWh | GS |  | 2019-01-24 | 20 | 613712.7421 | 124503.5136 | 299596.329 | 0 | 424099.8426
567 | 0.006863% | 0.01301% | [6 empty] | 2019-01-24 | 21 | 2.5259 | 116387.8178 | kWh | GS |  | 2019-01-24 | 21 | 594080.0492 | 116387.8178 | 285148.2715 | 0 | 401536.0893
568 | 0.007126% | 0.01263% | [6 empty] | 2019-01-24 | 22 | 2.3373 | 107696.3894 | kWh | GS |  | 2019-01-24 | 22 | 569837.5395 | 107696.3894 | 261348.653 | 0 | 369045.0424
569 | 0.007912% | 0.01194% | [6 empty] | 2019-01-24 | 23 | 2.2407 | 103248.2332 | kWh | GS |  | 2019-01-24 | 23 | 520409.0385 | 103248.2332 | 237474.1216 | 0 | 340722.3548
570 | 0.008814% | 0.01107% | [6 empty] | 2019-01-24 | 24 | 2.1947 | 101128.0694 | kWh | GS |  | 2019-01-24 | 24 | 472705.3871 | 101128.0694 | 223371.8424 | 0 | 324499.9118
571 | 0.01033% | 0.01103% | [6 empty] | 2019-01-25 | 1 | 2.1861 | 100729.0425 | kWh | GS |  | 2019-01-25 | 1 | 455638.4593 | 100729.0425 | 215605.4989 | 0 | 316334.5414
572 | 0.01123% | 0.01041% | [6 empty] | 2019-01-25 | 2 | 2.2259 | 102563.7386 | kWh | GS |  | 2019-01-25 | 2 | 460498.4408 | 102563.7386 | 213334.7715 | 0 | 315898.5101
573 | 0.01087% | 0.009857% | [6 empty] | 2019-01-25 | 3 | 2.2744 | 104799.6765 | kWh | GS |  | 2019-01-25 | 3 | 498094.6349 | 104799.6765 | 210773.912 | 0 | 315573.5885
574 | 0.01042% | 0.009059% | [6 empty] | 2019-01-25 | 4 | 2.3511 | 108335.3833 | kWh | GS |  | 2019-01-25 | 4 | 537910.3357 | 108335.3833 | 216471.1742 | 0 | 324806.5575
575 | 0.009519% | 0.008364% | [6 empty] | 2019-01-25 | 5 | 2.4697 | 113800.5098 | kWh | GS |  | 2019-01-25 | 5 | 621741.8924 | 113800.5098 | 232271.5409 | 0 | 346072.0507
576 | 0.008646% | 0.007966% | [6 empty] | 2019-01-25 | 6 | 2.6702 | 123035.7106 | kWh | GS |  | 2019-01-25 | 6 | 762145.2144 | 123035.7106 | 271600.3339 | 0 | 394636.0445
577 | 0.008334% | 0.007765% | [6 empty] | 2019-01-25 | 7 | 3.0706 | 141486.3127 | kWh | GS |  | 2019-01-25 | 7 | 937848.687 | 141486.3127 | 326347.4125 | 0 | 467833.7252
578 | 0.008423% | 0.007755% | [6 empty] | 2019-01-25 | 8 | 3.5191 | 162154.9577 | kWh | GS |  | 2019-01-25 | 8 | 1037991.759 | 162154.9577 | 365279.0553 | 0 | 527434.013
579 | 0.009111% | 0.007747% | [6 empty] | 2019-01-25 | 9 | 3.8657 | 178125.2935 | kWh | GS |  | 2019-01-25 | 9 | 979239.1655 | 178125.2935 | 380853.5529 | 0 | 558978.8464
580 | 0.009839% | 0.007973% | [6 empty] | 2019-01-25 | 10 | 4.078 | 187907.7881 | kWh | GS |  | 2019-01-25 | 10 | 907455.0735 | 187907.7881 | 382967.8379 | 0 | 570875.626
581 | 0.01137% | 0.008495% | [6 empty] | 2019-01-25 | 11 | 3.976 | 183205.8968 | kWh | GS |  | 2019-01-25 | 11 | 795032.7497 | 183205.8968 | 378592.9097 | 0 | 561798.8065
582 | 0.01394% | 0.009688% | [6 empty] | 2019-01-25 | 12 | 3.774 | 173896.1606 | kWh | GS |  | 2019-01-25 | 12 | 671198.2579 | 173896.1606 | 374121.5979 | 0 | 548017.7585
583 | 0.01715% | 0.01148% | [6 empty] | 2019-01-25 | 13 | 3.523 | 162335.0213 | kWh | GS |  | 2019-01-25 | 13 | 597655.4749 | 162335.0213 | 369609.4086 | 0 | 531944.4299
584 | 0.01899% | 0.01295% | [6 empty] | 2019-01-25 | 14 | 3.3267 | 153286.6044 | kWh | GS |  | 2019-01-25 | 14 | 532103.2717 | 153286.6044 | 364657.4701 | 0 | 517944.0745
585 | 0.01791% | 0.01372% | [6 empty] | 2019-01-25 | 15 | 3.2522 | 149855.8134 | kWh | GS |  | 2019-01-25 | 15 | 495788.931 | 149855.8134 | 355038.8936 | 0 | 504894.707
586 | 0.0166% | 0.01401% | [6 empty] | 2019-01-25 | 16 | 3.0347 | 139831.216 | kWh | GS |  | 2019-01-25 | 16 | 480034.3335 | 139831.216 | 338647.5257 | 0 | 478478.7417
587 | 0.01454% | 0.01379% | [6 empty] | 2019-01-25 | 17 | 2.8336 | 130566.8591 | kWh | GS |  | 2019-01-25 | 17 | 515378.5655 | 130566.8591 | 316947.6064 | 0 | 447514.4655
588 | 0.01228% | 0.01345% | [6 empty] | 2019-01-25 | 18 | 2.8111 | 129527.7795 | kWh | GS |  | 2019-01-25 | 18 | 592706.0574 | 129527.7795 | 305571.3992 | 0 | 435099.1787
589 | 0.01093% | 0.01306% | [6 empty] | 2019-01-25 | 19 | 3.0349 | 139842.0811 | kWh | GS |  | 2019-01-25 | 19 | 698463.8701 | 139842.0811 | 305552.4664 | 0 | 445394.5475
590 | 0.009733% | 0.01271% | [6 empty] | 2019-01-25 | 20 | 3.0067 | 138541.026 | kWh | GS |  | 2019-01-25 | 20 | 749187.9704 | 138541.026 | 293092.0765 | 0 | 431633.1025
591 | 0.009069% | 0.01239% | [6 empty] | 2019-01-25 | 21 | 2.8554 | 131568.8497 | kWh | GS |  | 2019-01-25 | 21 | 765835.9459 | 131568.8497 | 283336.12 | 0 | 414904.9697
592 | 0.008781% | 0.01175% | [6 empty] | 2019-01-25 | 22 | 2.7663 | 127466.3594 | kWh | GS |  | 2019-01-25 | 22 | 757175.3239 | 127466.3594 | 267968.6222 | 0 | 395434.9816
593 | 0.009427% | 0.01099% | [6 empty] | 2019-01-25 | 23 | 2.6209 | 120766.5165 | kWh | GS |  | 2019-01-25 | 23 | 783585.5472 | 120766.5165 | 240935.1416 | 0 | 361701.6581
594 | 0.01084% | 0.01068% | [6 empty] | 2019-01-25 | 24 | 2.581 | 118928.0029 | kWh | GS |  | 2019-01-25 | 24 | 744876.3774 | 118928.0029 | 233856.6094 | 0 | 352784.6123
595 | 0.01278% | 0.01093% | [6 empty] | 2019-01-26 | 1 | 2.5569 | 117818.3518 | kWh | GS |  | 2019-01-26 | 1 | 708248.7122 | 117818.3518 | 225265.3572 | 0 | 343083.709
596 | 0.0137% | 0.0106% | [6 empty] | 2019-01-26 | 2 | 2.5477 | 117394.1789 | kWh | GS |  | 2019-01-26 | 2 | 716731.1942 | 117394.1789 | 221379.6394 | 0 | 338773.8183
597 | 0.01401% | 0.01019% | [6 empty] | 2019-01-26 | 3 | 2.5557 | 117760.3141 | kWh | GS |  | 2019-01-26 | 3 | 710922.6905 | 117760.3141 | 221144.8375 | 0 | 338905.1516
598 | 0.01385% | 0.009707% | [6 empty] | 2019-01-26 | 4 | 2.5689 | 118371.1858 | kWh | GS |  | 2019-01-26 | 4 | 713035.0518 | 118371.1858 | 221467.5374 | 0 | 339838.7232
599 | 0.01433% | 0.008879% | [6 empty] | 2019-01-26 | 5 | 2.6044 | 120004.6863 | kWh | GS |  | 2019-01-26 | 5 | 733261.1514 | 120004.6863 | 226861.199 | 0 | 346865.8853
600 | 0.01362% | 0.00866% | [6 empty] | 2019-01-26 | 6 | 2.6751 | 123261.2584 | kWh | GS |  | 2019-01-26 | 6 | 776649.6733 | 123261.2584 | 247085.7715 | 0 | 370347.0299
601 | 0.01295% | 0.008422% | [6 empty] | 2019-01-26 | 7 | 2.7817 | 128176.1843 | kWh | GS |  | 2019-01-26 | 7 | 837138.5913 | 128176.1843 | 271165.4096 | 0 | 399341.5939
602 | 0.01311% | 0.008316% | [6 empty] | 2019-01-26 | 8 | 2.8052 | 129256.6583 | kWh | GS |  | 2019-01-26 | 8 | 922159.9783 | 129256.6583 | 291992.8666 | 0 | 421249.5249
603 | 0.013% | 0.008319% | [6 empty] | 2019-01-26 | 9 | 2.7814 | 128160.9172 | kWh | GS |  | 2019-01-26 | 9 | 983618.3454 | 128160.9172 | 295982.939 | 0 | 424143.8562
604 | 0.01304% | 0.008342% | [6 empty] | 2019-01-26 | 10 | 2.8464 | 131156.5792 | kWh | GS |  | 2019-01-26 | 10 | 952482.6072 | 131156.5792 | 296142.6789 | 0 | 427299.2581
605 | 0.01341% | 0.008515% | [6 empty] | 2019-01-26 | 11 | 2.815 | 129709.0144 | kWh | GS |  | 2019-01-26 | 11 | 841197.0921 | 129709.0144 | 284894.7555 | 0 | 414603.7699
606 | 0.01421% | 0.009091% | [6 empty] | 2019-01-26 | 12 | 2.7344 | 125996.8016 | kWh | GS |  | 2019-01-26 | 12 | 723026.3199 | 125996.8016 | 278803.5418 | 0 | 404800.3434
607 | 0.01531% | 0.009803% | [6 empty] | 2019-01-26 | 13 | 2.5651 | 118193.7138 | kWh | GS |  | 2019-01-26 | 13 | 647887.1413 | 118193.7138 | 273310.6642 | 0 | 391504.378
608 | 0.01687% | 0.01034% | [6 empty] | 2019-01-26 | 14 | 2.4812 | 114330.7748 | kWh | GS |  | 2019-01-26 | 14 | 591546.3438 | 114330.7748 | 266908.7418 | 0 | 381239.5166
609 | 0.01799% | 0.01041% | [6 empty] | 2019-01-26 | 15 | 2.399 | 110541.9662 | kWh | GS |  | 2019-01-26 | 15 | 558850.4145 | 110541.9662 | 262889.5137 | 0 | 373431.4799
610 | 0.01742% | 0.01049% | [6 empty] | 2019-01-26 | 16 | 2.4124 | 111158.6799 | kWh | GS |  | 2019-01-26 | 16 | 584902.1513 | 111158.6799 | 255729.9897 | 0 | 366888.6696
611 | 0.01539% | 0.01018% | [6 empty] | 2019-01-26 | 17 | 2.3714 | 109268.1376 | kWh | GS |  | 2019-01-26 | 17 | 607645.574 | 109268.1376 | 252975.0685 | 0 | 362243.2061
612 | 0.01323% | 0.009937% | [6 empty] | 2019-01-26 | 18 | 2.6136 | 120430.4098 | kWh | GS |  | 2019-01-26 | 18 | 680222.2524 | 120430.4098 | 258538.1193 | 0 | 378968.5291
613 | 0.01185% | 0.009611% | [6 empty] | 2019-01-26 | 19 | 2.9415 | 135536.7961 | kWh | GS |  | 2019-01-26 | 19 | 750389.947 | 135536.7961 | 265258.206 | 0 | 400795.0021
614 | 0.01082% | 0.009359% | [6 empty] | 2019-01-26 | 20 | 2.9447 | 135684.8978 | kWh | GS |  | 2019-01-26 | 20 | 801580.579 | 135684.8978 | 263201.0155 | 0 | 398885.9133
615 | 0.01022% | 0.009167% | [6 empty] | 2019-01-26 | 21 | 2.8574 | 131662.7497 | kWh | GS |  | 2019-01-26 | 21 | 784131.2182 | 131662.7497 | 258123.9552 | 0 | 389786.7049
616 | 0.0107% | 0.009006% | [6 empty] | 2019-01-26 | 22 | 2.8392 | 130823.8371 | kWh | GS |  | 2019-01-26 | 22 | 798811.4675 | 130823.8371 | 252479.5988 | 0 | 383303.4359
617 | 0.01111% | 0.008892% | [6 empty] | 2019-01-26 | 23 | 2.7155 | 125123.9028 | kWh | GS |  | 2019-01-26 | 23 | 786044.6575 | 125123.9028 | 240104.554 | 0 | 365228.4568
618 | 0.01244% | 0.009303% | [6 empty] | 2019-01-26 | 24 | 2.6594 | 122540.6717 | kWh | GS |  | 2019-01-26 | 24 | 740664.4874 | 122540.6717 | 225944.5462 | 0 | 348485.2179
619 | 0.01373% | 0.009839% | [6 empty] | 2019-01-27 | 1 | 2.6313 | 121245.1434 | kWh | GS |  | 2019-01-27 | 1 | 716457.3298 | 121245.1434 | 220665.1014 | 0 | 341910.2448
620 | 0.01466% | 0.009792% | [6 empty] | 2019-01-27 | 2 | 2.6123 | 120370.7526 | kWh | GS |  | 2019-01-27 | 2 | 684043.4214 | 120370.7526 | 217727.8119 | 0 | 338098.5645
621 | 0.01434% | 0.009568% | [6 empty] | 2019-01-27 | 3 | 2.597 | 119664.3934 | kWh | GS |  | 2019-01-27 | 3 | 667114.7326 | 119664.3934 | 214476.7566 | 0 | 334141.15
622 | 0.01461% | 0.009409% | [6 empty] | 2019-01-27 | 4 | 2.5756 | 118676.2207 | kWh | GS |  | 2019-01-27 | 4 | 655074.2533 | 118676.2207 | 214730.2876 | 0 | 333406.5083
623 | 0.01438% | 0.008966% | [6 empty] | 2019-01-27 | 5 | 2.567 | 118283.3209 | kWh | GS |  | 2019-01-27 | 5 | 665473.4957 | 118283.3209 | 218918.3813 | 0 | 337201.7022
624 | 0.01355% | 0.008555% | [6 empty] | 2019-01-27 | 6 | 2.6007 | 119836.7386 | kWh | GS |  | 2019-01-27 | 6 | 699717.6842 | 119836.7386 | 228777.6821 | 0 | 348614.4207
625 | 0.01311% | 0.008393% | [6 empty] | 2019-01-27 | 7 | 2.5668 | 118274.2523 | kWh | GS |  | 2019-01-27 | 7 | 711431.5171 | 118274.2523 | 245573.8008 | 0 | 363848.0531
626 | 0.01251% | 0.0083% | [6 empty] | 2019-01-27 | 8 | 2.6143 | 120461.599 | kWh | GS |  | 2019-01-27 | 8 | 791206.6479 | 120461.599 | 260195.2909 | 0 | 380656.8899
627 | 0.0122% | 0.008203% | [6 empty] | 2019-01-27 | 9 | 2.659 | 122521.7513 | kWh | GS |  | 2019-01-27 | 9 | 880579.4165 | 122521.7513 | 272274.7591 | 0 | 394796.5104
628 | 0.01198% | 0.008184% | [6 empty] | 2019-01-27 | 10 | 2.9928 | 137901.431 | kWh | GS |  | 2019-01-27 | 10 | 910669.0054 | 137901.431 | 277277.6647 | 0 | 415179.0957
629 | 0.01217% | 0.008278% | [6 empty] | 2019-01-27 | 11 | 3.1551 | 145379.936 | kWh | GS |  | 2019-01-27 | 11 | 921602.3913 | 145379.936 | 276493.0427 | 0 | 421872.9787
630 | 0.0128% | 0.008558% | [6 empty] | 2019-01-27 | 12 | 3.0665 | 141298.0482 | kWh | GS |  | 2019-01-27 | 12 | 893762.2864 | 141298.0482 | 276032.7479 | 0 | 417330.7961
631 | 0.01301% | 0.008932% | [6 empty] | 2019-01-27 | 13 | 2.955 | 136159.0209 | kWh | GS |  | 2019-01-27 | 13 | 923903.0563 | 136159.0209 | 271395.0057 | 0 | 407554.0266
632 | 0.01447% | 0.009344% | [6 empty] | 2019-01-27 | 14 | 2.8138 | 129652.8019 | kWh | GS |  | 2019-01-27 | 14 | 912351.1837 | 129652.8019 | 268921.8933 | 0 | 398574.6952
633 | 0.01611% | 0.009691% | [6 empty] | 2019-01-27 | 15 | 2.7954 | 128805.4016 | kWh | GS |  | 2019-01-27 | 15 | 929692.2722 | 128805.4016 | 265793.6963 | 0 | 394599.0979
634 | 0.01666% | 0.01019% | [6 empty] | 2019-01-27 | 16 | 2.798 | 128926.9303 | kWh | GS |  | 2019-01-27 | 16 | 953428.7057 | 128926.9303 | 269884.05 | 0 | 398810.9803
635 | 0.01686% | 0.01036% | [6 empty] | 2019-01-27 | 17 | 2.877 | 132564.6141 | kWh | GS |  | 2019-01-27 | 17 | 969036.2641 | 132564.6141 | 271271.9409 | 0 | 403836.555
636 | 0.01635% | 0.01024% | [6 empty] | 2019-01-27 | 18 | 3.0639 | 141180.2399 | kWh | GS |  | 2019-01-27 | 18 | 1008690.818 | 141180.2399 | 275901.5918 | 0 | 417081.8317
637 | 0.0169% | 0.01% | [6 empty] | 2019-01-27 | 19 | 3.2273 | 148707.1833 | kWh | GS |  | 2019-01-27 | 19 | 1067924.216 | 148707.1833 | 282303.5446 | 0 | 431010.7279
638 | 0.01669% | 0.009784% | [6 empty] | 2019-01-27 | 20 | 3.1197 | 143749.1565 | kWh | GS |  | 2019-01-27 | 20 | 1061708.541 | 143749.1565 | 271209.4364 | 0 | 414958.5929
639 | 0.01701% | 0.009687% | [6 empty] | 2019-01-27 | 21 | 3.084 | 142104.2301 | kWh | GS |  | 2019-01-27 | 21 | 1033102.941 | 142104.2301 | 264825.862 | 0 | 406930.0921
640 | 0.01744% | 0.00979% | [6 empty] | 2019-01-27 | 22 | 2.9659 | 136662.8506 | kWh | GS |  | 2019-01-27 | 22 | 983404.8887 | 136662.8506 | 252765.9328 | 0 | 389428.7834
641 | 0.01773% | 0.009913% | [6 empty] | 2019-01-27 | 23 | 2.8609 | 131823.3052 | kWh | GS |  | 2019-01-27 | 23 | 895732.1006 | 131823.3052 | 239824.7683 | 0 | 371648.0735
642 | 0.01845% | 0.01024% | [6 empty] | 2019-01-27 | 24 | 2.8152 | 129720.6635 | kWh | GS |  | 2019-01-27 | 24 | 829024.8249 | 129720.6635 | 234504.5691 | 0 | 364225.2326
643 | 0.01953% | 0.01058% | [6 empty] | 2019-01-28 | 1 | 2.745 | 126482.7606 | kWh | GS |  | 2019-01-28 | 1 | 773876.32 | 126482.7606 | 230928.8025 | 0 | 357411.5631
644 | 0.01942% | 0.01019% | [6 empty] | 2019-01-28 | 2 | 2.7699 | 127632.5797 | kWh | GS |  | 2019-01-28 | 2 | 730156.6913 | 127632.5797 | 228173.1876 | 0 | 355805.7673
645 | 0.0189% | 0.009989% | [6 empty] | 2019-01-28 | 3 | 2.7505 | 126737.1096 | kWh | GS |  | 2019-01-28 | 3 | 728825.29 | 126737.1096 | 229053.7955 | 0 | 355790.9051
646 | 0.01799% | 0.00956% | [6 empty] | 2019-01-28 | 4 | 2.7963 | 128848.4332 | kWh | GS |  | 2019-01-28 | 4 | 737843.8636 | 128848.4332 | 235851.9236 | 0 | 364700.3568
647 | 0.01638% | 0.009123% | [6 empty] | 2019-01-28 | 5 | 2.866 | 132059.8127 | kWh | GS |  | 2019-01-28 | 5 | 774225.7915 | 132059.8127 | 252770.3325 | 0 | 384830.1452
648 | 0.01516% | 0.008941% | [6 empty] | 2019-01-28 | 6 | 2.9664 | 136685.0987 | kWh | GS |  | 2019-01-28 | 6 | 849190.4771 | 136685.0987 | 294714.5987 | 0 | 431399.6974
649 | 0.01416% | 0.008774% | [6 empty] | 2019-01-28 | 7 | 3.3316 | 153515.5269 | kWh | GS |  | 2019-01-28 | 7 | 953806.4997 | 153515.5269 | 344478.7088 | 0 | 497994.2357
650 | 0.01336% | 0.008734% | [6 empty] | 2019-01-28 | 8 | 3.8241 | 176205.9266 | kWh | GS |  | 2019-01-28 | 8 | 980245.5633 | 176205.9266 | 394019.9677 | 0 | 570225.8943
651 | 0.01333% | 0.008734% | [6 empty] | 2019-01-28 | 9 | 4.2166 | 194292.087 | kWh | GS |  | 2019-01-28 | 9 | 914938.1434 | 194292.087 | 404311.6539 | 0 | 598603.7409
652 | 0.0135% | 0.008953% | [6 empty] | 2019-01-28 | 10 | 4.1685 | 192076.9514 | kWh | GS |  | 2019-01-28 | 10 | 814873.146 | 192076.9514 | 397580.4203 | 0 | 589657.3717
653 | 0.01416% | 0.009447% | [6 empty] | 2019-01-28 | 11 | 4.0601 | 187082.1237 | kWh | GS |  | 2019-01-28 | 11 | 725238.2604 | 187082.1237 | 390323.6998 | 0 | 577405.8235
654 | 0.01553% | 0.01059% | [6 empty] | 2019-01-28 | 12 | 3.8402 | 176949.6706 | kWh | GS |  | 2019-01-28 | 12 | 641443.0874 | 176949.6706 | 383210.842 | 0 | 560160.5126
655 | 0.01745% | 0.01222% | [6 empty] | 2019-01-28 | 13 | 3.6011 | 165929.5496 | kWh | GS |  | 2019-01-28 | 13 | 581668.5263 | 165929.5496 | 375165.6685 | 0 | 541095.2181
656 | 0.01793% | 0.014% | [6 empty] | 2019-01-28 | 14 | 3.44 | 158506.2512 | kWh | GS |  | 2019-01-28 | 14 | 517281.4335 | 158506.2512 | 373633.0148 | 0 | 532139.266
657 | 0.01674% | 0.01469% | [6 empty] | 2019-01-28 | 15 | 3.3824 | 155856.4682 | kWh | GS |  | 2019-01-28 | 15 | 484138.1647 | 155856.4682 | 358560.8017 | 0 | 514417.2699
658 | 0.01491% | 0.01447% | [6 empty] | 2019-01-28 | 16 | 3.1951 | 147222.2509 | kWh | GS |  | 2019-01-28 | 16 | 491119.3469 | 147222.2509 | 343908.7305 | 0 | 491130.9814
659 | 0.01327% | 0.01417% | [6 empty] | 2019-01-28 | 17 | 2.9653 | 136632.9769 | kWh | GS |  | 2019-01-28 | 17 | 509050.4544 | 136632.9769 | 322206.9473 | 0 | 458839.9242
660 | 0.01173% | 0.01375% | [6 empty] | 2019-01-28 | 18 | 2.7384 | 126178.1725 | kWh | GS |  | 2019-01-28 | 18 | 602560.5479 | 126178.1725 | 314243.1131 | 0 | 440421.2856
661 | 0.01064% | 0.01328% | [6 empty] | 2019-01-28 | 19 | 3.0189 | 139104.5999 | kWh | GS |  | 2019-01-28 | 19 | 741849.66 | 139104.5999 | 313994.6122 | 0 | 453099.2121
662 | 0.009462% | 0.01306% | [6 empty] | 2019-01-28 | 20 | 2.9694 | 136824.184 | kWh | GS |  | 2019-01-28 | 20 | 821430.4319 | 136824.184 | 304998.2338 | 0 | 441822.4178
663 | 0.008856% | 0.01263% | [6 empty] | 2019-01-28 | 21 | 2.9438 | 135643.2895 | kWh | GS |  | 2019-01-28 | 21 | 878257.9266 | 135643.2895 | 293118.2764 | 0 | 428761.5659
664 | 0.008983% | 0.01206% | [6 empty] | 2019-01-28 | 22 | 2.8642 | 131976.0496 | kWh | GS |  | 2019-01-28 | 22 | 870355.0577 | 131976.0496 | 280270.7542 | 0 | 412246.8038
665 | 0.009311% | 0.01126% | [6 empty] | 2019-01-28 | 23 | 2.8269 | 130256.2723 | kWh | GS |  | 2019-01-28 | 23 | 819922.6421 | 130256.2723 | 257914.3036 | 0 | 388170.5759
666 | 0.01102% | 0.01081% | [6 empty] | 2019-01-28 | 24 | 2.7767 | 127943.0215 | kWh | GS |  | 2019-01-28 | 24 | 766183.785 | 127943.0215 | 245721.1599 | 0 | 373664.1814
667 | 0.01357% | 0.01112% | [6 empty] | 2019-01-29 | 1 | 2.7564 | 127009.8367 | kWh | GS |  | 2019-01-29 | 1 | 742179.6938 | 127009.8367 | 240629.1521 | 0 | 367638.9888
668 | 0.01503% | 0.01085% | [6 empty] | 2019-01-29 | 2 | 2.8032 | 129167.75 | kWh | GS |  | 2019-01-29 | 2 | 751307.6201 | 129167.75 | 236781.0569 | 0 | 365948.8069
669 | 0.01606% | 0.01053% | [6 empty] | 2019-01-29 | 3 | 2.8383 | 130781.4306 | kWh | GS |  | 2019-01-29 | 3 | 747867.6517 | 130781.4306 | 235926.6343 | 0 | 366708.0649
670 | 0.01592% | 0.01012% | [6 empty] | 2019-01-29 | 4 | 2.8955 | 133419.1695 | kWh | GS |  | 2019-01-29 | 4 | 782587.0557 | 133419.1695 | 239481.8519 | 0 | 372901.0214
671 | 0.015% | 0.009529% | [6 empty] | 2019-01-29 | 5 | 3.0163 | 138987.0949 | kWh | GS |  | 2019-01-29 | 5 | 837631.4796 | 138987.0949 | 256281.6375 | 0 | 395268.7324
672 | 0.01401% | 0.009173% | [6 empty] | 2019-01-29 | 6 | 3.2204 | 148388.9343 | kWh | GS |  | 2019-01-29 | 6 | 965927.1651 | 148388.9343 | 303937.9029 | 0 | 452326.8372
673 | 0.01358% | 0.009025% | [6 empty] | 2019-01-29 | 7 | 3.6491 | 168145.331 | kWh | GS |  | 2019-01-29 | 7 | 1120040.537 | 168145.331 | 358067.5084 | 0 | 526212.8394
674 | 0.01374% | 0.008983% | [6 empty] | 2019-01-29 | 8 | 4.1726 | 192266.7897 | kWh | GS |  | 2019-01-29 | 8 | 1176506.576 | 192266.7897 | 395718.9546 | 0 | 587985.7443
675 | 0.01368% | 0.009002% | [6 empty] | 2019-01-29 | 9 | 4.3335 | 199677.6459 | kWh | GS |  | 2019-01-29 | 9 | 1073824.195 | 199677.6459 | 404916.7289 | 0 | 604594.3748
676 | 0.01431% | 0.009154% | [6 empty] | 2019-01-29 | 10 | 4.1955 | 193320.7734 | kWh | GS |  | 2019-01-29 | 10 | 900332.8712 | 193320.7734 | 396582.172 | 0 | 589902.9454
677 | 0.01532% | 0.009703% | [6 empty] | 2019-01-29 | 11 | 3.9922 | 183952.8628 | kWh | GS |  | 2019-01-29 | 11 | 727530.882 | 183952.8628 | 386907.5506 | 0 | 570860.4134
678 | 0.01767% | 0.0111% | [6 empty] | 2019-01-29 | 12 | 3.7971 | 174961.2304 | kWh | GS |  | 2019-01-29 | 12 | 596785.395 | 174961.2304 | 380202.0112 | 0 | 555163.2416
679 | 0.02049% | 0.01292% | [6 empty] | 2019-01-29 | 13 | 3.5495 | 163551.6055 | kWh | GS |  | 2019-01-29 | 13 | 550119.2163 | 163551.6055 | 371968.1492 | 0 | 535519.7547
680 | 0.02152% | 0.01443% | [6 empty] | 2019-01-29 | 14 | 3.4865 | 160652.5687 | kWh | GS |  | 2019-01-29 | 14 | 516787.4735 | 160652.5687 | 363572.7323 | 0 | 524225.301
681 | 0.01964% | 0.01484% | [6 empty] | 2019-01-29 | 15 | 3.4908 | 160847.6502 | kWh | GS |  | 2019-01-29 | 15 | 488956.5344 | 160847.6502 | 355222.4895 | 0 | 516070.1397
682 | 0.01647% | 0.01448% | [6 empty] | 2019-01-29 | 16 | 3.3455 | 154155.879 | kWh | GS |  | 2019-01-29 | 16 | 510533.0009 | 154155.879 | 341422.8746 | 0 | 495578.7536
683 | 0.01331% | 0.01401% | [6 empty] | 2019-01-29 | 17 | 3.1723 | 146171.8043 | kWh | GS |  | 2019-01-29 | 17 | 569163.3272 | 146171.8043 | 321517.488 | 0 | 467689.2923
684 | 0.01092% | 0.01363% | [6 empty] | 2019-01-29 | 18 | 2.9361 | 135288.9427 | kWh | GS |  | 2019-01-29 | 18 | 667356.9616 | 135288.9427 | 311099.2131 | 0 | 446388.1558
685 | 0.01006% | 0.01315% | [6 empty] | 2019-01-29 | 19 | 3.0586 | 140932.927 | kWh | GS |  | 2019-01-29 | 19 | 762276.6716 | 140932.927 | 313362.4221 | 0 | 454295.3491
686 | 0.009453% | 0.01287% | [6 empty] | 2019-01-29 | 20 | 3.0015 | 138303.2508 | kWh | GS |  | 2019-01-29 | 20 | 793970.0849 | 138303.2508 | 302784.0451 | 0 | 441087.2959
687 | 0.008944% | 0.01267% | [6 empty] | 2019-01-29 | 21 | 2.8726 | 132365.7275 | kWh | GS |  | 2019-01-29 | 21 | 804512.0749 | 132365.7275 | 290622.901 | 0 | 422988.6285
688 | 0.009338% | 0.01217% | [6 empty] | 2019-01-29 | 22 | 2.7935 | 128718.2726 | kWh | GS |  | 2019-01-29 | 22 | 792211.6707 | 128718.2726 | 273535.3559 | 0 | 402253.6285
689 | 0.01041% | 0.01148% | [6 empty] | 2019-01-29 | 23 | 2.6437 | 121814.7188 | kWh | GS |  | 2019-01-29 | 23 | 763795.3986 | 121814.7188 | 251905.241 | 0 | 373719.9598
690 | 0.01221% | 0.01096% | [6 empty] | 2019-01-29 | 24 | 2.5825 | 118998.1576 | kWh | GS |  | 2019-01-29 | 24 | 674713.9114 | 118998.1576 | 238715.6721 | 0 | 357713.8297
691 | 0.01394% | 0.01115% | [6 empty] | 2019-01-30 | 1 | 2.5436 | 117204.7422 | kWh | GS |  | 2019-01-30 | 1 | 638288.5322 | 117204.7422 | 228305.3518 | 0 | 345510.094
692 | 0.01452% | 0.01083% | [6 empty] | 2019-01-30 | 2 | 2.5318 | 116661.4032 | kWh | GS |  | 2019-01-30 | 2 | 608725.8937 | 116661.4032 | 228082.323 | 0 | 344743.7262
693 | 0.01472% | 0.01038% | [6 empty] | 2019-01-30 | 3 | 2.6374 | 121526.3815 | kWh | GS |  | 2019-01-30 | 3 | 632777.389 | 121526.3815 | 227967.1631 | 0 | 349493.5446
694 | 0.01449% | 0.009875% | [6 empty] | 2019-01-30 | 4 | 2.761 | 127221.2588 | kWh | GS |  | 2019-01-30 | 4 | 688078.523 | 127221.2588 | 235161.0704 | 0 | 362382.3292
695 | 0.01397% | 0.009174% | [6 empty] | 2019-01-30 | 5 | 2.8879 | 133067.6599 | kWh | GS |  | 2019-01-30 | 5 | 778630.2079 | 133067.6599 | 253572.1267 | 0 | 386639.7866
696 | 0.01234% | 0.008781% | [6 empty] | 2019-01-30 | 6 | 3.1788 | 146470.9871 | kWh | GS |  | 2019-01-30 | 6 | 931063.9889 | 146470.9871 | 298295.836 | 0 | 444766.8231
697 | 0.01168% | 0.008482% | [6 empty] | 2019-01-30 | 7 | 3.6732 | 169253.7532 | kWh | GS |  | 2019-01-30 | 7 | 1113406.279 | 169253.7532 | 353173.9531 | 0 | 522427.7063
698 | 0.01113% | 0.008463% | [6 empty] | 2019-01-30 | 8 | 4.2302 | 194917.6929 | kWh | GS |  | 2019-01-30 | 8 | 1154242.714 | 194917.6929 | 395033.261 | 0 | 589950.9539
699 | 0.01157% | 0.008579% | [6 empty] | 2019-01-30 | 9 | 4.6663 | 215012.4579 | kWh | GS |  | 2019-01-30 | 9 | 1160817.553 | 215012.4579 | 410756.6614 | 0 | 625769.1193
700 | 0.01259% | 0.008896% | [6 empty] | 2019-01-30 | 10 | 4.8213 | 222157.5808 | kWh | GS |  | 2019-01-30 | 10 | 1064848.379 | 222157.5808 | 408580.1733 | 0 | 630737.7541
701 | 0.01424% | 0.009491% | [6 empty] | 2019-01-30 | 11 | 4.8576 | 223830.1554 | kWh | GS |  | 2019-01-30 | 11 | 1007349.781 | 223830.1554 | 401365.3761 | 0 | 625195.5315
702 | 0.01703% | 0.01092% | [6 empty] | 2019-01-30 | 12 | 4.5165 | 208110.3633 | kWh | GS |  | 2019-01-30 | 12 | 917709.3863 | 208110.3633 | 393222.767 | 0 | 601333.1303
703 | 0.02037% | 0.01282% | [6 empty] | 2019-01-30 | 13 | 4.0967 | 188767.9302 | kWh | GS |  | 2019-01-30 | 13 | 807431.7623 | 188767.9302 | 381656.1096 | 0 | 570424.0398
704 | 0.02111% | 0.01448% | [6 empty] | 2019-01-30 | 14 | 4.0216 | 185307.4079 | kWh | GS |  | 2019-01-30 | 14 | 738347.6883 | 185307.4079 | 376428.719 | 0 | 561736.1269
705 | 0.02123% | 0.01536% | [6 empty] | 2019-01-30 | 15 | 3.949 | 181962.7693 | kWh | GS |  | 2019-01-30 | 15 | 716142.0702 | 181962.7693 | 365932.824 | 0 | 547895.5933
706 | 0.01948% | 0.01548% | [6 empty] | 2019-01-30 | 16 | 3.8118 | 175641.8446 | kWh | GS |  | 2019-01-30 | 16 | 746102.8687 | 175641.8446 | 353964.2511 | 0 | 529606.0957
707 | 0.01843% | 0.01535% | [6 empty] | 2019-01-30 | 17 | 3.6157 | 166603.4449 | kWh | GS |  | 2019-01-30 | 17 | 806452.246 | 166603.4449 | 338975.1468 | 0 | 505578.5917
708 | 0.01679% | 0.01476% | [6 empty] | 2019-01-30 | 18 | 3.4775 | 160234.9222 | kWh | GS |  | 2019-01-30 | 18 | 913282.0403 | 160234.9222 | 331828.2208 | 0 | 492063.143
709 | 0.01477% | 0.014% | [6 empty] | 2019-01-30 | 19 | 3.8163 | 175849.2699 | kWh | GS |  | 2019-01-30 | 19 | 1076002.293 | 175849.2699 | 339650.7755 | 0 | 515500.0454
710 | 0.01351% | 0.01379% | [6 empty] | 2019-01-30 | 20 | 3.8554 | 177650.5633 | kWh | GS |  | 2019-01-30 | 20 | 1160210.908 | 177650.5633 | 327384.9515 | 0 | 505035.5148
711 | 0.0131% | 0.01345% | [6 empty] | 2019-01-30 | 21 | 3.6665 | 168944.1393 | kWh | GS |  | 2019-01-30 | 21 | 1220668.829 | 168944.1393 | 317603.8667 | 0 | 486548.006
712 | 0.01365% | 0.013% | [6 empty] | 2019-01-30 | 22 | 3.5368 | 162967.5767 | kWh | GS |  | 2019-01-30 | 22 | 1228709.439 | 162967.5767 | 300327.0704 | 0 | 463294.6471
713 | 0.01475% | 0.01241% | [6 empty] | 2019-01-30 | 23 | 3.4569 | 159286.3325 | kWh | GS |  | 2019-01-30 | 23 | 1179366.338 | 159286.3325 | 281722.3357 | 0 | 441008.6682
714 | 0.01671% | 0.01208% | [6 empty] | 2019-01-30 | 24 | 3.4919 | 160901.7191 | kWh | GS |  | 2019-01-30 | 24 | 1190573.634 | 160901.7191 | 272943.19 | 0 | 433844.9091
715 | 0.01968% | 0.01265% | [6 empty] | 2019-01-31 | 1 | 3.4472 | 158840.4199 | kWh | GS |  | 2019-01-31 | 1 | 1183504.641 | 158840.4199 | 266406.8748 | 0 | 425247.2947
716 | 0.02122% | 0.0124% | [6 empty] | 2019-01-31 | 2 | 3.4517 | 159049.0368 | kWh | GS |  | 2019-01-31 | 2 | 1200978.239 | 159049.0368 | 261885.7069 | 0 | 420934.7437
717 | 0.02233% | 0.01194% | [6 empty] | 2019-01-31 | 3 | 3.5062 | 161557.1504 | kWh | GS |  | 2019-01-31 | 3 | 1212958.399 | 161557.1504 | 265187.4616 | 0 | 426744.612
718 | 0.02247% | 0.01137% | [6 empty] | 2019-01-31 | 4 | 3.5752 | 164736.6206 | kWh | GS |  | 2019-01-31 | 4 | 1229099.058 | 164736.6206 | 270587.9296 | 0 | 435324.5502
719 | 0.02157% | 0.01083% | [6 empty] | 2019-01-31 | 5 | 3.7324 | 171980.1146 | kWh | GS |  | 2019-01-31 | 5 | 1255239.977 | 171980.1146 | 287386.9874 | 0 | 459367.102
720 | 0.02178% | 0.01065% | [6 empty] | 2019-01-31 | 6 | 3.8794 | 178753.5706 | kWh | GS |  | 2019-01-31 | 6 | 1299831.702 | 178753.5706 | 332674.5047 | 0 | 511428.0753
721 | 0.02165% | 0.01044% | [6 empty] | 2019-01-31 | 7 | 4.2679 | 196656.8073 | kWh | GS |  | 2019-01-31 | 7 | 1428086.125 | 196656.8073 | 382612.8796 | 0 | 579269.6869
722 | 0.02197% | 0.01033% | [6 empty] | 2019-01-31 | 8 | 4.5277 | 208626.4025 | kWh | GS |  | 2019-01-31 | 8 | 1434961.301 | 208626.4025 | 425322.2566 | 0 | 633948.6591
723 | 0.02219% | 0.01048% | [6 empty] | 2019-01-31 | 9 | 4.7781 | 220167.0743 | kWh | GS |  | 2019-01-31 | 9 | 1253443.524 | 220167.0743 | 430397.7734 | 0 | 650564.8477
724 | 0.02248% | 0.01069% | [6 empty] | 2019-01-31 | 10 | 4.6915 | 216174.1198 | kWh | GS |  | 2019-01-31 | 10 | 1080145.689 | 216174.1198 | 418837.4084 | 0 | 635011.5282
725 | 0.02296% | 0.01128% | [6 empty] | 2019-01-31 | 11 | 4.5352 | 208970.717 | kWh | GS |  | 2019-01-31 | 11 | 918030.6227 | 208970.717 | 405000.4223 | 0 | 613971.1393
726 | 0.02378% | 0.01255% | [6 empty] | 2019-01-31 | 12 | 4.4346 | 204338.3266 | kWh | GS |  | 2019-01-31 | 12 | 775287.3095 | 204338.3266 | 394200.0671 | 0 | 598538.3937
727 | 0.02612% | 0.01422% | [6 empty] | 2019-01-31 | 13 | 4.1342 | 190494.5724 | kWh | GS |  | 2019-01-31 | 13 | 678388.8982 | 190494.5724 | 383317.9997 | 0 | 573812.5721
728 | 0.02625% | 0.01556% | [6 empty] | 2019-01-31 | 14 | 3.878 | 178690.4962 | kWh | GS |  | 2019-01-31 | 14 | 607334.7385 | 178690.4962 | 377310.3665 | 0 | 556000.8627
729 | 0.02293% | 0.01597% | [6 empty] | 2019-01-31 | 15 | 3.7483 | 172715.5138 | kWh | GS |  | 2019-01-31 | 15 | 559534.1084 | 172715.5138 | 368745.0057 | 0 | 541460.5195
730 | 0.01976% | 0.01559% | [6 empty] | 2019-01-31 | 16 | 3.4714 | 159957.0865 | kWh | GS |  | 2019-01-31 | 16 | 548964.783 | 159957.0865 | 354834.7519 | 0 | 514791.8384
731 | 0.01679% | 0.01507% | [6 empty] | 2019-01-31 | 17 | 3.3018 | 152139.8454 | kWh | GS |  | 2019-01-31 | 17 | 619565.3262 | 152139.8454 | 335709.6595 | 0 | 487849.5049
732 | 0.01418% | 0.01469% | [6 empty] | 2019-01-31 | 18 | 3.1685 | 145996.651 | kWh | GS |  | 2019-01-31 | 18 | 750744.3507 | 145996.651 | 324915.2151 | 0 | 470911.8661
733 | 0.01241% | 0.01409% | [6 empty] | 2019-01-31 | 19 | 3.3645 | 155030.9446 | kWh | GS |  | 2019-01-31 | 19 | 873732.1291 | 155030.9446 | 328507.6941 | 0 | 483538.6387
734 | 0.01111% | 0.01365% | [6 empty] | 2019-01-31 | 20 | 3.3467 | 154208.6624 | kWh | GS |  | 2019-01-31 | 20 | 938808.3369 | 154208.6624 | 315829.034 | 0 | 470037.6964
735 | 0.01023% | 0.01329% | [6 empty] | 2019-01-31 | 21 | 3.1934 | 147146.9048 | kWh | GS |  | 2019-01-31 | 21 | 954848.0446 | 147146.9048 | 306768.4888 | 0 | 453915.3936
736 | 0.01004% | 0.01264% | [6 empty] | 2019-01-31 | 22 | 3.0403 | 140092.0341 | kWh | GS |  | 2019-01-31 | 22 | 909931.1504 | 140092.0341 | 282599.3594 | 0 | 422691.3935
737 | 0.01133% | 0.01198% | [6 empty] | 2019-01-31 | 23 | 2.875 | 132476.1606 | kWh | GS |  | 2019-01-31 | 23 | 840082.2397 | 132476.1606 | 259676.9768 | 0 | 392153.1374
738 | 0.01373% | 0.01156% | [6 empty] | 2019-01-31 | 24 | 2.7157 | 125134.7789 | kWh | GS |  | 2019-01-31 | 24 | 748831.95 | 125134.7789 | 244431.1131 | 0 | 369565.892
739 | 0.01598% | 0.01187% | [6 empty] | 2019-02-01 | 1 | 2.6148 | 120484.7592 | kWh | GS |  | 2019-02-01 | 1 | 677597.3553 | 120484.7592 | 235256.105 | 0 | 355740.8642
740 | 0.01717% | 0.01154% | [6 empty] | 2019-02-01 | 2 | 2.6449 | 121870.1936 | kWh | GS |  | 2019-02-01 | 2 | 641131.218 | 121870.1936 | 230573.5672 | 0 | 352443.7608
741 | 0.01747% | 0.01114% | [6 empty] | 2019-02-01 | 3 | 2.6159 | 120536.4432 | kWh | GS |  | 2019-02-01 | 3 | 619316.2406 | 120536.4432 | 225705.2964 | 0 | 346241.7396
742 | 0.01664% | 0.01038% | [6 empty] | 2019-02-01 | 4 | 2.6276 | 121072.4568 | kWh | GS |  | 2019-02-01 | 4 | 617716.646 | 121072.4568 | 228190.5426 | 0 | 349262.9994
743 | 0.01537% | 0.009627% | [6 empty] | 2019-02-01 | 5 | 2.7059 | 124682.1491 | kWh | GS |  | 2019-02-01 | 5 | 635234.6489 | 124682.1491 | 240219.249 | 0 | 364901.3981
744 | 0.0137% | 0.009072% | [6 empty] | 2019-02-01 | 6 | 2.772 | 127730.1748 | kWh | GS |  | 2019-02-01 | 6 | 671990.8661 | 127730.1748 | 277253.8627 | 0 | 404984.0375
745 | 0.01239% | 0.008733% | [6 empty] | 2019-02-01 | 7 | 3.0624 | 141109.1674 | kWh | GS |  | 2019-02-01 | 7 | 768572.8388 | 141109.1674 | 329679.4851 | 0 | 470788.6525
746 | 0.01173% | 0.008652% | [6 empty] | 2019-02-01 | 8 | 3.3221 | 153073.5565 | kWh | GS |  | 2019-02-01 | 8 | 788261.8397 | 153073.5565 | 366932.2931 | 0 | 520005.8496
747 | 0.01133% | 0.0085% | [6 empty] | 2019-02-01 | 9 | 3.4543 | 159168.9444 | kWh | GS |  | 2019-02-01 | 9 | 731373.2323 | 159168.9444 | 380091.0941 | 0 | 539260.0385
748 | 0.0113% | 0.008574% | [6 empty] | 2019-02-01 | 10 | 3.4271 | 157914.5554 | kWh | GS |  | 2019-02-01 | 10 | 627780.2791 | 157914.5554 | 375601.7186 | 0 | 533516.274
749 | 0.01162% | 0.008958% | [6 empty] | 2019-02-01 | 11 | 3.3974 | 156544.6791 | kWh | GS |  | 2019-02-01 | 11 | 563578.9722 | 156544.6791 | 375457.6744 | 0 | 532002.3535
750 | 0.01229% | 0.009942% | [6 empty] | 2019-02-01 | 12 | 3.3775 | 155630.6852 | kWh | GS |  | 2019-02-01 | 12 | 518448.8718 | 155630.6852 | 373415.4596 | 0 | 529046.1448
751 | 0.01406% | 0.01156% | [6 empty] | 2019-02-01 | 13 | 3.2917 | 151677.1355 | kWh | GS |  | 2019-02-01 | 13 | 491010.3369 | 151677.1355 | 365649.4163 | 0 | 517326.5518
752 | 0.01442% | 0.01277% | [6 empty] | 2019-02-01 | 14 | 3.2747 | 150891.9557 | kWh | GS |  | 2019-02-01 | 14 | 487678.1605 | 150891.9557 | 361870.9474 | 0 | 512762.9031
753 | 0.01338% | 0.01324% | [6 empty] | 2019-02-01 | 15 | 3.3034 | 152215.3498 | kWh | GS |  | 2019-02-01 | 15 | 504123.0056 | 152215.3498 | 356031.6659 | 0 | 508247.0157
754 | 0.01148% | 0.0131% | [6 empty] | 2019-02-01 | 16 | 3.1278 | 144121.9148 | kWh | GS |  | 2019-02-01 | 16 | 519442.3698 | 144121.9148 | 340338.5682 | 0 | 484460.483
755 | 0.01031% | 0.01306% | [6 empty] | 2019-02-01 | 17 | 2.9532 | 136075.6418 | kWh | GS |  | 2019-02-01 | 17 | 569965.8591 | 136075.6418 | 319024.408 | 0 | 455100.0498
756 | 0.009483% | 0.01299% | [6 empty] | 2019-02-01 | 18 | 2.795 | 128786.5663 | kWh | GS |  | 2019-02-01 | 18 | 613811.1976 | 128786.5663 | 306960.4233 | 0 | 435746.9896
757 | 0.008981% | 0.0127% | [6 empty] | 2019-02-01 | 19 | 2.9615 | 136459.0844 | kWh | GS |  | 2019-02-01 | 19 | 679787.6101 | 136459.0844 | 308029.9783 | 0 | 444489.0627
758 | 0.00892% | 0.01259% | [6 empty] | 2019-02-01 | 20 | 2.8946 | 133376.8069 | kWh | GS |  | 2019-02-01 | 20 | 671766.2556 | 133376.8069 | 296196.7589 | 0 | 429573.5658
759 | 0.009221% | 0.01248% | [6 empty] | 2019-02-01 | 21 | 2.7399 | 126250.0065 | kWh | GS |  | 2019-02-01 | 21 | 625763.6204 | 126250.0065 | 284446.2953 | 0 | 410696.3018
760 | 0.009501% | 0.01189% | [6 empty] | 2019-02-01 | 22 | 2.6506 | 122136.0224 | kWh | GS |  | 2019-02-01 | 22 | 624451.1196 | 122136.0224 | 268125.7957 | 0 | 390261.8181
761 | 0.01043% | 0.01117% | [6 empty] | 2019-02-01 | 23 | 2.4707 | 113844.6514 | kWh | GS |  | 2019-02-01 | 23 | 588778.4205 | 113844.6514 | 246845.1044 | 0 | 360689.7558
762 | 0.01123% | 0.0107% | [6 empty] | 2019-02-01 | 24 | 2.4059 | 110857.4588 | kWh | GS |  | 2019-02-01 | 24 | 528039.0295 | 110857.4588 | 234400.4085 | 0 | 345257.8673
763 | 0.01243% | 0.01091% | [6 empty] | 2019-02-02 | 1 | 2.3221 | 106996.5624 | kWh | GS |  | 2019-02-02 | 1 | 473272.692 | 106996.5624 | 223685.1457 | 0 | 330681.7081
764 | 0.01229% | 0.01055% | [6 empty] | 2019-02-02 | 2 | 2.2293 | 102721.7501 | kWh | GS |  | 2019-02-02 | 2 | 439272.569 | 102721.7501 | 215762.6405 | 0 | 318484.3906
765 | 0.01145% | 0.01008% | [6 empty] | 2019-02-02 | 3 | 2.2078 | 101728.9371 | kWh | GS |  | 2019-02-02 | 3 | 418693.6527 | 101728.9371 | 208474.5582 | 0 | 310203.4953
766 | 0.01142% | 0.00958% | [6 empty] | 2019-02-02 | 4 | 2.1976 | 101260.6059 | kWh | GS |  | 2019-02-02 | 4 | 415493.5663 | 101260.6059 | 209112.8187 | 0 | 310373.4246
767 | 0.01077% | 0.008854% | [6 empty] | 2019-02-02 | 5 | 2.2101 | 101836.6175 | kWh | GS |  | 2019-02-02 | 5 | 413466.8413 | 101836.6175 | 209926.2028 | 0 | 311762.8203
768 | 0.009659% | 0.008475% | [6 empty] | 2019-02-02 | 6 | 2.275 | 104827.2732 | kWh | GS |  | 2019-02-02 | 6 | 434740.2712 | 104827.2732 | 224320.0552 | 0 | 329147.3284
769 | 0.008657% | 0.008118% | [6 empty] | 2019-02-02 | 7 | 2.3492 | 108247.1495 | kWh | GS |  | 2019-02-02 | 7 | 459641.9572 | 108247.1495 | 242093.313 | 0 | 350340.4625
770 | 0.008035% | 0.007818% | [6 empty] | 2019-02-02 | 8 | 2.4047 | 110804.4412 | kWh | GS |  | 2019-02-02 | 8 | 518447.6798 | 110804.4412 | 263664.8677 | 0 | 374469.3089
771 | 0.007658% | 0.007615% | [6 empty] | 2019-02-02 | 9 | 2.3622 | 108846.9883 | kWh | GS |  | 2019-02-02 | 9 | 597063.5846 | 108846.9883 | 266583.4496 | 0 | 375430.4379
772 | 0.0076% | 0.007619% | [6 empty] | 2019-02-02 | 10 | 2.4033 | 110741.318 | kWh | GS |  | 2019-02-02 | 10 | 608602.0526 | 110741.318 | 269960.9795 | 0 | 380702.2975
773 | 0.007563% | 0.007653% | [6 empty] | 2019-02-02 | 11 | 2.3739 | 109385.0849 | kWh | GS |  | 2019-02-02 | 11 | 581941.1958 | 109385.0849 | 268214.1206 | 0 | 377599.2055
774 | 0.007952% | 0.00808% | [6 empty] | 2019-02-02 | 12 | 2.3762 | 109489.1624 | kWh | GS |  | 2019-02-02 | 12 | 554378.0641 | 109489.1624 | 267781.3903 | 0 | 377270.5527
775 | 0.008407% | 0.0086% | [6 empty] | 2019-02-02 | 13 | 2.2968 | 105832.564 | kWh | GS |  | 2019-02-02 | 13 | 528347.7335 | 105832.564 | 263709.9647 | 0 | 369542.5287
776 | 0.009483% | 0.009192% | [6 empty] | 2019-02-02 | 14 | 2.2794 | 105031.7507 | kWh | GS |  | 2019-02-02 | 14 | 528040.5187 | 105031.7507 | 255684.737 | 0 | 360716.4877
777 | 0.01092% | 0.009216% | [6 empty] | 2019-02-02 | 15 | 2.3005 | 106000.4024 | kWh | GS |  | 2019-02-02 | 15 | 496280.5821 | 106000.4024 | 251194.6031 | 0 | 357195.0055
778 | 0.01113% | 0.009345% | [6 empty] | 2019-02-02 | 16 | 2.2647 | 104354.7337 | kWh | GS |  | 2019-02-02 | 16 | 484056.1167 | 104354.7337 | 248520.0287 | 0 | 352874.7624
779 | 0.01064% | 0.009269% | [6 empty] | 2019-02-02 | 17 | 2.2092 | 101794.323 | kWh | GS |  | 2019-02-02 | 17 | 496340.0558 | 101794.323 | 249441.4814 | 0 | 351235.8044
780 | 0.01014% | 0.009261% | [6 empty] | 2019-02-02 | 18 | 2.3338 | 107535.1035 | kWh | GS |  | 2019-02-02 | 18 | 524818.7884 | 107535.1035 | 249238.4092 | 0 | 356773.5127
781 | 0.009664% | 0.009072% | [6 empty] | 2019-02-02 | 19 | 2.5548 | 117721.9483 | kWh | GS |  | 2019-02-02 | 19 | 568609.4106 | 117721.9483 | 257421.3815 | 0 | 375143.3298
782 | 0.009659% | 0.008855% | [6 empty] | 2019-02-02 | 20 | 2.5798 | 118870.1455 | kWh | GS |  | 2019-02-02 | 20 | 593648.8514 | 118870.1455 | 248971.0788 | 0 | 367841.2243
783 | 0.009078% | 0.008768% | [6 empty] | 2019-02-02 | 21 | 2.5311 | 116628.973 | kWh | GS |  | 2019-02-02 | 21 | 558888.5584 | 116628.973 | 242766.5238 | 0 | 359395.4968
784 | 0.008854% | 0.008662% | [6 empty] | 2019-02-02 | 22 | 2.3989 | 110538.4338 | kWh | GS |  | 2019-02-02 | 22 | 545214.0401 | 110538.4338 | 234809.1751 | 0 | 345347.6089
785 | 0.009079% | 0.008622% | [6 empty] | 2019-02-02 | 23 | 2.3058 | 106246.2974 | kWh | GS |  | 2019-02-02 | 23 | 508299.4656 | 106246.2974 | 221180.8243 | 0 | 327427.1217
786 | 0.0096% | 0.008758% | [6 empty] | 2019-02-02 | 24 | 2.1823 | 100556.7263 | kWh | GS |  | 2019-02-02 | 24 | 457287.8391 | 100556.7263 | 208346.9876 | 0 | 308903.7139
787 | 0.0104% | 0.009209% | [6 empty] | 2019-02-03 | 1 | 2.1459 | 98877.5052 | kWh | GS |  | 2019-02-03 | 1 | 401715.2865 | 98877.5052 | 201694.8994 | 0 | 300572.4046
788 | 0.01086% | 0.00903% | [6 empty] | 2019-02-03 | 2 | 2.1166 | 97527.9221 | kWh | GS |  | 2019-02-03 | 2 | 363388.3729 | 97527.9221 | 198798.5507 | 0 | 296326.4728
789 | 0.01022% | 0.008822% | [6 empty] | 2019-02-03 | 3 | 2.0951 | 96536.8325 | kWh | GS |  | 2019-02-03 | 3 | 357529.1512 | 96536.8325 | 196378.927 | 0 | 292915.7595
790 | 0.009973% | 0.008478% | [6 empty] | 2019-02-03 | 4 | 2.0554 | 94710.3974 | kWh | GS |  | 2019-02-03 | 4 | 340758.0974 | 94710.3974 | 196099.251 | 0 | 290809.6484
791 | 0.009298% | 0.008038% | [6 empty] | 2019-02-03 | 5 | 2.0357 | 93802.5413 | kWh | GS |  | 2019-02-03 | 5 | 340843.4789 | 93802.5413 | 200290.5938 | 0 | 294093.1351
792 | 0.008364% | 0.007583% | [6 empty] | 2019-02-03 | 6 | 2.0594 | 94892.819 | kWh | GS |  | 2019-02-03 | 6 | 359899.0882 | 94892.819 | 210825.5065 | 0 | 305718.3255
793 | 0.007348% | 0.007378% | [6 empty] | 2019-02-03 | 7 | 2.1149 | 97450.395 | kWh | GS |  | 2019-02-03 | 7 | 398530.012 | 97450.395 | 226465.6292 | 0 | 323916.0242
794 | 0.006647% | 0.007274% | [6 empty] | 2019-02-03 | 8 | 2.1722 | 100088.675 | kWh | GS |  | 2019-02-03 | 8 | 479664.8217 | 100088.675 | 236440.8401 | 0 | 336529.5151
795 | 0.00654% | 0.00719% | [6 empty] | 2019-02-03 | 9 | 2.1612 | 99584.6853 | kWh | GS |  | 2019-02-03 | 9 | 560943.1064 | 99584.6853 | 242403.4578 | 0 | 341988.1431
796 | 0.006233% | 0.007139% | [6 empty] | 2019-02-03 | 10 | 2.4189 | 111457.3843 | kWh | GS |  | 2019-02-03 | 10 | 590323.4213 | 111457.3843 | 249852.9871 | 0 | 361310.3714
797 | 0.006235% | 0.007219% | [6 empty] | 2019-02-03 | 11 | 2.4802 | 114284.4603 | kWh | GS |  | 2019-02-03 | 11 | 613590.4251 | 114284.4603 | 249917.5496 | 0 | 364202.0099
798 | 0.006583% | 0.007505% | [6 empty] | 2019-02-03 | 12 | 2.4458 | 112696.1377 | kWh | GS |  | 2019-02-03 | 12 | 618875.3774 | 112696.1377 | 249792.8619 | 0 | 362488.9996
799 | 0.00729% | 0.007951% | [6 empty] | 2019-02-03 | 13 | 2.3567 | 108591.9852 | kWh | GS |  | 2019-02-03 | 13 | 623889.5257 | 108591.9852 | 243689.7398 | 0 | 352281.725
800 | 0.008774% | 0.008261% | [6 empty] | 2019-02-03 | 14 | 2.185 | 100681.4923 | kWh | GS |  | 2019-02-03 | 14 | 595840.0321 | 100681.4923 | 239374.2758 | 0 | 340055.7681
801 | 0.01026% | 0.008395% | [6 empty] | 2019-02-03 | 15 | 2.1308 | 98183.216 | kWh | GS |  | 2019-02-03 | 15 | 604062.6332 | 98183.216 | 236903.3408 | 0 | 335086.5568
802 | 0.0108% | 0.008869% | [6 empty] | 2019-02-03 | 16 | 2.128 | 98054.8399 | kWh | GS |  | 2019-02-03 | 16 | 590013.1779 | 98054.8399 | 235994.3615 | 0 | 334049.2014
803 | 0.01122% | 0.00894% | [6 empty] | 2019-02-03 | 17 | 2.1275 | 98029.6335 | kWh | GS |  | 2019-02-03 | 17 | 612478.2724 | 98029.6335 | 233969.4604 | 0 | 331999.0939
804 | 0.01132% | 0.008898% | [6 empty] | 2019-02-03 | 18 | 2.3053 | 106225.409 | kWh | GS |  | 2019-02-03 | 18 | 646567.7282 | 106225.409 | 240259.4654 | 0 | 346484.8744
805 | 0.01141% | 0.008648% | [6 empty] | 2019-02-03 | 19 | 2.5104 | 115675.4982 | kWh | GS |  | 2019-02-03 | 19 | 674577.9626 | 115675.4982 | 246330.7124 | 0 | 362006.2106
806 | 0.0109% | 0.008348% | [6 empty] | 2019-02-03 | 20 | 2.4415 | 112498.3664 | kWh | GS |  | 2019-02-03 | 20 | 642386.546 | 112498.3664 | 240226.0393 | 0 | 352724.4057
807 | 0.01105% | 0.008226% | [6 empty] | 2019-02-03 | 21 | 2.3483 | 108205.1447 | kWh | GS |  | 2019-02-03 | 21 | 611055.7106 | 108205.1447 | 233198.484 | 0 | 341403.6287
808 | 0.01079% | 0.0082% | [6 empty] | 2019-02-03 | 22 | 2.2908 | 105554.7226 | kWh | GS |  | 2019-02-03 | 22 | 548065.9033 | 105554.7226 | 226620.8359 | 0 | 332175.5585
809 | 0.0112% | 0.00815% | [6 empty] | 2019-02-03 | 23 | 2.2285 | 102682.8347 | kWh | GS |  | 2019-02-03 | 23 | 547530.8477 | 102682.8347 | 216278.361 | 0 | 318961.1957
810 | 0.01183% | 0.008506% | [6 empty] | 2019-02-03 | 24 | 2.1535 | 99230.4327 | kWh | GS |  | 2019-02-03 | 24 | 476742.7243 | 99230.4327 | 206761.5265 | 0 | 305991.9592
811 | 0.01234% | 0.008887% | [6 empty] | 2019-02-04 | 1 | 2.0886 | 96238.9291 | kWh | GS |  | 2019-02-04 | 1 | 389305.0993 | 96238.9291 | 201622.0497 | 0 | 297860.9788
812 | 0.01175% | 0.008659% | [6 empty] | 2019-02-04 | 2 | 2.0568 | 94771.4477 | kWh | GS |  | 2019-02-04 | 2 | 350875.4144 | 94771.4477 | 201322.5989 | 0 | 296094.0466
813 | 0.01118% | 0.008381% | [6 empty] | 2019-02-04 | 3 | 2.0382 | 93916.1662 | kWh | GS |  | 2019-02-04 | 3 | 344236.2237 | 93916.1662 | 200850.1805 | 0 | 294766.3467
814 | 0.01002% | 0.008154% | [6 empty] | 2019-02-04 | 4 | 2.05 | 94458.2516 | kWh | GS |  | 2019-02-04 | 4 | 348042.924 | 94458.2516 | 202135.8089 | 0 | 296594.0605
815 | 0.01002% | 0.00783% | [6 empty] | 2019-02-04 | 5 | 2.1259 | 97959.1731 | kWh | GS |  | 2019-02-04 | 5 | 353779.024 | 97959.1731 | 215958.8142 | 0 | 313917.9873
816 | 0.00872% | 0.007511% | [6 empty] | 2019-02-04 | 6 | 2.1688 | 99934.9715 | kWh | GS |  | 2019-02-04 | 6 | 418026.8113 | 99934.9715 | 252020.3277 | 0 | 351955.2992
817 | 0.007121% | 0.007312% | [6 empty] | 2019-02-04 | 7 | 2.4934 | 114889.37 | kWh | GS |  | 2019-02-04 | 7 | 527565.013 | 114889.37 | 300154.2459 | 0 | 415043.6159
818 | 0.006418% | 0.007269% | [6 empty] | 2019-02-04 | 8 | 2.8159 | 129749.751 | kWh | GS |  | 2019-02-04 | 8 | 556463.0626 | 129749.751 | 340909.8053 | 0 | 470659.5563
819 | 0.006297% | 0.007236% | [6 empty] | 2019-02-04 | 9 | 2.9878 | 137671.9743 | kWh | GS |  | 2019-02-04 | 9 | 500206.5899 | 137671.9743 | 357259.1919 | 0 | 494931.1662
820 | 0.006366% | 0.007281% | [6 empty] | 2019-02-04 | 10 | 3.2165 | 148208.8685 | kWh | GS |  | 2019-02-04 | 10 | 485606.5101 | 148208.8685 | 365310.0964 | 0 | 513518.9649
821 | 0.006471% | 0.007706% | [6 empty] | 2019-02-04 | 11 | 3.2544 | 149954.7705 | kWh | GS |  | 2019-02-04 | 11 | 457631.6961 | 149954.7705 | 365065.0629 | 0 | 515019.8334
822 | 0.007646% | 0.00864% | [6 empty] | 2019-02-04 | 12 | 3.2608 | 150253.1581 | kWh | GS |  | 2019-02-04 | 12 | 442459.6355 | 150253.1581 | 365338.5779 | 0 | 515591.736
823 | 0.00965% | 0.01019% | [6 empty] | 2019-02-04 | 13 | 3.1931 | 147133.741 | kWh | GS |  | 2019-02-04 | 13 | 442982.1145 | 147133.741 | 361797.1512 | 0 | 508930.8922
824 | 0.01018% | 0.01155% | [6 empty] | 2019-02-04 | 14 | 3.1091 | 143262.0795 | kWh | GS |  | 2019-02-04 | 14 | 416492.0144 | 143262.0795 | 361750.7655 | 0 | 505012.845
825 | 0.009149% | 0.01215% | [6 empty] | 2019-02-04 | 15 | 3.0685 | 141389.7817 | kWh | GS |  | 2019-02-04 | 15 | 389640.4907 | 141389.7817 | 357643.1464 | 0 | 499032.9281
826 | 0.008882% | 0.01261% | [6 empty] | 2019-02-04 | 16 | 2.983 | 137450.786 | kWh | GS |  | 2019-02-04 | 16 | 389027.1073 | 137450.786 | 340484.5872 | 0 | 477935.3732
827 | 0.008371% | 0.01264% | [6 empty] | 2019-02-04 | 17 | 2.7792 | 128058.9285 | kWh | GS |  | 2019-02-04 | 17 | 423255.5985 | 128058.9285 | 319718.4219 | 0 | 447777.3504
828 | 0.008093% | 0.01266% | [6 empty] | 2019-02-04 | 18 | 2.559 | 117912.2776 | kWh | GS |  | 2019-02-04 | 18 | 498784.5647 | 117912.2776 | 300906.5313 | 0 | 418818.8089
829 | 0.008103% | 0.01249% | [6 empty] | 2019-02-04 | 19 | 2.6215 | 120791.8188 | kWh | GS |  | 2019-02-04 | 19 | 581093.771 | 120791.8188 | 303398.9287 | 0 | 424190.7475
830 | 0.007618% | 0.0124% | [6 empty] | 2019-02-04 | 20 | 2.6179 | 120627.9558 | kWh | GS |  | 2019-02-04 | 20 | 658180.9196 | 120627.9558 | 294534.101 | 0 | 415162.0568
831 | 0.007127% | 0.01225% | [6 empty] | 2019-02-04 | 21 | 2.5062 | 115481.8324 | kWh | GS |  | 2019-02-04 | 21 | 648084.4947 | 115481.8324 | 282085.3351 | 0 | 397567.1675
832 | 0.007116% | 0.01173% | [6 empty] | 2019-02-04 | 22 | 2.3944 | 110331.0372 | kWh | GS |  | 2019-02-04 | 22 | 607464.2166 | 110331.0372 | 266087.7291 | 0 | 376418.7663
833 | 0.007742% | 0.01099% | [6 empty] | 2019-02-04 | 23 | 2.3134 | 106597.9881 | kWh | GS |  | 2019-02-04 | 23 | 572171.3759 | 106597.9881 | 242725.8579 | 0 | 349323.846
834 | 0.009123% | 0.01028% | [6 empty] | 2019-02-04 | 24 | 2.2556 | 103931.6663 | kWh | GS |  | 2019-02-04 | 24 | 503271.2534 | 103931.6663 | 234084.6938 | 0 | 338016.3601
835 | 0.01063% | 0.01041% | [6 empty] | 2019-02-05 | 1 | 2.2095 | 101810.9557 | kWh | GS |  | 2019-02-05 | 1 | 469393.9496 | 101810.9557 | 219533.0033 | 0 | 321343.959
836 | 0.01204% | 0.01019% | [6 empty] | 2019-02-05 | 2 | 2.2083 | 101752.5887 | kWh | GS |  | 2019-02-05 | 2 | 452670.5282 | 101752.5887 | 215143.6188 | 0 | 316896.2075
837 | 0.01185% | 0.009759% | [6 empty] | 2019-02-05 | 3 | 2.2432 | 103360.0943 | kWh | GS |  | 2019-02-05 | 3 | 453986.5444 | 103360.0943 | 215723.5241 | 0 | 319083.6184
838 | 0.01111% | 0.00924% | [6 empty] | 2019-02-05 | 4 | 2.3206 | 106930.351 | kWh | GS |  | 2019-02-05 | 4 | 475172.4743 | 106930.351 | 214820.4851 | 0 | 321750.8361
839 | 0.01047% | 0.008575% | [6 empty] | 2019-02-05 | 5 | 2.4417 | 112508.1362 | kWh | GS |  | 2019-02-05 | 5 | 523158.7526 | 112508.1362 | 228536.6074 | 0 | 341044.7436
840 | 0.009206% | 0.008298% | [6 empty] | 2019-02-05 | 6 | 2.5388 | 116983.6285 | kWh | GS |  | 2019-02-05 | 6 | 611871.9669 | 116983.6285 | 265775.0739 | 0 | 382758.7024
841 | 0.008586% | 0.007888% | [6 empty] | 2019-02-05 | 7 | 2.8471 | 131187.7927 | kWh | GS |  | 2019-02-05 | 7 | 715031.0312 | 131187.7927 | 312077.6333 | 0 | 443265.426
842 | 0.00828% | 0.007779% | [6 empty] | 2019-02-05 | 8 | 3.1522 | 145248.4174 | kWh | GS |  | 2019-02-05 | 8 | 754189.3109 | 145248.4174 | 347864.7016 | 0 | 493113.119
843 | 0.008304% | 0.007833% | [6 empty] | 2019-02-05 | 9 | 3.2756 | 150934.418 | kWh | GS |  | 2019-02-05 | 9 | 660065.6483 | 150934.418 | 361336.3415 | 0 | 512270.7595
844 | 0.008692% | 0.007898% | [6 empty] | 2019-02-05 | 10 | 3.264 | 150399.7379 | kWh | GS |  | 2019-02-05 | 10 | 541057.6165 | 150399.7379 | 369186.0563 | 0 | 519585.7942
845 | 0.009569% | 0.008372% | [6 empty] | 2019-02-05 | 11 | 3.3003 | 152069.7664 | kWh | GS |  | 2019-02-05 | 11 | 449698.4915 | 152069.7664 | 368356.1465 | 0 | 520425.9129
846 | 0.01119% | 0.009396% | [6 empty] | 2019-02-05 | 12 | 3.3261 | 153261.8778 | kWh | GS |  | 2019-02-05 | 12 | 405995.6974 | 153261.8778 | 370778.6179 | 0 | 524040.4957
847 | 0.01308% | 0.01088% | [6 empty] | 2019-02-05 | 13 | 3.2875 | 151479.6946 | kWh | GS |  | 2019-02-05 | 13 | 377882.4669 | 151479.6946 | 372288.4188 | 0 | 523768.1134
848 | 0.0138% | 0.0121% | [6 empty] | 2019-02-05 | 14 | 3.2992 | 152021.2074 | kWh | GS |  | 2019-02-05 | 14 | 367575.1631 | 152021.2074 | 380987.2507 | 0 | 533008.4581
849 | 0.01207% | 0.01258% | [6 empty] | 2019-02-05 | 15 | 3.3568 | 154675.4328 | kWh | GS |  | 2019-02-05 | 15 | 376799.7707 | 154675.4328 | 378221.5796 | 0 | 532897.0124
850 | 0.009897% | 0.01275% | [6 empty] | 2019-02-05 | 16 | 3.3617 | 154898.6281 | kWh | GS |  | 2019-02-05 | 16 | 386985.5532 | 154898.6281 | 365383.5571 | 0 | 520282.1852
851 | 0.008226% | 0.01278% | [6 empty] | 2019-02-05 | 17 | 3.2182 | 148286.4376 | kWh | GS |  | 2019-02-05 | 17 | 437255.0076 | 148286.4376 | 343252.9225 | 0 | 491539.3601
852 | 0.007426% | 0.01286% | [6 empty] | 2019-02-05 | 18 | 2.8719 | 132329.4326 | kWh | GS |  | 2019-02-05 | 18 | 477978.9982 | 132329.4326 | 319915.0041 | 0 | 452244.4367
853 | 0.006912% | 0.01286% | [6 empty] | 2019-02-05 | 19 | 2.7891 | 128517.1884 | kWh | GS |  | 2019-02-05 | 19 | 557742.238 | 128517.1884 | 312223.4898 | 0 | 440740.6782
854 | 0.006723% | 0.01308% | [6 empty] | 2019-02-05 | 20 | 2.7146 | 125083.9901 | kWh | GS |  | 2019-02-05 | 20 | 614170.4099 | 125083.9901 | 303369.5637 | 0 | 428453.5538
855 | 0.006892% | 0.01308% | [6 empty] | 2019-02-05 | 21 | 2.4901 | 114737.6869 | kWh | GS |  | 2019-02-05 | 21 | 582542.7167 | 114737.6869 | 287813.3897 | 0 | 402551.0766
856 | 0.007079% | 0.01277% | [6 empty] | 2019-02-05 | 22 | 2.2731 | 104740.6993 | kWh | GS |  | 2019-02-05 | 22 | 512148.3662 | 104740.6993 | 267871.8721 | 0 | 372612.5714
857 | 0.007998% | 0.01207% | [6 empty] | 2019-02-05 | 23 | 2.129 | 98101.5767 | kWh | GS |  | 2019-02-05 | 23 | 467251.2738 | 98101.5767 | 243709.3591 | 0 | 341810.9359
858 | 0.008743% | 0.0111% | [6 empty] | 2019-02-05 | 24 | 2.0756 | 95638.0502 | kWh | GS |  | 2019-02-05 | 24 | 390469.9556 | 95638.0502 | 229799.7603 | 0 | 325437.8105
859 | 0.0102% | 0.01082% | [6 empty] | 2019-02-06 | 1 | 1.9418 | 89476.4749 | kWh | GS |  | 2019-02-06 | 1 | 326420.0337 | 89476.4749 | 214452.9561 | 0 | 303929.431
860 | 0.01123% | 0.01052% | [6 empty] | 2019-02-06 | 2 | 1.9227 | 88592.3724 | kWh | GS |  | 2019-02-06 | 2 | 290664.634 | 88592.3724 | 212889.0494 | 0 | 301481.4218
861 | 0.01066% | 0.009882% | [6 empty] | 2019-02-06 | 3 | 1.9148 | 88228.3442 | kWh | GS |  | 2019-02-06 | 3 | 294858.4556 | 88228.3442 | 208945.9531 | 0 | 297174.2973
862 | 0.009368% | 0.009147% | [6 empty] | 2019-02-06 | 4 | 1.9286 | 88865.0196 | kWh | GS |  | 2019-02-06 | 4 | 298629.5908 | 88865.0196 | 210627.5952 | 0 | 299492.6148
863 | 0.008547% | 0.008391% | [6 empty] | 2019-02-06 | 5 | 2.0036 | 92319.7605 | kWh | GS |  | 2019-02-06 | 5 | 330297.3402 | 92319.7605 | 221058.0168 | 0 | 313377.7773
864 | 0.007142% | 0.007989% | [6 empty] | 2019-02-06 | 6 | 2.1621 | 99625.9567 | kWh | GS |  | 2019-02-06 | 6 | 396862.1328 | 99625.9567 | 256584.803 | 0 | 356210.7597
865 | 0.005971% | 0.007461% | [6 empty] | 2019-02-06 | 7 | 2.4246 | 111720.4771 | kWh | GS |  | 2019-02-06 | 7 | 517323.5226 | 111720.4771 | 300061.4446 | 0 | 411781.9217
866 | 0.005317% | 0.007401% | [6 empty] | 2019-02-06 | 8 | 2.7155 | 125124.1953 | kWh | GS |  | 2019-02-06 | 8 | 557064.4836 | 125124.1953 | 331165.3321 | 0 | 456289.5274
867 | 0.005393% | 0.007295% | [6 empty] | 2019-02-06 | 9 | 2.942 | 135563.335 | kWh | GS |  | 2019-02-06 | 9 | 515049.9808 | 135563.335 | 350757.2299 | 0 | 486320.5649
868 | 0.005462% | 0.007352% | [6 empty] | 2019-02-06 | 10 | 3.103 | 142977.7791 | kWh | GS |  | 2019-02-06 | 10 | 438537.3612 | 142977.7791 | 364201.5798 | 0 | 507179.3589
869 | 0.006042% | 0.007693% | [6 empty] | 2019-02-06 | 11 | 3.1982 | 147366.8865 | kWh | GS |  | 2019-02-06 | 11 | 378556.4362 | 147366.8865 | 377924.4451 | 0 | 525291.3316
870 | 0.007259% | 0.008744% | [6 empty] | 2019-02-06 | 12 | 3.3019 | 152142.7001 | kWh | GS |  | 2019-02-06 | 12 | 349635.6594 | 152142.7001 | 388638.1495 | 0 | 540780.8496
871 | 0.009463% | 0.01011% | [6 empty] | 2019-02-06 | 13 | 3.3983 | 156588.4141 | kWh | GS |  | 2019-02-06 | 13 | 368290.8378 | 156588.4141 | 396137.9538 | 0 | 552726.3679
872 | 0.01019% | 0.0112% | [6 empty] | 2019-02-06 | 14 | 3.4951 | 161045.3091 | kWh | GS |  | 2019-02-06 | 14 | 370468.2703 | 161045.3091 | 397606.8358 | 0 | 558652.1449
873 | 0.009421% | 0.01194% | [6 empty] | 2019-02-06 | 15 | 3.6097 | 166326.5314 | kWh | GS |  | 2019-02-06 | 15 | 401132.065 | 166326.5314 | 395623.7827 | 0 | 561950.3141
874 | 0.008021% | 0.01245% | [6 empty] | 2019-02-06 | 16 | 3.5738 | 164671.2731 | kWh | GS |  | 2019-02-06 | 16 | 422867.7337 | 164671.2731 | 384490.4941 | 0 | 549161.7672
875 | 0.006924% | 0.01289% | [6 empty] | 2019-02-06 | 17 | 3.3702 | 155293.3902 | kWh | GS |  | 2019-02-06 | 17 | 477477.0663 | 155293.3902 | 365504.0194 | 0 | 520797.4096
876 | 0.006395% | 0.01328% | [6 empty] | 2019-02-06 | 18 | 2.977 | 137176.2043 | kWh | GS |  | 2019-02-06 | 18 | 510827.0082 | 137176.2043 | 340576.6576 | 0 | 477752.8619
877 | 0.006737% | 0.01357% | [6 empty] | 2019-02-06 | 19 | 3.0094 | 138666.9868 | kWh | GS |  | 2019-02-06 | 19 | 582464.3521 | 138666.9868 | 330166.8368 | 0 | 468833.8236
878 | 0.006776% | 0.01371% | [6 empty] | 2019-02-06 | 20 | 2.9007 | 133660.0835 | kWh | GS |  | 2019-02-06 | 20 | 607330.2908 | 133660.0835 | 314616.5062 | 0 | 448276.5897
879 | 0.007337% | 0.01379% | [6 empty] | 2019-02-06 | 21 | 2.6204 | 120744.5377 | kWh | GS |  | 2019-02-06 | 21 | 570762.3899 | 120744.5377 | 298320.6501 | 0 | 419065.1878
880 | 0.007735% | 0.01348% | [6 empty] | 2019-02-06 | 22 | 2.3893 | 110095.6007 | kWh | GS |  | 2019-02-06 | 22 | 518619.728 | 110095.6007 | 276484.6259 | 0 | 386580.2266
881 | 0.008734% | 0.01278% | [6 empty] | 2019-02-06 | 23 | 2.1721 | 100085.1983 | kWh | GS |  | 2019-02-06 | 23 | 444632.4934 | 100085.1983 | 246772.0891 | 0 | 346857.2874
882 | 0.009344% | 0.01173% | [6 empty] | 2019-02-06 | 24 | 2.0658 | 95187.3104 | kWh | GS |  | 2019-02-06 | 24 | 353649.9652 | 95187.3104 | 231072.8752 | 0 | 326260.1856
883 | 0.01065% | 0.01151% | [6 empty] | 2019-02-07 | 1 | 1.9465 | 89690.4704 | kWh | GS |  | 2019-02-07 | 1 | 302832.5896 | 89690.4704 | 220723.1965 | 0 | 310413.6669
884 | 0.01111% | 0.011% | [6 empty] | 2019-02-07 | 2 | 1.8974 | 87427.4813 | kWh | GS |  | 2019-02-07 | 2 | 269564.4973 | 87427.4813 | 211828.2723 | 0 | 299255.7536
885 | 0.01044% | 0.01029% | [6 empty] | 2019-02-07 | 3 | 1.8634 | 85862.2851 | kWh | GS |  | 2019-02-07 | 3 | 260545.174 | 85862.2851 | 207891.6256 | 0 | 293753.9107
886 | 0.009486% | 0.00949% | [6 empty] | 2019-02-07 | 4 | 1.8673 | 86040.3277 | kWh | GS |  | 2019-02-07 | 4 | 259932.6336 | 86040.3277 | 207744.6968 | 0 | 293785.0245
887 | 0.008133% | 0.008515% | [6 empty] | 2019-02-07 | 5 | 1.9053 | 87794.3286 | kWh | GS |  | 2019-02-07 | 5 | 269170.9394 | 87794.3286 | 220192.3918 | 0 | 307986.7204
888 | 0.006469% | 0.008009% | [6 empty] | 2019-02-07 | 6 | 1.9989 | 92103.9911 | kWh | GS |  | 2019-02-07 | 6 | 326749.0638 | 92103.9911 | 249947.7655 | 0 | 342051.7566
889 | 0.005539% | 0.00762% | [6 empty] | 2019-02-07 | 7 | 2.2366 | 103056.841 | kWh | GS |  | 2019-02-07 | 7 | 458881.7797 | 103056.841 | 296310.966 | 0 | 399367.807
890 | 0.004931% | 0.007346% | [6 empty] | 2019-02-07 | 8 | 2.5204 | 116133.4069 | kWh | GS |  | 2019-02-07 | 8 | 494845.6147 | 116133.4069 | 331163.343 | 0 | 447296.7499
891 | 0.004766% | 0.007211% | [6 empty] | 2019-02-07 | 9 | 2.7693 | 127603.2204 | kWh | GS |  | 2019-02-07 | 9 | 441292.148 | 127603.2204 | 352467.9707 | 0 | 480071.1911
892 | 0.004755% | 0.007212% | [6 empty] | 2019-02-07 | 10 | 3.0677 | 141351.2995 | kWh | GS |  | 2019-02-07 | 10 | 407387.6537 | 141351.2995 | 372975.5021 | 0 | 514326.8016
893 | 0.004924% | 0.00756% | [6 empty] | 2019-02-07 | 11 | 3.2627 | 150337.6908 | kWh | GS |  | 2019-02-07 | 11 | 365868.8756 | 150337.6908 | 386149.267 | 0 | 536486.9578
894 | 0.005977% | 0.008397% | [6 empty] | 2019-02-07 | 12 | 3.4745 | 160097.8549 | kWh | GS |  | 2019-02-07 | 12 | 365303.7156 | 160097.8549 | 399567.1643 | 0 | 559665.0192
895 | 0.008394% | 0.009804% | [6 empty] | 2019-02-07 | 13 | 3.6097 | 166328.7078 | kWh | GS |  | 2019-02-07 | 13 | 382666.7166 | 166328.7078 | 406177.8199 | 0 | 572506.5277
896 | 0.009051% | 0.01098% | [6 empty] | 2019-02-07 | 14 | 3.7049 | 170715.8103 | kWh | GS |  | 2019-02-07 | 14 | 414220.9762 | 170715.8103 | 412414.2935 | 0 | 583130.1038
897 | 0.008072% | 0.01178% | [6 empty] | 2019-02-07 | 15 | 3.8129 | 175689.5392 | kWh | GS |  | 2019-02-07 | 15 | 432330.2358 | 175689.5392 | 408342.5129 | 0 | 584032.0521
898 | 0.007452% | 0.01263% | [6 empty] | 2019-02-07 | 16 | 3.8099 | 175551.8671 | kWh | GS |  | 2019-02-07 | 16 | 454219.505 | 175551.8671 | 394092.2065 | 0 | 569644.0736
899 | 0.006692% | 0.01317% | [6 empty] | 2019-02-07 | 17 | 3.5807 | 164993.674 | kWh | GS |  | 2019-02-07 | 17 | 508930.3138 | 164993.674 | 372671.02 | 0 | 537664.694
900 | 0.006682% | 0.01374% | [6 empty] | 2019-02-07 | 18 | 3.1908 | 147026.0554 | kWh | GS |  | 2019-02-07 | 18 | 530023.6523 | 147026.0554 | 347550.0899 | 0 | 494576.1453
901 | 0.007% | 0.01405% | [6 empty] | 2019-02-07 | 19 | 3.1089 | 143253.82 | kWh | GS |  | 2019-02-07 | 19 | 588529.5349 | 143253.82 | 333639.0533 | 0 | 476892.8733
902 | 0.007577% | 0.01431% | [6 empty] | 2019-02-07 | 20 | 2.9305 | 135033.8608 | kWh | GS |  | 2019-02-07 | 20 | 607673.0359 | 135033.8608 | 317795.6127 | 0 | 452829.4735
903 | 0.007908% | 0.01434% | [6 empty] | 2019-02-07 | 21 | 2.7223 | 125436.4091 | kWh | GS |  | 2019-02-07 | 21 | 604877.8007 | 125436.4091 | 301235.0073 | 0 | 426671.4164
904 | 0.008308% | 0.01398% | [6 empty] | 2019-02-07 | 22 | 2.4603 | 113367.1774 | kWh | GS |  | 2019-02-07 | 22 | 534952.7078 | 113367.1774 | 277871.7709 | 0 | 391238.9483
905 | 0.009309% | 0.0132% | [6 empty] | 2019-02-07 | 23 | 2.2321 | 102849.1268 | kWh | GS |  | 2019-02-07 | 23 | 469036.5631 | 102849.1268 | 251328.9764 | 0 | 354178.1032
906 | 0.009695% | 0.01214% | [6 empty] | 2019-02-07 | 24 | 2.1042 | 96957.785 | kWh | GS |  | 2019-02-07 | 24 | 365402.1426 | 96957.785 | 235476.5598 | 0 | 332434.3448
907 | 0.01077% | 0.01171% | [6 empty] | 2019-02-08 | 1 | 1.9478 | 89750.2533 | kWh | GS |  | 2019-02-08 | 1 | 303055.0565 | 89750.2533 | 223933.2538 | 0 | 313683.5071
908 | 0.01112% | 0.01112% | [6 empty] | 2019-02-08 | 2 | 1.9218 | 88551.4532 | kWh | GS |  | 2019-02-08 | 2 | 266349.2898 | 88551.4532 | 215337.5573 | 0 | 303889.0105
909 | 0.01106% | 0.01047% | [6 empty] | 2019-02-08 | 3 | 1.9041 | 87737.9469 | kWh | GS |  | 2019-02-08 | 3 | 249987.1317 | 87737.9469 | 210833.6898 | 0 | 298571.6367
910 | 0.009785% | 0.009604% | [6 empty] | 2019-02-08 | 4 | 1.8799 | 86621.756 | kWh | GS |  | 2019-02-08 | 4 | 244261.5081 | 86621.756 | 208612.4556 | 0 | 295234.2116
911 | 0.008579% | 0.008694% | [6 empty] | 2019-02-08 | 5 | 1.8832 | 86772.1764 | kWh | GS |  | 2019-02-08 | 5 | 259723.2271 | 86772.1764 | 220496.3192 | 0 | 307268.4956
912 | 0.006684% | 0.008161% | [6 empty] | 2019-02-08 | 6 | 1.9612 | 90370.0444 | kWh | GS |  | 2019-02-08 | 6 | 309696.5029 | 90370.0444 | 247357.8438 | 0 | 337727.8882
913 | 0.005543% | 0.0077% | [6 empty] | 2019-02-08 | 7 | 2.1639 | 99706.2212 | kWh | GS |  | 2019-02-08 | 7 | 401940.1952 | 99706.2212 | 293697.4146 | 0 | 393403.6358
914 | 0.004872% | 0.00746% | [6 empty] | 2019-02-08 | 8 | 2.3383 | 107744.6973 | kWh | GS |  | 2019-02-08 | 8 | 444261.9746 | 107744.6973 | 325172.2801 | 0 | 432916.9774
915 | 0.004573% | 0.007329% | [6 empty] | 2019-02-08 | 9 | 2.6733 | 123178.2111 | kWh | GS |  | 2019-02-08 | 9 | 402292.1881 | 123178.2111 | 348712.8462 | 0 | 471891.0573
916 | 0.004468% | 0.007247% | [6 empty] | 2019-02-08 | 10 | 2.9363 | 135296.7009 | kWh | GS |  | 2019-02-08 | 10 | 371286.5094 | 135296.7009 | 372659.644 | 0 | 507956.3449
917 | 0.004751% | 0.007543% | [6 empty] | 2019-02-08 | 11 | 3.2183 | 148290.7922 | kWh | GS |  | 2019-02-08 | 11 | 369718.5833 | 148290.7922 | 384578.2732 | 0 | 532869.0654
918 | 0.005665% | 0.008291% | [6 empty] | 2019-02-08 | 12 | 3.4436 | 158676.3406 | kWh | GS |  | 2019-02-08 | 12 | 375645.2667 | 158676.3406 | 399352.7897 | 0 | 558029.1303
919 | 0.007352% | 0.009657% | [6 empty] | 2019-02-08 | 13 | 3.5643 | 164235.5227 | kWh | GS |  | 2019-02-08 | 13 | 416718.4367 | 164235.5227 | 403699.7583 | 0 | 567935.281
920 | 0.008126% | 0.01063% | [6 empty] | 2019-02-08 | 14 | 3.6714 | 169172.2728 | kWh | GS |  | 2019-02-08 | 14 | 430706.5014 | 169172.2728 | 410231.8453 | 0 | 579404.1181
921 | 0.007358% | 0.01158% | [6 empty] | 2019-02-08 | 15 | 3.7636 | 173417.0517 | kWh | GS |  | 2019-02-08 | 15 | 474739.658 | 173417.0517 | 405685.4051 | 0 | 579102.4568
922 | 0.006791% | 0.01247% | [6 empty] | 2019-02-08 | 16 | 3.7267 | 171716.7017 | kWh | GS |  | 2019-02-08 | 16 | 513500.46 | 171716.7017 | 387604.9498 | 0 | 559321.6515
923 | 0.006763% | 0.01308% | [6 empty] | 2019-02-08 | 17 | 3.4438 | 158681.4748 | kWh | GS |  | 2019-02-08 | 17 | 537358.6421 | 158681.4748 | 363095.2748 | 0 | 521776.7496
924 | 0.006871% | 0.0137% | [6 empty] | 2019-02-08 | 18 | 3.1368 | 144538.7125 | kWh | GS |  | 2019-02-08 | 18 | 556163.6699 | 144538.7125 | 333226.876 | 0 | 477765.5885
925 | 0.007622% | 0.01394% | [6 empty] | 2019-02-08 | 19 | 3.0978 | 142742.079 | kWh | GS |  | 2019-02-08 | 19 | 580634.1597 | 142742.079 | 326186.7056 | 0 | 468928.7846
926 | 0.007878% | 0.01422% | [6 empty] | 2019-02-08 | 20 | 2.9631 | 136533.6782 | kWh | GS |  | 2019-02-08 | 20 | 581407.2637 | 136533.6782 | 305366.9065 | 0 | 441900.5847
927 | 0.008684% | 0.01422% | [6 empty] | 2019-02-08 | 21 | 2.7272 | 125665.969 | kWh | GS |  | 2019-02-08 | 21 | 555724.2207 | 125665.969 | 291796.0254 | 0 | 417461.9944
928 | 0.009393% | 0.01373% | [6 empty] | 2019-02-08 | 22 | 2.5541 | 117685.5788 | kWh | GS |  | 2019-02-08 | 22 | 502764.3926 | 117685.5788 | 274916.4032 | 0 | 392601.982
929 | 0.009829% | 0.01281% | [6 empty] | 2019-02-08 | 23 | 2.3849 | 109889.1764 | kWh | GS |  | 2019-02-08 | 23 | 460422.5668 | 109889.1764 | 241780.4826 | 0 | 351669.659
930 | 0.01017% | 0.01173% | [6 empty] | 2019-02-08 | 24 | 2.1913 | 100970.2224 | kWh | GS |  | 2019-02-08 | 24 | 387599.113 | 100970.2224 | 222230.6987 | 0 | 323200.9211
931 | 0.01062% | 0.01151% | [6 empty] | 2019-02-09 | 1 | 1.9716 | 90846.9107 | kWh | GS |  | 2019-02-09 | 1 | 340716.7046 | 90846.9107 | 213534.2546 | 0 | 304381.1653
932 | 0.01063% | 0.01085% | [6 empty] | 2019-02-09 | 2 | 1.8847 | 86842.307 | kWh | GS |  | 2019-02-09 | 2 | 289335.3026 | 86842.307 | 204413.8737 | 0 | 291256.1807
933 | 0.01016% | 0.01025% | [6 empty] | 2019-02-09 | 3 | 1.8484 | 85170.0436 | kWh | GS |  | 2019-02-09 | 3 | 256366.6653 | 85170.0436 | 199355.9132 | 0 | 284525.9568
934 | 0.009196% | 0.009638% | [6 empty] | 2019-02-09 | 4 | 1.8173 | 83739.6739 | kWh | GS |  | 2019-02-09 | 4 | 242038.8208 | 83739.6739 | 194068.7699 | 0 | 277808.4438
935 | 0.008422% | 0.008633% | [6 empty] | 2019-02-09 | 5 | 1.8112 | 83457.3894 | kWh | GS |  | 2019-02-09 | 5 | 246968.3512 | 83457.3894 | 196096.8243 | 0 | 279554.2137
936 | 0.00709% | 0.007934% | [6 empty] | 2019-02-09 | 6 | 1.8653 | 85948.2789 | kWh | GS |  | 2019-02-09 | 6 | 266132.1434 | 85948.2789 | 207935.5835 | 0 | 293883.8624
937 | 0.006232% | 0.007472% | [6 empty] | 2019-02-09 | 7 | 1.9589 | 90264.3973 | kWh | GS |  | 2019-02-09 | 7 | 307837.5466 | 90264.3973 | 228283.6189 | 0 | 318548.0162
938 | 0.005292% | 0.00715% | [6 empty] | 2019-02-09 | 8 | 1.9236 | 88636.9018 | kWh | GS |  | 2019-02-09 | 8 | 383095.1142 | 88636.9018 | 243573.4697 | 0 | 332210.3714
939 | 0.004689% | 0.006985% | [6 empty] | 2019-02-09 | 9 | 1.9735 | 90933.5057 | kWh | GS |  | 2019-02-09 | 9 | 476790.5416 | 90933.5057 | 250878.9975 | 0 | 341812.5032
940 | 0.004427% | 0.00682% | [6 empty] | 2019-02-09 | 10 | 2.1541 | 99254.5378 | kWh | GS |  | 2019-02-09 | 10 | 524872.0193 | 99254.5378 | 261510.7746 | 0 | 360765.3124
941 | 0.004517% | 0.006863% | [6 empty] | 2019-02-09 | 11 | 2.3039 | 106157.9601 | kWh | GS |  | 2019-02-09 | 11 | 544239.0753 | 106157.9601 | 263118.751 | 0 | 369276.7111
942 | 0.004868% | 0.007214% | [6 empty] | 2019-02-09 | 12 | 2.3275 | 107246.695 | kWh | GS |  | 2019-02-09 | 12 | 530563.9839 | 107246.695 | 260963.6422 | 0 | 368210.3372
943 | 0.005631% | 0.00782% | [6 empty] | 2019-02-09 | 13 | 2.2478 | 103574.3118 | kWh | GS |  | 2019-02-09 | 13 | 548651.2874 | 103574.3118 | 259080.7135 | 0 | 362655.0253
944 | 0.007007% | 0.008155% | [6 empty] | 2019-02-09 | 14 | 2.2664 | 104433.4715 | kWh | GS |  | 2019-02-09 | 14 | 550237.1854 | 104433.4715 | 251726.9594 | 0 | 356160.4309
945 | 0.008721% | 0.008391% | [6 empty] | 2019-02-09 | 15 | 2.2747 | 104815.8047 | kWh | GS |  | 2019-02-09 | 15 | 552412.1819 | 104815.8047 | 245665.8454 | 0 | 350481.6501
946 | 0.009601% | 0.008856% | [6 empty] | 2019-02-09 | 16 | 2.2039 | 101550.7398 | kWh | GS |  | 2019-02-09 | 16 | 560329.3695 | 101550.7398 | 243237.3631 | 0 | 344788.1029
947 | 0.009955% | 0.009065% | [6 empty] | 2019-02-09 | 17 | 2.213 | 101971.2096 | kWh | GS |  | 2019-02-09 | 17 | 574676.6903 | 101971.2096 | 241177.1811 | 0 | 343148.3907
948 | 0.009705% | 0.009039% | [6 empty] | 2019-02-09 | 18 | 2.3174 | 106781.682 | kWh | GS |  | 2019-02-09 | 18 | 558750.7268 | 106781.682 | 241398.1226 | 0 | 348179.8046
949 | 0.01004% | 0.008902% | [6 empty] | 2019-02-09 | 19 | 2.5797 | 118868.3843 | kWh | GS |  | 2019-02-09 | 19 | 616341.8874 | 118868.3843 | 253571.8877 | 0 | 372440.272
950 | 0.01006% | 0.008743% | [6 empty] | 2019-02-09 | 20 | 2.5296 | 116557.0562 | kWh | GS |  | 2019-02-09 | 20 | 626484.3837 | 116557.0562 | 246806.2509 | 0 | 363363.3071
951 | 0.0101% | 0.008604% | [6 empty] | 2019-02-09 | 21 | 2.4377 | 112322.5009 | kWh | GS |  | 2019-02-09 | 21 | 609983.5126 | 112322.5009 | 242220.7573 | 0 | 354543.2582
952 | 0.01025% | 0.008464% | [6 empty] | 2019-02-09 | 22 | 2.3313 | 107423.1911 | kWh | GS |  | 2019-02-09 | 22 | 584110.8154 | 107423.1911 | 233994.9167 | 0 | 341418.1078
953 | 0.01051% | 0.008424% | [6 empty] | 2019-02-09 | 23 | 2.2239 | 102473.6214 | kWh | GS |  | 2019-02-09 | 23 | 548634.4704 | 102473.6214 | 222509.0496 | 0 | 324982.671
954 | 0.01022% | 0.008547% | [6 empty] | 2019-02-09 | 24 | 2.1116 | 97297.2844 | kWh | GS |  | 2019-02-09 | 24 | 498656.5259 | 97297.2844 | 209733.1156 | 0 | 307030.3999
955 | 0.01127% | 0.009143% | [6 empty] | 2019-02-10 | 1 | 2.0463 | 94291.2663 | kWh | GS |  | 2019-02-10 | 1 | 433210.928 | 94291.2663 | 200924.409 | 0 | 295215.6753
956 | 0.01146% | 0.00892% | [6 empty] | 2019-02-10 | 2 | 2.0416 | 94074.7823 | kWh | GS |  | 2019-02-10 | 2 | 411805.075 | 94074.7823 | 196659.5405 | 0 | 290734.3227
957 | 0.01116% | 0.008703% | [6 empty] | 2019-02-10 | 3 | 1.9682 | 90691.7241 | kWh | GS |  | 2019-02-10 | 3 | 381546.9091 | 90691.7241 | 194391.3853 | 0 | 285083.1094
958 | 0.01068% | 0.008381% | [6 empty] | 2019-02-10 | 4 | 1.8939 | 87266.5897 | kWh | GS |  | 2019-02-10 | 4 | 358440.3098 | 87266.5897 | 194193.0329 | 0 | 281459.6226
959 | 0.01004% | 0.007978% | [6 empty] | 2019-02-10 | 5 | 1.8885 | 87020.5492 | kWh | GS |  | 2019-02-10 | 5 | 348974.8264 | 87020.5492 | 198280.8283 | 0 | 285301.3775
960 | 0.009121% | 0.007537% | [6 empty] | 2019-02-10 | 6 | 1.8821 | 86721.1197 | kWh | GS |  | 2019-02-10 | 6 | 361878.1318 | 86721.1197 | 208856.6077 | 0 | 295577.7274
961 | 0.007924% | 0.007247% | [6 empty] | 2019-02-10 | 7 | 1.9396 | 89371.0205 | kWh | GS |  | 2019-02-10 | 7 | 399872.4388 | 89371.0205 | 220893.7901 | 0 | 310264.8106
962 | 0.007532% | 0.007137% | [6 empty] | 2019-02-10 | 8 | 1.8245 | 84068.7932 | kWh | GS |  | 2019-02-10 | 8 | 458177.1921 | 84068.7932 | 230999.6191 | 0 | 315068.4123
963 | 0.006979% | 0.006998% | [6 empty] | 2019-02-10 | 9 | 1.787 | 82342.9502 | kWh | GS |  | 2019-02-10 | 9 | 523975.3015 | 82342.9502 | 236313.9869 | 0 | 318656.9371
964 | 0.006556% | 0.006909% | [6 empty] | 2019-02-10 | 10 | 1.9913 | 91754.7831 | kWh | GS |  | 2019-02-10 | 10 | 556729.5882 | 91754.7831 | 244050.5654 | 0 | 335805.3485
965 | 0.006383% | 0.007004% | [6 empty] | 2019-02-10 | 11 | 2.173 | 100128.4896 | kWh | GS |  | 2019-02-10 | 11 | 532401.0597 | 100128.4896 | 249844.4862 | 0 | 349972.9758
966 | 0.006619% | 0.007256% | [6 empty] | 2019-02-10 | 12 | 2.2749 | 104824.2015 | kWh | GS |  | 2019-02-10 | 12 | 514646.5519 | 104824.2015 | 248750.4197 | 0 | 353574.6212
967 | 0.007314% | 0.007616% | [6 empty] | 2019-02-10 | 13 | 2.1919 | 100997.9991 | kWh | GS |  | 2019-02-10 | 13 | 517525.9737 | 100997.9991 | 245030.3545 | 0 | 346028.3536
968 | 0.008381% | 0.007734% | [6 empty] | 2019-02-10 | 14 | 2.0688 | 95326.388 | kWh | GS |  | 2019-02-10 | 14 | 505379.1603 | 95326.388 | 246164.0573 | 0 | 341490.4453
969 | 0.009584% | 0.007822% | [6 empty] | 2019-02-10 | 15 | 2.0003 | 92169.8374 | kWh | GS |  | 2019-02-10 | 15 | 486335.3808 | 92169.8374 | 243255.192 | 0 | 335425.0294
970 | 0.01018% | 0.008243% | [6 empty] | 2019-02-10 | 16 | 1.9481 | 89765.1759 | kWh | GS |  | 2019-02-10 | 16 | 489044.5341 | 89765.1759 | 240996.9024 | 0 | 330762.0783
971 | 0.009738% | 0.008591% | [6 empty] | 2019-02-10 | 17 | 1.9505 | 89875.9911 | kWh | GS |  | 2019-02-10 | 17 | 516859.4919 | 89875.9911 | 239453.4632 | 0 | 329329.4543
972 | 0.009414% | 0.00868% | [6 empty] | 2019-02-10 | 18 | 2.1225 | 97800.6294 | kWh | GS |  | 2019-02-10 | 18 | 545159.8472 | 97800.6294 | 245101.9668 | 0 | 342902.5962
973 | 0.009466% | 0.008494% | [6 empty] | 2019-02-10 | 19 | 2.4123 | 111152.4253 | kWh | GS |  | 2019-02-10 | 19 | 596543.2348 | 111152.4253 | 250607.8908 | 0 | 361760.3161
974 | 0.009244% | 0.008383% | [6 empty] | 2019-02-10 | 20 | 2.3749 | 109431.5148 | kWh | GS |  | 2019-02-10 | 20 | 633054.5659 | 109431.5148 | 243731.3778 | 0 | 353162.8926
975 | 0.008896% | 0.008234% | [6 empty] | 2019-02-10 | 21 | 2.267 | 104458.2204 | kWh | GS |  | 2019-02-10 | 21 | 616696.9552 | 104458.2204 | 233609.7302 | 0 | 338067.9506
976 | 0.008945% | 0.00812% | [6 empty] | 2019-02-10 | 22 | 2.154 | 99254.1976 | kWh | GS |  | 2019-02-10 | 22 | 555399.7196 | 99254.1976 | 226307.6004 | 0 | 325561.798
977 | 0.009454% | 0.008084% | [6 empty] | 2019-02-10 | 23 | 2.0717 | 95458.7485 | kWh | GS |  | 2019-02-10 | 23 | 486723.1933 | 95458.7485 | 214932.8782 | 0 | 310391.6267
978 | 0.009972% | 0.008418% | [6 empty] | 2019-02-10 | 24 | 1.9698 | 90765.1121 | kWh | GS |  | 2019-02-10 | 24 | 413966.7698 | 90765.1121 | 205110.7427 | 0 | 295875.8548
979 | 0.01091% | 0.00888% | [6 empty] | 2019-02-11 | 1 | 1.9035 | 87710.3874 | kWh | GS |  | 2019-02-11 | 1 | 347164.2129 | 87710.3874 | 199574.8396 | 0 | 287285.227
980 | 0.01158% | 0.008669% | [6 empty] | 2019-02-11 | 2 | 1.8749 | 86390.7777 | kWh | GS |  | 2019-02-11 | 2 | 317641.7185 | 86390.7777 | 197385.7301 | 0 | 283776.5078
981 | 0.01128% | 0.008299% | [6 empty] | 2019-02-11 | 3 | 1.8356 | 84580.1146 | kWh | GS |  | 2019-02-11 | 3 | 301379.595 | 84580.1146 | 197670.6429 | 0 | 282250.7575
982 | 0.01016% | 0.007992% | [6 empty] | 2019-02-11 | 4 | 1.8273 | 84199.6514 | kWh | GS |  | 2019-02-11 | 4 | 301622.2497 | 84199.6514 | 199595.2822 | 0 | 283794.9336
983 | 0.008903% | 0.007619% | [6 empty] | 2019-02-11 | 5 | 1.8778 | 86525.6599 | kWh | GS |  | 2019-02-11 | 5 | 310100.9793 | 86525.6599 | 213613.7017 | 0 | 300139.3616
984 | 0.007572% | 0.007263% | [6 empty] | 2019-02-11 | 6 | 1.9806 | 91262.9802 | kWh | GS |  | 2019-02-11 | 6 | 370043.7486 | 91262.9802 | 245777.2381 | 0 | 337040.2183
985 | 0.00635% | 0.007052% | [6 empty] | 2019-02-11 | 7 | 2.2091 | 101793.1081 | kWh | GS |  | 2019-02-11 | 7 | 476147.2842 | 101793.1081 | 290883.285 | 0 | 392676.3931
986 | 0.00581% | 0.006966% | [6 empty] | 2019-02-11 | 8 | 2.4661 | 113634.3144 | kWh | GS |  | 2019-02-11 | 8 | 482089.8614 | 113634.3144 | 332779.2317 | 0 | 446413.5461
987 | 0.005513% | 0.006929% | [6 empty] | 2019-02-11 | 9 | 2.6406 | 121673.1389 | kWh | GS |  | 2019-02-11 | 9 | 444563.421 | 121673.1389 | 357036.624 | 0 | 478709.7629
988 | 0.005517% | 0.006967% | [6 empty] | 2019-02-11 | 10 | 2.8999 | 133620.8778 | kWh | GS |  | 2019-02-11 | 10 | 410442.5769 | 133620.8778 | 372069.0168 | 0 | 505689.8946
989 | 0.005672% | 0.007368% | [6 empty] | 2019-02-11 | 11 | 3.0864 | 142215.0333 | kWh | GS |  | 2019-02-11 | 11 | 398473.9415 | 142215.0333 | 380031.9969 | 0 | 522247.0302
990 | 0.006769% | 0.008274% | [6 empty] | 2019-02-11 | 12 | 3.2093 | 147879.972 | kWh | GS |  | 2019-02-11 | 12 | 390021.074 | 147879.972 | 387332.212 | 0 | 535212.184
991 | 0.008709% | 0.009639% | [6 empty] | 2019-02-11 | 13 | 3.3176 | 152867.6347 | kWh | GS |  | 2019-02-11 | 13 | 386036.1362 | 152867.6347 | 390703.4328 | 0 | 543571.0675
992 | 0.008818% | 0.01096% | [6 empty] | 2019-02-11 | 14 | 3.3948 | 156427.2187 | kWh | GS |  | 2019-02-11 | 14 | 386404.3005 | 156427.2187 | 394692.2084 | 0 | 551119.4271
993 | 0.008132% | 0.01175% | [6 empty] | 2019-02-11 | 15 | 3.5406 | 163142.4804 | kWh | GS |  | 2019-02-11 | 15 | 407274.9706 | 163142.4804 | 395939.8758 | 0 | 559082.3562
994 | 0.007508% | 0.01241% | [6 empty] | 2019-02-11 | 16 | 3.578 | 164864.8693 | kWh | GS |  | 2019-02-11 | 16 | 443354.0955 | 164864.8693 | 385267.3379 | 0 | 550132.2072
995 | 0.007289% | 0.01282% | [6 empty] | 2019-02-11 | 17 | 3.3014 | 152121.7305 | kWh | GS |  | 2019-02-11 | 17 | 473214.9794 | 152121.7305 | 363849.4788 | 0 | 515971.2093
996 | 0.007134% | 0.01314% | [6 empty] | 2019-02-11 | 18 | 2.9333 | 135160.6901 | kWh | GS |  | 2019-02-11 | 18 | 516829.4358 | 135160.6901 | 338052.8349 | 0 | 473213.525
997 | 0.007061% | 0.01334% | [6 empty] | 2019-02-11 | 19 | 2.8918 | 133248.3966 | kWh | GS |  | 2019-02-11 | 19 | 582942.7042 | 133248.3966 | 324619.6595 | 0 | 457868.0561
998 | 0.007068% | 0.01353% | [6 empty] | 2019-02-11 | 20 | 2.7818 | 128179.0763 | kWh | GS |  | 2019-02-11 | 20 | 630710.9564 | 128179.0763 | 308676.6714 | 0 | 436855.7477
999 | 0.00745% | 0.01372% | [6 empty] | 2019-02-11 | 21 | 2.4963 | 115026.7521 | kWh | GS |  | 2019-02-11 | 21 | 582268.3246 | 115026.7521 | 294229.7182 | 0 | 409256.4703
1000 | 0.00811% | 0.0135% | [6 empty] | 2019-02-11 | 22 | 2.2943 | 105715.5748 | kWh | GS |  | 2019-02-11 | 22 | 542648.6658 | 105715.5748 | 277133.7714 | 0 | 382849.3462
1001 | 0.008656% | 0.01267% | [6 empty] | 2019-02-11 | 23 | 2.1415 | 98675.7686 | kWh | GS |  | 2019-02-11 | 23 | 463845.2293 | 98675.7686 | 251679.2554 | 0 | 350355.024
1002 | 0.009454% | 0.01162% | [6 empty] | 2019-02-11 | 24 | 2.0141 | 92805.4948 | kWh | GS |  | 2019-02-11 | 24 | 391173.0395 | 92805.4948 | 233787.1865 | 0 | 326592.6813
1003 | 0.01066% | 0.01124% | [6 empty] | 2019-02-12 | 1 | 1.8885 | 87020.3881 | kWh | GS |  | 2019-02-12 | 1 | 317641.2154 | 87020.3881 | 220773.9435 | 0 | 307794.3316
1004 | 0.01154% | 0.01072% | [6 empty] | 2019-02-12 | 2 | 1.849 | 85196.9643 | kWh | GS |  | 2019-02-12 | 2 | 274550.6636 | 85196.9643 | 215705.7252 | 0 | 300902.6896
1005 | 0.01065% | 0.01005% | [6 empty] | 2019-02-12 | 3 | 1.8443 | 84983.2321 | kWh | GS |  | 2019-02-12 | 3 | 259037.4873 | 84983.2321 | 212048.1836 | 0 | 297031.4157
1006 | 0.009926% | 0.009398% | [6 empty] | 2019-02-12 | 4 | 1.8687 | 86104.9524 | kWh | GS |  | 2019-02-12 | 4 | 255510.9429 | 86104.9524 | 213575.1526 | 0 | 299680.105
1007 | 0.008484% | 0.008601% | [6 empty] | 2019-02-12 | 5 | 1.8909 | 87129.3846 | kWh | GS |  | 2019-02-12 | 5 | 264446.7308 | 87129.3846 | 223530.6517 | 0 | 310660.0363
1008 | 0.007155% | 0.008017% | [6 empty] | 2019-02-12 | 6 | 1.9574 | 90195.2097 | kWh | GS |  | 2019-02-12 | 6 | 320502.5238 | 90195.2097 | 255090.6728 | 0 | 345285.8825
1009 | 0.00581% | 0.007556% | [6 empty] | 2019-02-12 | 7 | 2.1921 | 101007.643 | kWh | GS |  | 2019-02-12 | 7 | 402543.6357 | 101007.643 | 305483.619 | 0 | 406491.262
1010 | 0.005022% | 0.007387% | [6 empty] | 2019-02-12 | 8 | 2.3821 | 109761.0073 | kWh | GS |  | 2019-02-12 | 8 | 416185.3125 | 109761.0073 | 334924.5123 | 0 | 444685.5196
1011 | 0.004738% | 0.007292% | [6 empty] | 2019-02-12 | 9 | 2.7695 | 127614.2795 | kWh | GS |  | 2019-02-12 | 9 | 385632.8689 | 127614.2795 | 363605.2313 | 0 | 491219.5108
1012 | 0.004674% | 0.007357% | [6 empty] | 2019-02-12 | 10 | 3.1215 | 143831.4769 | kWh | GS |  | 2019-02-12 | 10 | 378994.1404 | 143831.4769 | 394397.0682 | 0 | 538228.5451
1013 | 0.004837% | 0.007626% | [6 empty] | 2019-02-12 | 11 | 3.4442 | 158700.7239 | kWh | GS |  | 2019-02-12 | 11 | 376732.1922 | 158700.7239 | 408216.8073 | 0 | 566917.5312
1014 | 0.005862% | 0.008476% | [6 empty] | 2019-02-12 | 12 | 3.6589 | 168593.079 | kWh | GS |  | 2019-02-12 | 12 | 380073.0458 | 168593.079 | 416642.3164 | 0 | 585235.3954
1015 | 0.007363% | 0.009979% | [6 empty] | 2019-02-12 | 13 | 3.7847 | 174390.9884 | kWh | GS |  | 2019-02-12 | 13 | 416658.005 | 174390.9884 | 424132.68 | 0 | 598523.6684
1016 | 0.007613% | 0.01092% | [6 empty] | 2019-02-12 | 14 | 3.9611 | 182519.9727 | kWh | GS |  | 2019-02-12 | 14 | 438686.1617 | 182519.9727 | 432200.6242 | 0 | 614720.5969
1017 | 0.007054% | 0.01206% | [6 empty] | 2019-02-12 | 15 | 3.9213 | 180686.3995 | kWh | GS |  | 2019-02-12 | 15 | 467301.0396 | 180686.3995 | 418273.2398 | 0 | 598959.6393
1018 | 0.006932% | 0.01321% | [6 empty] | 2019-02-12 | 16 | 3.7879 | 174538.9208 | kWh | GS |  | 2019-02-12 | 16 | 486271.7288 | 174538.9208 | 397614.0277 | 0 | 572152.9485
1019 | 0.006891% | 0.01392% | [6 empty] | 2019-02-12 | 17 | 3.669 | 169058.7042 | kWh | GS |  | 2019-02-12 | 17 | 532357.8073 | 169058.7042 | 379853.4549 | 0 | 548912.1591
1020 | 0.006952% | 0.01437% | [6 empty] | 2019-02-12 | 18 | 3.2456 | 149550.6617 | kWh | GS |  | 2019-02-12 | 18 | 570021.9093 | 149550.6617 | 356072.8729 | 0 | 505623.5346
1021 | 0.007621% | 0.01469% | [6 empty] | 2019-02-12 | 19 | 3.2115 | 147978.0162 | kWh | GS |  | 2019-02-12 | 19 | 621353.0913 | 147978.0162 | 344258.9804 | 0 | 492236.9966
1022 | 0.008024% | 0.01509% | [6 empty] | 2019-02-12 | 20 | 3.0689 | 141408.9531 | kWh | GS |  | 2019-02-12 | 20 | 645860.9409 | 141408.9531 | 326180.6328 | 0 | 467589.5859
1023 | 0.008548% | 0.0147% | [6 empty] | 2019-02-12 | 21 | 2.7496 | 126695.9159 | kWh | GS |  | 2019-02-12 | 21 | 628747.1004 | 126695.9159 | 307325.5169 | 0 | 434021.4328
1024 | 0.008895% | 0.01405% | [6 empty] | 2019-02-12 | 22 | 2.4164 | 111342.0266 | kWh | GS |  | 2019-02-12 | 22 | 553276.9617 | 111342.0266 | 274605.2991 | 0 | 385947.3257
1025 | 0.009738% | 0.01347% | [6 empty] | 2019-02-12 | 23 | 2.1929 | 101042.9845 | kWh | GS |  | 2019-02-12 | 23 | 467153.6827 | 101042.9845 | 245136.8366 | 0 | 346179.8211
1026 | 0.01043% | 0.01241% | [6 empty] | 2019-02-12 | 24 | 2.0685 | 95311.4639 | kWh | GS |  | 2019-02-12 | 24 | 373001.6799 | 95311.4639 | 229708.7306 | 0 | 325020.1945
1027 | 0.01137% | 0.01208% | [6 empty] | 2019-02-13 | 1 | 1.9202 | 88480.6753 | kWh | GS |  | 2019-02-13 | 1 | 312319.9537 | 88480.6753 | 216703.4459 | 0 | 305184.1212
1028 | 0.01181% | 0.01148% | [6 empty] | 2019-02-13 | 2 | 1.8821 | 86725.6766 | kWh | GS |  | 2019-02-13 | 2 | 279152.2923 | 86725.6766 | 212428.0545 | 0 | 299153.7311
1029 | 0.0115% | 0.01065% | [6 empty] | 2019-02-13 | 3 | 1.8484 | 85171.9227 | kWh | GS |  | 2019-02-13 | 3 | 257207.8312 | 85171.9227 | 205401.3044 | 0 | 290573.2271
1030 | 0.01012% | 0.009474% | [6 empty] | 2019-02-13 | 4 | 1.8954 | 87334.0872 | kWh | GS |  | 2019-02-13 | 4 | 252558.636 | 87334.0872 | 206592.6552 | 0 | 293926.7424
1031 | 0.008545% | 0.008498% | [6 empty] | 2019-02-13 | 5 | 1.9082 | 87926.2935 | kWh | GS |  | 2019-02-13 | 5 | 268821.7176 | 87926.2935 | 218172.1172 | 0 | 306098.4107
1032 | 0.006823% | 0.007979% | [6 empty] | 2019-02-13 | 6 | 1.9675 | 90658.9974 | kWh | GS |  | 2019-02-13 | 6 | 334663.564 | 90658.9974 | 247333.9463 | 0 | 337992.9437
1033 | 0.005713% | 0.007492% | [6 empty] | 2019-02-13 | 7 | 2.1772 | 100322.2942 | kWh | GS |  | 2019-02-13 | 7 | 421257.2386 | 100322.2942 | 291721.9295 | 0 | 392044.2237
1034 | 0.005106% | 0.007344% | [6 empty] | 2019-02-13 | 8 | 2.5236 | 116283.3485 | kWh | GS |  | 2019-02-13 | 8 | 450147.5609 | 116283.3485 | 329112.1813 | 0 | 445395.5298
1035 | 0.004705% | 0.007133% | [6 empty] | 2019-02-13 | 9 | 2.8366 | 130706.6928 | kWh | GS |  | 2019-02-13 | 9 | 427338.0423 | 130706.6928 | 348043.2065 | 0 | 478749.8993
1036 | 0.00462% | 0.007215% | [6 empty] | 2019-02-13 | 10 | 3.0752 | 141698.1487 | kWh | GS |  | 2019-02-13 | 10 | 445245.9258 | 141698.1487 | 362863.7184 | 0 | 504561.8671
1037 | 0.004917% | 0.007514% | [6 empty] | 2019-02-13 | 11 | 3.1736 | 146232.7068 | kWh | GS |  | 2019-02-13 | 11 | 448443.9124 | 146232.7068 | 356724.2609 | 0 | 502956.9677
1038 | 0.006121% | 0.008297% | [6 empty] | 2019-02-13 | 12 | 3.2333 | 148985.9786 | kWh | GS |  | 2019-02-13 | 12 | 458390.6119 | 148985.9786 | 360063.3184 | 0 | 509049.297
1039 | 0.007705% | 0.009624% | [6 empty] | 2019-02-13 | 13 | 3.2355 | 149085.4352 | kWh | GS |  | 2019-02-13 | 13 | 452424.4808 | 149085.4352 | 353468.0929 | 0 | 502553.5281
1040 | 0.008234% | 0.01093% | [6 empty] | 2019-02-13 | 14 | 3.1551 | 145379.5969 | kWh | GS |  | 2019-02-13 | 14 | 447754.6226 | 145379.5969 | 351543.0679 | 0 | 496922.6648
1041 | 0.007817% | 0.01175% | [6 empty] | 2019-02-13 | 15 | 3.1408 | 144721.303 | kWh | GS |  | 2019-02-13 | 15 | 431733.0023 | 144721.303 | 344439.3143 | 0 | 489160.6173
1042 | 0.008144% | 0.01239% | [6 empty] | 2019-02-13 | 16 | 3.0357 | 139876.8947 | kWh | GS |  | 2019-02-13 | 16 | 448899.374 | 139876.8947 | 333108.2453 | 0 | 472985.14
1043 | 0.008203% | 0.01235% | [6 empty] | 2019-02-13 | 17 | 2.8492 | 131286.875 | kWh | GS |  | 2019-02-13 | 17 | 493534.5922 | 131286.875 | 318607.7863 | 0 | 449894.6613
1044 | 0.008385% | 0.0125% | [6 empty] | 2019-02-13 | 18 | 2.6685 | 122958.3809 | kWh | GS |  | 2019-02-13 | 18 | 571529.2511 | 122958.3809 | 306544.4149 | 0 | 429502.7958
1045 | 0.008275% | 0.01234% | [6 empty] | 2019-02-13 | 19 | 2.8195 | 129917.5888 | kWh | GS |  | 2019-02-13 | 19 | 676382.3523 | 129917.5888 | 310271.9733 | 0 | 440189.5621
1046 | 0.00819% | 0.0122% | [6 empty] | 2019-02-13 | 20 | 2.8185 | 129871.1492 | kWh | GS |  | 2019-02-13 | 20 | 728592.4608 | 129871.1492 | 298136.1721 | 0 | 428007.3213
1047 | 0.007897% | 0.01201% | [6 empty] | 2019-02-13 | 21 | 2.5867 | 119189.8029 | kWh | GS |  | 2019-02-13 | 21 | 744851.7676 | 119189.8029 | 286494.4338 | 0 | 405684.2367
1048 | 0.008211% | 0.01161% | [6 empty] | 2019-02-13 | 22 | 2.4505 | 112915.4219 | kWh | GS |  | 2019-02-13 | 22 | 720223.2934 | 112915.4219 | 264959.9507 | 0 | 377875.3726
1049 | 0.009027% | 0.01104% | [6 empty] | 2019-02-13 | 23 | 2.3407 | 107854.9941 | kWh | GS |  | 2019-02-13 | 23 | 696088.3606 | 107854.9941 | 239674.2184 | 0 | 347529.2125
1050 | 0.01045% | 0.01054% | [6 empty] | 2019-02-13 | 24 | 2.2647 | 104352.2775 | kWh | GS |  | 2019-02-13 | 24 | 614120.4028 | 104352.2775 | 227840.6686 | 0 | 332192.9461
1051 | 0.01237% | 0.01081% | [6 empty] | 2019-02-14 | 1 | 2.2419 | 103302.4406 | kWh | GS |  | 2019-02-14 | 1 | 572541.1824 | 103302.4406 | 219596.3438 | 0 | 322898.7844
1052 | 0.01333% | 0.01051% | [6 empty] | 2019-02-14 | 2 | 2.2213 | 102353.9587 | kWh | GS |  | 2019-02-14 | 2 | 572687.3772 | 102353.9587 | 219395.6094 | 0 | 321749.5681
1053 | 0.01362% | 0.009959% | [6 empty] | 2019-02-14 | 3 | 2.2348 | 102976.2218 | kWh | GS |  | 2019-02-14 | 3 | 588534.4283 | 102976.2218 | 215985.6618 | 0 | 318961.8836
1054 | 0.01317% | 0.009276% | [6 empty] | 2019-02-14 | 4 | 2.2953 | 105760.5792 | kWh | GS |  | 2019-02-14 | 4 | 633846.6603 | 105760.5792 | 220736.9987 | 0 | 326497.5779
1055 | 0.01273% | 0.008531% | [6 empty] | 2019-02-14 | 5 | 2.3751 | 109438.6432 | kWh | GS |  | 2019-02-14 | 5 | 676400.7983 | 109438.6432 | 237296.293 | 0 | 346734.9362
1056 | 0.01123% | 0.008155% | [6 empty] | 2019-02-14 | 6 | 2.5486 | 117436.1116 | kWh | GS |  | 2019-02-14 | 6 | 800857.9737 | 117436.1116 | 278990.2348 | 0 | 396426.3464
1057 | 0.01047% | 0.007927% | [6 empty] | 2019-02-14 | 7 | 2.9153 | 134329.3793 | kWh | GS |  | 2019-02-14 | 7 | 947091.0709 | 134329.3793 | 326374.3775 | 0 | 460703.7568
1058 | 0.01048% | 0.007898% | [6 empty] | 2019-02-14 | 8 | 3.4989 | 161220.3892 | kWh | GS |  | 2019-02-14 | 8 | 973497.6296 | 161220.3892 | 360350.394 | 0 | 521570.7832
1059 | 0.01077% | 0.00783% | [6 empty] | 2019-02-14 | 9 | 3.8377 | 176834.187 | kWh | GS |  | 2019-02-14 | 9 | 886693.8621 | 176834.187 | 372149.486 | 0 | 548983.673
1060 | 0.01159% | 0.008015% | [6 empty] | 2019-02-14 | 10 | 3.6785 | 169498.1383 | kWh | GS |  | 2019-02-14 | 10 | 730007.0839 | 169498.1383 | 367852.5009 | 0 | 537350.6392
1061 | 0.01237% | 0.008512% | [6 empty] | 2019-02-14 | 11 | 3.5193 | 162160.7075 | kWh | GS |  | 2019-02-14 | 11 | 579833.9601 | 162160.7075 | 361405.008 | 0 | 523565.7155
1062 | 0.01465% | 0.009731% | [6 empty] | 2019-02-14 | 12 | 3.4309 | 158090.5457 | kWh | GS |  | 2019-02-14 | 12 | 487404.654 | 158090.5457 | 363507.6112 | 0 | 521598.1569
1063 | 0.01732% | 0.01131% | [6 empty] | 2019-02-14 | 13 | 3.2665 | 150514.9183 | kWh | GS |  | 2019-02-14 | 13 | 434412.7535 | 150514.9183 | 362548.319 | 0 | 513063.2373
1064 | 0.01781% | 0.0128% | [6 empty] | 2019-02-14 | 14 | 3.1762 | 146353.9074 | kWh | GS |  | 2019-02-14 | 14 | 386880.2997 | 146353.9074 | 368610.3114 | 0 | 514964.2188
1065 | 0.01622% | 0.01348% | [6 empty] | 2019-02-14 | 15 | 3.1841 | 146716.6849 | kWh | GS |  | 2019-02-14 | 15 | 385578.2153 | 146716.6849 | 365716.919 | 0 | 512433.6039
1066 | 0.01335% | 0.01319% | [6 empty] | 2019-02-14 | 16 | 3.0586 | 140935.556 | kWh | GS |  | 2019-02-14 | 16 | 390374.9747 | 140935.556 | 349335.284 | 0 | 490270.84
1067 | 0.01061% | 0.01285% | [6 empty] | 2019-02-14 | 17 | 2.8277 | 130294.7192 | kWh | GS |  | 2019-02-14 | 17 | 410838.5233 | 130294.7192 | 327123.4704 | 0 | 457418.1896
1068 | 0.008915% | 0.0128% | [6 empty] | 2019-02-14 | 18 | 2.6514 | 122171.8442 | kWh | GS |  | 2019-02-14 | 18 | 466671.4594 | 122171.8442 | 307761.8078 | 0 | 429933.652
1069 | 0.007946% | 0.01259% | [6 empty] | 2019-02-14 | 19 | 2.7833 | 128247.0906 | kWh | GS |  | 2019-02-14 | 19 | 547720.122 | 128247.0906 | 306467.386 | 0 | 434714.4766
1070 | 0.007077% | 0.01264% | [6 empty] | 2019-02-14 | 20 | 2.6726 | 123149.5756 | kWh | GS |  | 2019-02-14 | 20 | 582047.2558 | 123149.5756 | 292958.126 | 0 | 416107.7016
1071 | 0.007053% | 0.01258% | [6 empty] | 2019-02-14 | 21 | 2.508 | 115562.3632 | kWh | GS |  | 2019-02-14 | 21 | 543792.6919 | 115562.3632 | 279614.2277 | 0 | 395176.5909
1072 | 0.007141% | 0.01204% | [6 empty] | 2019-02-14 | 22 | 2.3637 | 108915.8928 | kWh | GS |  | 2019-02-14 | 22 | 509374.7123 | 108915.8928 | 262849.4778 | 0 | 371765.3706
1073 | 0.007515% | 0.01123% | [6 empty] | 2019-02-14 | 23 | 2.2003 | 101384.4766 | kWh | GS |  | 2019-02-14 | 23 | 473223.7988 | 101384.4766 | 235449.6814 | 0 | 336834.158
1074 | 0.008536% | 0.01055% | [6 empty] | 2019-02-14 | 24 | 2.0937 | 96474.3298 | kWh | GS |  | 2019-02-14 | 24 | 414009.3485 | 96474.3298 | 220390.275 | 0 | 316864.6048
1075 | 0.01002% | 0.01067% | [6 empty] | 2019-02-15 | 1 | 1.9981 | 92069.1032 | kWh | GS |  | 2019-02-15 | 1 | 381529.1316 | 92069.1032 | 212168.8527 | 0 | 304237.9559
1076 | 0.01065% | 0.01021% | [6 empty] | 2019-02-15 | 2 | 1.9868 | 91549.599 | kWh | GS |  | 2019-02-15 | 2 | 348102.9992 | 91549.599 | 207002.7389 | 0 | 298552.3379
1077 | 0.009947% | 0.009701% | [6 empty] | 2019-02-15 | 3 | 1.975 | 91002.2088 | kWh | GS |  | 2019-02-15 | 3 | 341777.4279 | 91002.2088 | 203212.4837 | 0 | 294214.6926
1078 | 0.009317% | 0.009126% | [6 empty] | 2019-02-15 | 4 | 1.9994 | 92128.977 | kWh | GS |  | 2019-02-15 | 4 | 346323.0819 | 92128.977 | 203730.2422 | 0 | 295859.2192
1079 | 0.008656% | 0.008269% | [6 empty] | 2019-02-15 | 5 | 2.0303 | 93553.2771 | kWh | GS |  | 2019-02-15 | 5 | 375037.4607 | 93553.2771 | 216608.7084 | 0 | 310161.9855
1080 | 0.007573% | 0.007778% | [6 empty] | 2019-02-15 | 6 | 2.1627 | 99653.1543 | kWh | GS |  | 2019-02-15 | 6 | 457569.3825 | 99653.1543 | 249381.9397 | 0 | 349035.094
1081 | 0.006979% | 0.007468% | [6 empty] | 2019-02-15 | 7 | 2.3834 | 109824.546 | kWh | GS |  | 2019-02-15 | 7 | 555438.9899 | 109824.546 | 291118.9766 | 0 | 400943.5226
1082 | 0.006367% | 0.007329% | [6 empty] | 2019-02-15 | 8 | 2.625 | 120953.4421 | kWh | GS |  | 2019-02-15 | 8 | 606211.7653 | 120953.4421 | 319573.2904 | 0 | 440526.7325
1083 | 0.006252% | 0.007222% | [6 empty] | 2019-02-15 | 9 | 2.9125 | 134202.0446 | kWh | GS |  | 2019-02-15 | 9 | 584673.8558 | 134202.0446 | 331820.2703 | 0 | 466022.3149
1084 | 0.006335% | 0.007263% | [6 empty] | 2019-02-15 | 10 | 3.0792 | 141882.7685 | kWh | GS |  | 2019-02-15 | 10 | 564942.1179 | 141882.7685 | 342029.098 | 0 | 483911.8665
1085 | 0.00686% | 0.007614% | [6 empty] | 2019-02-15 | 11 | 3.1412 | 144741.0758 | kWh | GS |  | 2019-02-15 | 11 | 532658.8739 | 144741.0758 | 343032.984 | 0 | 487774.0598
1086 | 0.00837% | 0.008568% | [6 empty] | 2019-02-15 | 12 | 3.1428 | 144814.8908 | kWh | GS |  | 2019-02-15 | 12 | 474431.8409 | 144814.8908 | 344734.7276 | 0 | 489549.6184
1087 | 0.01016% | 0.009842% | [6 empty] | 2019-02-15 | 13 | 3.0118 | 138778.128 | kWh | GS |  | 2019-02-15 | 13 | 450502.5269 | 138778.128 | 339536.6666 | 0 | 478314.7946
1088 | 0.01109% | 0.01081% | [6 empty] | 2019-02-15 | 14 | 3.05 | 140538.5385 | kWh | GS |  | 2019-02-15 | 14 | 420326.6862 | 140538.5385 | 340619.9565 | 0 | 481158.495
1089 | 0.01069% | 0.01144% | [6 empty] | 2019-02-15 | 15 | 3.0517 | 140618.3425 | kWh | GS |  | 2019-02-15 | 15 | 383412.3992 | 140618.3425 | 335218.1181 | 0 | 475836.4606
1090 | 0.01033% | 0.01188% | [6 empty] | 2019-02-15 | 16 | 2.9551 | 136164.4906 | kWh | GS |  | 2019-02-15 | 16 | 396030.3671 | 136164.4906 | 323723.3685 | 0 | 459887.8591
1091 | 0.009743% | 0.01197% | [6 empty] | 2019-02-15 | 17 | 2.8463 | 131150.4317 | kWh | GS |  | 2019-02-15 | 17 | 401343.2232 | 131150.4317 | 308483.5241 | 0 | 439633.9558
1092 | 0.008678% | 0.01202% | [6 empty] | 2019-02-15 | 18 | 2.5952 | 119582.14 | kWh | GS |  | 2019-02-15 | 18 | 442359.8979 | 119582.14 | 298966.636 | 0 | 418548.776
1093 | 0.00824% | 0.01174% | [6 empty] | 2019-02-15 | 19 | 2.7288 | 125739.0029 | kWh | GS |  | 2019-02-15 | 19 | 500386.2135 | 125739.0029 | 297509.9164 | 0 | 423248.9193
1094 | 0.007688% | 0.01181% | [6 empty] | 2019-02-15 | 20 | 2.6898 | 123940.6667 | kWh | GS |  | 2019-02-15 | 20 | 511939.2477 | 123940.6667 | 283521.7849 | 0 | 407462.4516
1095 | 0.007013% | 0.01168% | [6 empty] | 2019-02-15 | 21 | 2.5225 | 116231.0722 | kWh | GS |  | 2019-02-15 | 21 | 499564.7011 | 116231.0722 | 277620.6141 | 0 | 393851.6863
1096 | 0.007244% | 0.01129% | [6 empty] | 2019-02-15 | 22 | 2.3439 | 108000.438 | kWh | GS |  | 2019-02-15 | 22 | 484271.5294 | 108000.438 | 259169.1245 | 0 | 367169.5625
1097 | 0.007341% | 0.01079% | [6 empty] | 2019-02-15 | 23 | 2.2214 | 102359.7121 | kWh | GS |  | 2019-02-15 | 23 | 454845.9301 | 102359.7121 | 238156.9438 | 0 | 340516.6559
1098 | 0.008091% | 0.01027% | [6 empty] | 2019-02-15 | 24 | 2.117 | 97545.1059 | kWh | GS |  | 2019-02-15 | 24 | 418460.8376 | 97545.1059 | 223357.8406 | 0 | 320902.9465
1099 | 0.009153% | 0.01039% | [6 empty] | 2019-02-16 | 1 | 2.0237 | 93247.9731 | kWh | GS |  | 2019-02-16 | 1 | 359092.9415 | 93247.9731 | 210392.6921 | 0 | 303640.6652
1100 | 0.009364% | 0.01% | [6 empty] | 2019-02-16 | 2 | 1.9413 | 89453.3016 | kWh | GS |  | 2019-02-16 | 2 | 337470.0081 | 89453.3016 | 205452.4676 | 0 | 294905.7692
1101 | 0.009138% | 0.009668% | [6 empty] | 2019-02-16 | 3 | 1.9156 | 88266.71 | kWh | GS |  | 2019-02-16 | 3 | 321523.113 | 88266.71 | 201127.9434 | 0 | 289394.6534
1102 | 0.008858% | 0.009013% | [6 empty] | 2019-02-16 | 4 | 1.8737 | 86336.5825 | kWh | GS |  | 2019-02-16 | 4 | 308912.2358 | 86336.5825 | 200846.3697 | 0 | 287182.9522
1103 | 0.00832% | 0.008359% | [6 empty] | 2019-02-16 | 5 | 1.8913 | 87146.3775 | kWh | GS |  | 2019-02-16 | 5 | 325625.5283 | 87146.3775 | 203813.3706 | 0 | 290959.7481
1104 | 0.007654% | 0.007878% | [6 empty] | 2019-02-16 | 6 | 1.9734 | 90929.1121 | kWh | GS |  | 2019-02-16 | 6 | 357662.5627 | 90929.1121 | 214065.3809 | 0 | 304994.493
1105 | 0.006568% | 0.007454% | [6 empty] | 2019-02-16 | 7 | 2.0206 | 93103.1411 | kWh | GS |  | 2019-02-16 | 7 | 391069.0077 | 93103.1411 | 232831.5674 | 0 | 325934.7085
1106 | 0.006173% | 0.007239% | [6 empty] | 2019-02-16 | 8 | 1.9636 | 90478.4306 | kWh | GS |  | 2019-02-16 | 8 | 448054.9765 | 90478.4306 | 253304.2636 | 0 | 343782.6942
1107 | 0.005881% | 0.007104% | [6 empty] | 2019-02-16 | 9 | 1.9764 | 91068.3941 | kWh | GS |  | 2019-02-16 | 9 | 508107.784 | 91068.3941 | 262849.5402 | 0 | 353917.9342
1108 | 0.00565% | 0.00705% | [6 empty] | 2019-02-16 | 10 | 2.1354 | 98394.6349 | kWh | GS |  | 2019-02-16 | 10 | 517507.7484 | 98394.6349 | 267251.0823 | 0 | 365645.7172
1109 | 0.005956% | 0.007142% | [6 empty] | 2019-02-16 | 11 | 2.2861 | 105339.9903 | kWh | GS |  | 2019-02-16 | 11 | 490119.0036 | 105339.9903 | 270653.96 | 0 | 375993.9503
1110 | 0.006542% | 0.007487% | [6 empty] | 2019-02-16 | 12 | 2.3692 | 109169.3393 | kWh | GS |  | 2019-02-16 | 12 | 455677.0041 | 109169.3393 | 278736.5119 | 0 | 387905.8512
1111 | 0.007153% | 0.008001% | [6 empty] | 2019-02-16 | 13 | 2.323 | 107037.6056 | kWh | GS |  | 2019-02-16 | 13 | 458034.144 | 107037.6056 | 278670.9557 | 0 | 385708.5613
1112 | 0.008196% | 0.008439% | [6 empty] | 2019-02-16 | 14 | 2.3902 | 110133.4087 | kWh | GS |  | 2019-02-16 | 14 | 455748.1789 | 110133.4087 | 277353.5069 | 0 | 387486.9156
1113 | 0.009294% | 0.008688% | [6 empty] | 2019-02-16 | 15 | 2.4511 | 112940.4232 | kWh | GS |  | 2019-02-16 | 15 | 466391.7949 | 112940.4232 | 275584.8016 | 0 | 388525.2248
1114 | 0.009466% | 0.008976% | [6 empty] | 2019-02-16 | 16 | 2.4977 | 115089.7573 | kWh | GS |  | 2019-02-16 | 16 | 483261.7193 | 115089.7573 | 275375.8515 | 0 | 390465.6088
1115 | 0.008965% | 0.00923% | [6 empty] | 2019-02-16 | 17 | 2.408 | 110955.5118 | kWh | GS |  | 2019-02-16 | 17 | 490229.6506 | 110955.5118 | 270307.1268 | 0 | 381262.6386
1116 | 0.008335% | 0.009522% | [6 empty] | 2019-02-16 | 18 | 2.44 | 112431.6729 | kWh | GS |  | 2019-02-16 | 18 | 492402.124 | 112431.6729 | 271365.9196 | 0 | 383797.5925
1117 | 0.008378% | 0.009468% | [6 empty] | 2019-02-16 | 19 | 2.5997 | 119790.8071 | kWh | GS |  | 2019-02-16 | 19 | 514944.47 | 119790.8071 | 276412.9385 | 0 | 396203.7456
1118 | 0.008336% | 0.009512% | [6 empty] | 2019-02-16 | 20 | 2.5438 | 117211.4988 | kWh | GS |  | 2019-02-16 | 20 | 529915.6378 | 117211.4988 | 269025.8501 | 0 | 386237.3489
1119 | 0.008531% | 0.009538% | [6 empty] | 2019-02-16 | 21 | 2.4157 | 111312.0226 | kWh | GS |  | 2019-02-16 | 21 | 493142.4713 | 111312.0226 | 259949.6654 | 0 | 371261.688
1120 | 0.00884% | 0.009585% | [6 empty] | 2019-02-16 | 22 | 2.3394 | 107793.0757 | kWh | GS |  | 2019-02-16 | 22 | 469820.6403 | 107793.0757 | 248098.9367 | 0 | 355892.0124
1121 | 0.008967% | 0.009359% | [6 empty] | 2019-02-16 | 23 | 2.1881 | 100822.6472 | kWh | GS |  | 2019-02-16 | 23 | 434697.9445 | 100822.6472 | 234081.5289 | 0 | 334904.1761
1122 | 0.009007% | 0.009421% | [6 empty] | 2019-02-16 | 24 | 2.0701 | 95386.2785 | kWh | GS |  | 2019-02-16 | 24 | 378499.9436 | 95386.2785 | 217758.4964 | 0 | 313144.7749
1123 | 0.009419% | 0.009726% | [6 empty] | 2019-02-17 | 1 | 1.9858 | 91501.6616 | kWh | GS |  | 2019-02-17 | 1 | 334325.089 | 91501.6616 | 205130.0196 | 0 | 296631.6812
1124 | 0.009693% | 0.009481% | [6 empty] | 2019-02-17 | 2 | 1.9745 | 90981.1554 | kWh | GS |  | 2019-02-17 | 2 | 285169.2345 | 90981.1554 | 200053.89 | 0 | 291035.0454
1125 | 0.00902% | 0.009114% | [6 empty] | 2019-02-17 | 3 | 1.9276 | 88817.9194 | kWh | GS |  | 2019-02-17 | 3 | 255414.2431 | 88817.9194 | 197871.6 | 0 | 286689.5194
1126 | 0.008594% | 0.008736% | [6 empty] | 2019-02-17 | 4 | 1.8414 | 84845.7543 | kWh | GS |  | 2019-02-17 | 4 | 247872.7639 | 84845.7543 | 198409.3894 | 0 | 283255.1437
1127 | 0.007951% | 0.008221% | [6 empty] | 2019-02-17 | 5 | 1.816 | 83676.8946 | kWh | GS |  | 2019-02-17 | 5 | 243720.6009 | 83676.8946 | 201447.7088 | 0 | 285124.6034
1128 | 0.006923% | 0.007687% | [6 empty] | 2019-02-17 | 6 | 1.8311 | 84372.5674 | kWh | GS |  | 2019-02-17 | 6 | 248571.3199 | 84372.5674 | 208961.5898 | 0 | 293334.1572
1129 | 0.006115% | 0.007282% | [6 empty] | 2019-02-17 | 7 | 1.8198 | 83853.8858 | kWh | GS |  | 2019-02-17 | 7 | 278894.8627 | 83853.8858 | 223497.8616 | 0 | 307351.7474
1130 | 0.005216% | 0.007144% | [6 empty] | 2019-02-17 | 8 | 1.7021 | 78428.3863 | kWh | GS |  | 2019-02-17 | 8 | 334109.8233 | 78428.3863 | 231668.3507 | 0 | 310096.737
1131 | 0.004672% | 0.007038% | [6 empty] | 2019-02-17 | 9 | 1.7629 | 81230.5941 | kWh | GS |  | 2019-02-17 | 9 | 418417.9937 | 81230.5941 | 241831.3239 | 0 | 323061.918
1132 | 0.004534% | 0.006953% | [6 empty] | 2019-02-17 | 10 | 2.0343 | 93737.0962 | kWh | GS |  | 2019-02-17 | 10 | 462559.6298 | 93737.0962 | 254347.4004 | 0 | 348084.4966
1133 | 0.004458% | 0.006999% | [6 empty] | 2019-02-17 | 11 | 2.1743 | 100189.6841 | kWh | GS |  | 2019-02-17 | 11 | 477045.0473 | 100189.6841 | 261917.2036 | 0 | 362106.8877
1134 | 0.004547% | 0.007201% | [6 empty] | 2019-02-17 | 12 | 2.3886 | 110061.3645 | kWh | GS |  | 2019-02-17 | 12 | 488463.3951 | 110061.3645 | 269732.7807 | 0 | 379794.1452
1135 | 0.005101% | 0.007545% | [6 empty] | 2019-02-17 | 13 | 2.5211 | 116168.8668 | kWh | GS |  | 2019-02-17 | 13 | 518607.7662 | 116168.8668 | 274217.5269 | 0 | 390386.3937
1136 | 0.006111% | 0.007612% | [6 empty] | 2019-02-17 | 14 | 2.4514 | 112954.37 | kWh | GS |  | 2019-02-17 | 14 | 519812.8532 | 112954.37 | 269960.9539 | 0 | 382915.3239
1137 | 0.007653% | 0.007931% | [6 empty] | 2019-02-17 | 15 | 2.3748 | 109425.7393 | kWh | GS |  | 2019-02-17 | 15 | 534811.9589 | 109425.7393 | 266458.6922 | 0 | 375884.4315
1138 | 0.008461% | 0.008545% | [6 empty] | 2019-02-17 | 16 | 2.3321 | 107458.2921 | kWh | GS |  | 2019-02-17 | 16 | 554115.285 | 107458.2921 | 271108.4298 | 0 | 378566.7219
1139 | 0.008726% | 0.008889% | [6 empty] | 2019-02-17 | 17 | 2.2748 | 104819.3246 | kWh | GS |  | 2019-02-17 | 17 | 557561.9859 | 104819.3246 | 269739.5868 | 0 | 374558.9114
1140 | 0.008935% | 0.009323% | [6 empty] | 2019-02-17 | 18 | 2.3246 | 107113.3196 | kWh | GS |  | 2019-02-17 | 18 | 573956.5114 | 107113.3196 | 268762.1781 | 0 | 375875.4977
1141 | 0.009486% | 0.009583% | [6 empty] | 2019-02-17 | 19 | 2.5064 | 115491.0958 | kWh | GS |  | 2019-02-17 | 19 | 586353.8855 | 115491.0958 | 271453.0614 | 0 | 386944.1572
1142 | 0.009508% | 0.0094% | [6 empty] | 2019-02-17 | 20 | 2.4998 | 115187.3279 | kWh | GS |  | 2019-02-17 | 20 | 609334.606 | 115187.3279 | 267364.0332 | 0 | 382551.3611
1143 | 0.009782% | 0.009227% | [6 empty] | 2019-02-17 | 21 | 2.3285 | 107294.2913 | kWh | GS |  | 2019-02-17 | 21 | 585281.9116 | 107294.2913 | 253934.5864 | 0 | 361228.8777
1144 | 0.01014% | 0.009293% | [6 empty] | 2019-02-17 | 22 | 2.2661 | 104416.7725 | kWh | GS |  | 2019-02-17 | 22 | 519881.091 | 104416.7725 | 243336.9108 | 0 | 347753.6833
1145 | 0.0102% | 0.009195% | [6 empty] | 2019-02-17 | 23 | 2.1292 | 98109.5152 | kWh | GS |  | 2019-02-17 | 23 | 452962.9128 | 98109.5152 | 228477.5841 | 0 | 326587.0993
1146 | 0.0105% | 0.009227% | [6 empty] | 2019-02-17 | 24 | 2.036 | 93813.2469 | kWh | GS |  | 2019-02-17 | 24 | 394581.8674 | 93813.2469 | 220773.2743 | 0 | 314586.5212
1147 | 0.01073% | 0.009499% | [6 empty] | 2019-02-18 | 1 | 1.9314 | 88993.8497 | kWh | GS |  | 2019-02-18 | 1 | 324322.3242 | 88993.8497 | 211514.5542 | 0 | 300508.4039
1148 | 0.01115% | 0.009391% | [6 empty] | 2019-02-18 | 2 | 1.871 | 86213.8164 | kWh | GS |  | 2019-02-18 | 2 | 285459.9584 | 86213.8164 | 211549.177 | 0 | 297762.9934
1149 | 0.01071% | 0.008867% | [6 empty] | 2019-02-18 | 3 | 1.8225 | 83976.4941 | kWh | GS |  | 2019-02-18 | 3 | 256999.3456 | 83976.4941 | 208555.5355 | 0 | 292532.0296
1150 | 0.009509% | 0.008537% | [6 empty] | 2019-02-18 | 4 | 1.8074 | 83279.9658 | kWh | GS |  | 2019-02-18 | 4 | 243332.3787 | 83279.9658 | 211414.3406 | 0 | 294694.3064
1151 | 0.008285% | 0.008017% | [6 empty] | 2019-02-18 | 5 | 1.827 | 84185.3851 | kWh | GS |  | 2019-02-18 | 5 | 258976.79 | 84185.3851 | 221469.0143 | 0 | 305654.3994
1152 | 0.007217% | 0.007722% | [6 empty] | 2019-02-18 | 6 | 1.9282 | 88846.1986 | kWh | GS |  | 2019-02-18 | 6 | 279684.7085 | 88846.1986 | 245952.6621 | 0 | 334798.8607
1153 | 0.005932% | 0.007377% | [6 empty] | 2019-02-18 | 7 | 2.1054 | 97013.6496 | kWh | GS |  | 2019-02-18 | 7 | 332564.0075 | 97013.6496 | 284341.451 | 0 | 381355.1006
1154 | 0.005221% | 0.007309% | [6 empty] | 2019-02-18 | 8 | 2.2996 | 105959.3277 | kWh | GS |  | 2019-02-18 | 8 | 361132.6724 | 105959.3277 | 311322.3222 | 0 | 417281.6499
1155 | 0.004701% | 0.007181% | [6 empty] | 2019-02-18 | 9 | 2.631 | 121232.0415 | kWh | GS |  | 2019-02-18 | 9 | 396895.0803 | 121232.0415 | 333984.1101 | 0 | 455216.1516
1156 | 0.004451% | 0.007234% | [6 empty] | 2019-02-18 | 10 | 2.9423 | 135576.2845 | kWh | GS |  | 2019-02-18 | 10 | 430747.2881 | 135576.2845 | 356621.0951 | 0 | 492197.3796
1157 | 0.004737% | 0.007503% | [6 empty] | 2019-02-18 | 11 | 3.2999 | 152053.6246 | kWh | GS |  | 2019-02-18 | 11 | 473232.1984 | 152053.6246 | 371665.4328 | 0 | 523719.0574
1158 | 0.005116% | 0.008219% | [6 empty] | 2019-02-18 | 12 | 3.6839 | 169745.8983 | kWh | GS |  | 2019-02-18 | 12 | 533794.6215 | 169745.8983 | 386140.1071 | 0 | 555886.0054
1159 | 0.006083% | 0.009362% | [6 empty] | 2019-02-18 | 13 | 3.83 | 176478.6819 | kWh | GS |  | 2019-02-18 | 13 | 592727.8679 | 176478.6819 | 396137.2945 | 0 | 572615.9764
1160 | 0.006606% | 0.01024% | [6 empty] | 2019-02-18 | 14 | 3.9454 | 181797.1108 | kWh | GS |  | 2019-02-18 | 14 | 629069.2826 | 181797.1108 | 394080.3815 | 0 | 575877.4923
1161 | 0.00726% | 0.01117% | [6 empty] | 2019-02-18 | 15 | 3.844 | 177121.5743 | kWh | GS |  | 2019-02-18 | 15 | 627467.4861 | 177121.5743 | 377286.0578 | 0 | 554407.6321
1162 | 0.007879% | 0.01208% | [6 empty] | 2019-02-18 | 16 | 3.5494 | 163550.0185 | kWh | GS |  | 2019-02-18 | 16 | 600272.8428 | 163550.0185 | 349404.3414 | 0 | 512954.3599
1163 | 0.008656% | 0.01286% | [6 empty] | 2019-02-18 | 17 | 3.2101 | 147914.5252 | kWh | GS |  | 2019-02-18 | 17 | 587271.761 | 147914.5252 | 327882.0142 | 0 | 475796.5394
1164 | 0.009764% | 0.01365% | [6 empty] | 2019-02-18 | 18 | 2.9277 | 134900.5794 | kWh | GS |  | 2019-02-18 | 18 | 620979.6397 | 134900.5794 | 311629.1021 | 0 | 446529.6815
1165 | 0.01084% | 0.01406% | [6 empty] | 2019-02-18 | 19 | 2.9554 | 136181.1013 | kWh | GS |  | 2019-02-18 | 19 | 658428.0364 | 136181.1013 | 308556.5943 | 0 | 444737.6956
1166 | 0.01151% | 0.01414% | [6 empty] | 2019-02-18 | 20 | 2.8116 | 129551.7696 | kWh | GS |  | 2019-02-18 | 20 | 656583.0857 | 129551.7696 | 293384.8873 | 0 | 422936.6569
1167 | 0.01148% | 0.01361% | [6 empty] | 2019-02-18 | 21 | 2.5692 | 118383.4991 | kWh | GS |  | 2019-02-18 | 21 | 601689.3792 | 118383.4991 | 279364.1397 | 0 | 397747.6388
1168 | 0.01098% | 0.01259% | [6 empty] | 2019-02-18 | 22 | 2.3109 | 106481.9861 | kWh | GS |  | 2019-02-18 | 22 | 527414.9468 | 106481.9861 | 264757.4 | 0 | 371239.3861
1169 | 0.01074% | 0.01168% | [6 empty] | 2019-02-18 | 23 | 2.1264 | 97978.0478 | kWh | GS |  | 2019-02-18 | 23 | 482863.3394 | 97978.0478 | 237869.6434 | 0 | 335847.6912
1170 | 0.01136% | 0.01096% | [6 empty] | 2019-02-18 | 24 | 2.019 | 93029.3583 | kWh | GS |  | 2019-02-18 | 24 | 390420.8251 | 93029.3583 | 223478.4231 | 0 | 316507.7814
1171 | 0.01204% | 0.01092% | [6 empty] | 2019-02-19 | 1 | 1.9069 | 87868.1545 | kWh | GS |  | 2019-02-19 | 1 | 321827.406 | 87868.1545 | 211659.3124 | 0 | 299527.4669
1172 | 0.01201% | 0.01038% | [6 empty] | 2019-02-19 | 2 | 1.8533 | 85396.0639 | kWh | GS |  | 2019-02-19 | 2 | 277746.9106 | 85396.0639 | 208500.4009 | 0 | 293896.4648
1173 | 0.01101% | 0.009764% | [6 empty] | 2019-02-19 | 3 | 1.8341 | 84510.6725 | kWh | GS |  | 2019-02-19 | 3 | 252995.2078 | 84510.6725 | 204830.975 | 0 | 289341.6475
1174 | 0.009647% | 0.009113% | [6 empty] | 2019-02-19 | 4 | 1.871 | 86212.7737 | kWh | GS |  | 2019-02-19 | 4 | 247693.7455 | 86212.7737 | 204646.6466 | 0 | 290859.4203
1175 | 0.008832% | 0.008244% | [6 empty] | 2019-02-19 | 5 | 1.8758 | 86433.112 | kWh | GS |  | 2019-02-19 | 5 | 252756.7831 | 86433.112 | 216266.5351 | 0 | 302699.6471
1176 | 0.007141% | 0.00777% | [6 empty] | 2019-02-19 | 6 | 1.9545 | 90057.7187 | kWh | GS |  | 2019-02-19 | 6 | 301621.5015 | 90057.7187 | 244668.2493 | 0 | 334725.968
1177 | 0.005887% | 0.007353% | [6 empty] | 2019-02-19 | 7 | 2.1587 | 99469.4572 | kWh | GS |  | 2019-02-19 | 7 | 402969.4395 | 99469.4572 | 290012.8354 | 0 | 389482.2926
1178 | 0.00508% | 0.007215% | [6 empty] | 2019-02-19 | 8 | 2.3964 | 110422.7334 | kWh | GS |  | 2019-02-19 | 8 | 416859.3857 | 110422.7334 | 322859.9534 | 0 | 433282.6868
1179 | 0.004628% | 0.007103% | [6 empty] | 2019-02-19 | 9 | 2.6985 | 124339.4706 | kWh | GS |  | 2019-02-19 | 9 | 389638.8604 | 124339.4706 | 351901.2608 | 0 | 476240.7314
1180 | 0.004531% | 0.00714% | [6 empty] | 2019-02-19 | 10 | 2.9893 | 137740.9443 | kWh | GS |  | 2019-02-19 | 10 | 375437.1913 | 137740.9443 | 375175.4958 | 0 | 512916.4401
1181 | 0.004623% | 0.007431% | [6 empty] | 2019-02-19 | 11 | 3.1966 | 147291.0921 | kWh | GS |  | 2019-02-19 | 11 | 367925.4241 | 147291.0921 | 378325.512 | 0 | 525616.6041
1182 | 0.005517% | 0.008217% | [6 empty] | 2019-02-19 | 12 | 3.3023 | 152162.3784 | kWh | GS |  | 2019-02-19 | 12 | 364299.9137 | 152162.3784 | 377901.7867 | 0 | 530064.1651
1183 | 0.007371% | 0.009561% | [6 empty] | 2019-02-19 | 13 | 3.3163 | 152809.2293 | kWh | GS |  | 2019-02-19 | 13 | 380976.1681 | 152809.2293 | 370488.448 | 0 | 523297.6773
1184 | 0.007625% | 0.01064% | [6 empty] | 2019-02-19 | 14 | 3.2316 | 148904.8437 | kWh | GS |  | 2019-02-19 | 14 | 380255.4624 | 148904.8437 | 365728.3576 | 0 | 514633.2013
1185 | 0.007127% | 0.01169% | [6 empty] | 2019-02-19 | 15 | 3.1382 | 144602.538 | kWh | GS |  | 2019-02-19 | 15 | 378080.4415 | 144602.538 | 357111.5177 | 0 | 501714.0557
1186 | 0.006867% | 0.01259% | [6 empty] | 2019-02-19 | 16 | 3.0461 | 140358.8956 | kWh | GS |  | 2019-02-19 | 16 | 411288.5997 | 140358.8956 | 342700.8305 | 0 | 483059.7261
1187 | 0.00673% | 0.0129% | [6 empty] | 2019-02-19 | 17 | 2.9098 | 134077.209 | kWh | GS |  | 2019-02-19 | 17 | 460929.4156 | 134077.209 | 325732.605 | 0 | 459809.814
1188 | 0.006664% | 0.01301% | [6 empty] | 2019-02-19 | 18 | 2.6976 | 124301.2865 | kWh | GS |  | 2019-02-19 | 18 | 521341.3563 | 124301.2865 | 310927.5901 | 0 | 435228.8766
1189 | 0.006969% | 0.01285% | [6 empty] | 2019-02-19 | 19 | 2.7605 | 127199.4943 | kWh | GS |  | 2019-02-19 | 19 | 598178.886 | 127199.4943 | 308669.2159 | 0 | 435868.7102
1190 | 0.006955% | 0.01263% | [6 empty] | 2019-02-19 | 20 | 2.6984 | 124334.743 | kWh | GS |  | 2019-02-19 | 20 | 628139.3323 | 124334.743 | 296341.3373 | 0 | 420676.0803
1191 | 0.006916% | 0.01232% | [6 empty] | 2019-02-19 | 21 | 2.4914 | 114797.4585 | kWh | GS |  | 2019-02-19 | 21 | 591740.2553 | 114797.4585 | 285469.0469 | 0 | 400266.5054
1192 | 0.007523% | 0.01186% | [6 empty] | 2019-02-19 | 22 | 2.2649 | 104361.2708 | kWh | GS |  | 2019-02-19 | 22 | 532835.2179 | 104361.2708 | 266759.5537 | 0 | 371120.8245
1193 | 0.008431% | 0.01129% | [6 empty] | 2019-02-19 | 23 | 2.108 | 97132.0945 | kWh | GS |  | 2019-02-19 | 23 | 498015.2373 | 97132.0945 | 241396.4816 | 0 | 338528.5761
1194 | 0.009536% | 0.01068% | [6 empty] | 2019-02-19 | 24 | 2.0294 | 93512.9684 | kWh | GS |  | 2019-02-19 | 24 | 414100.843 | 93512.9684 | 224532.7033 | 0 | 318045.6717
1195 | 0.01094% | 0.0107% | [6 empty] | 2019-02-20 | 1 | 1.9328 | 89060.1893 | kWh | GS |  | 2019-02-20 | 1 | 346411.5341 | 89060.1893 | 213540.5195 | 0 | 302600.7088
1196 | 0.01149% | 0.01033% | [6 empty] | 2019-02-20 | 2 | 1.9121 | 88104.44 | kWh | GS |  | 2019-02-20 | 2 | 327197.68 | 88104.44 | 210143.045 | 0 | 298247.485
1197 | 0.01082% | 0.009826% | [6 empty] | 2019-02-20 | 3 | 1.8922 | 87186.5319 | kWh | GS |  | 2019-02-20 | 3 | 304525.0262 | 87186.5319 | 206622.2328 | 0 | 293808.7647
1198 | 0.009746% | 0.00911% | [6 empty] | 2019-02-20 | 4 | 1.9019 | 87637.549 | kWh | GS |  | 2019-02-20 | 4 | 296301.9696 | 87637.549 | 206224.7842 | 0 | 293862.3332
1199 | 0.009109% | 0.00831% | [6 empty] | 2019-02-20 | 5 | 1.9114 | 88074.4588 | kWh | GS |  | 2019-02-20 | 5 | 299894.2531 | 88074.4588 | 218794.5288 | 0 | 306868.9876
1200 | 0.007574% | 0.007807% | [6 empty] | 2019-02-20 | 6 | 2.0178 | 92974.6549 | kWh | GS |  | 2019-02-20 | 6 | 354440.2289 | 92974.6549 | 250703.1497 | 0 | 343677.8046
1201 | 0.006336% | 0.007428% | [6 empty] | 2019-02-20 | 7 | 2.2562 | 103963.0191 | kWh | GS |  | 2019-02-20 | 7 | 447132.6151 | 103963.0191 | 296826.7162 | 0 | 400789.7353
1202 | 0.005985% | 0.007321% | [6 empty] | 2019-02-20 | 8 | 2.4607 | 113384.369 | kWh | GS |  | 2019-02-20 | 8 | 465831.4013 | 113384.369 | 331407.1764 | 0 | 444791.5454
1203 | 0.00557% | 0.007212% | [6 empty] | 2019-02-20 | 9 | 2.7282 | 125709.9515 | kWh | GS |  | 2019-02-20 | 9 | 437620.1796 | 125709.9515 | 356359.1524 | 0 | 482069.1039
1204 | 0.00542% | 0.007214% | [6 empty] | 2019-02-20 | 10 | 3.004 | 138417.6808 | kWh | GS |  | 2019-02-20 | 10 | 393684.5208 | 138417.6808 | 376917.5055 | 0 | 515335.1863
1205 | 0.005485% | 0.007533% | [6 empty] | 2019-02-20 | 11 | 3.2301 | 148835.7854 | kWh | GS |  | 2019-02-20 | 11 | 383792.2912 | 148835.7854 | 384562.6019 | 0 | 533398.3873
1206 | 0.006483% | 0.008437% | [6 empty] | 2019-02-20 | 12 | 3.3963 | 156496.2686 | kWh | GS |  | 2019-02-20 | 12 | 375385.8975 | 156496.2686 | 396748.9575 | 0 | 553245.2261
1207 | 0.008179% | 0.009839% | [6 empty] | 2019-02-20 | 13 | 3.5579 | 163941.0658 | kWh | GS |  | 2019-02-20 | 13 | 380583.764 | 163941.0658 | 404944.6602 | 0 | 568885.726
1208 | 0.008521% | 0.01092% | [6 empty] | 2019-02-20 | 14 | 3.6574 | 168525.9786 | kWh | GS |  | 2019-02-20 | 14 | 387948.3656 | 168525.9786 | 416789.4769 | 0 | 585315.4555
1209 | 0.008005% | 0.01183% | [6 empty] | 2019-02-20 | 15 | 3.7506 | 172818.0869 | kWh | GS |  | 2019-02-20 | 15 | 430766.6323 | 172818.0869 | 415409.6681 | 0 | 588227.755
1210 | 0.007201% | 0.01265% | [6 empty] | 2019-02-20 | 16 | 3.757 | 173113.7494 | kWh | GS |  | 2019-02-20 | 16 | 458707.9044 | 173113.7494 | 403867.1307 | 0 | 576980.8801
1211 | 0.00702% | 0.01309% | [6 empty] | 2019-02-20 | 17 | 3.5377 | 163009.1881 | kWh | GS |  | 2019-02-20 | 17 | 521016.6721 | 163009.1881 | 382864.2167 | 0 | 545873.4048
1212 | 0.006866% | 0.01358% | [6 empty] | 2019-02-20 | 18 | 3.2415 | 149361.7624 | kWh | GS |  | 2019-02-20 | 18 | 551829.1875 | 149361.7624 | 359327.177 | 0 | 508688.9394
1213 | 0.006961% | 0.01397% | [6 empty] | 2019-02-20 | 19 | 3.1411 | 144736.106 | kWh | GS |  | 2019-02-20 | 19 | 581778.0487 | 144736.106 | 346926.8244 | 0 | 491662.9304
1214 | 0.007096% | 0.01437% | [6 empty] | 2019-02-20 | 20 | 2.9927 | 137895.7838 | kWh | GS |  | 2019-02-20 | 20 | 618206.8862 | 137895.7838 | 327431.5187 | 0 | 465327.3025
1215 | 0.007879% | 0.01444% | [6 empty] | 2019-02-20 | 21 | 2.6792 | 123453.0145 | kWh | GS |  | 2019-02-20 | 21 | 595039.7367 | 123453.0145 | 308752.4608 | 0 | 432205.4753
1216 | 0.00839% | 0.01416% | [6 empty] | 2019-02-20 | 22 | 2.4403 | 112443.1031 | kWh | GS |  | 2019-02-20 | 22 | 554890.0146 | 112443.1031 | 284973.8576 | 0 | 397416.9607
1217 | 0.00953% | 0.0134% | [6 empty] | 2019-02-20 | 23 | 2.2805 | 105080.8161 | kWh | GS |  | 2019-02-20 | 23 | 483194.01 | 105080.8161 | 258652.057 | 0 | 363732.8731
1218 | 0.01009% | 0.01249% | [6 empty] | 2019-02-20 | 24 | 2.1799 | 100445.9992 | kWh | GS |  | 2019-02-20 | 24 | 414272.1334 | 100445.9992 | 241110.4507 | 0 | 341556.4499
1219 | 0.01064% | 0.01207% | [6 empty] | 2019-02-21 | 1 | 2.0462 | 94282.8779 | kWh | GS |  | 2019-02-21 | 1 | 343770.397 | 94282.8779 | 227256.2927 | 0 | 321539.1706
1220 | 0.01131% | 0.01142% | [6 empty] | 2019-02-21 | 2 | 2.0054 | 92402.5236 | kWh | GS |  | 2019-02-21 | 2 | 304961.8465 | 92402.5236 | 221723.9996 | 0 | 314126.5232
1221 | 0.01088% | 0.01061% | [6 empty] | 2019-02-21 | 3 | 1.957 | 90175.1848 | kWh | GS |  | 2019-02-21 | 3 | 272458.3211 | 90175.1848 | 219494.0846 | 0 | 309669.2694
1222 | 0.01015% | 0.009756% | [6 empty] | 2019-02-21 | 4 | 1.9619 | 90402.5884 | kWh | GS |  | 2019-02-21 | 4 | 262063.2028 | 90402.5884 | 219552.0363 | 0 | 309954.6247
1223 | 0.008838% | 0.008929% | [6 empty] | 2019-02-21 | 5 | 1.9487 | 89791.2406 | kWh | GS |  | 2019-02-21 | 5 | 272900.1385 | 89791.2406 | 231444.3472 | 0 | 321235.5878
1224 | 0.007578% | 0.008385% | [6 empty] | 2019-02-21 | 6 | 2.0024 | 92264.3459 | kWh | GS |  | 2019-02-21 | 6 | 318985.3204 | 92264.3459 | 262852.714 | 0 | 355117.0599
1225 | 0.006288% | 0.007893% | [6 empty] | 2019-02-21 | 7 | 2.2514 | 103741.1343 | kWh | GS |  | 2019-02-21 | 7 | 398891.5772 | 103741.1343 | 310711.7304 | 0 | 414452.8647
1226 | 0.005578% | 0.007711% | [6 empty] | 2019-02-21 | 8 | 2.4685 | 113743.8599 | kWh | GS |  | 2019-02-21 | 8 | 401466.3726 | 113743.8599 | 343221.2818 | 0 | 456965.1417
1227 | 0.004984% | 0.007602% | [6 empty] | 2019-02-21 | 9 | 2.8598 | 131774.6564 | kWh | GS |  | 2019-02-21 | 9 | 379012.6596 | 131774.6564 | 378863.9099 | 0 | 510638.5663
1228 | 0.004794% | 0.007609% | [6 empty] | 2019-02-21 | 10 | 3.3397 | 153888.0682 | kWh | GS |  | 2019-02-21 | 10 | 386555.1716 | 153888.0682 | 407338.5987 | 0 | 561226.6669
1229 | 0.004992% | 0.007886% | [6 empty] | 2019-02-21 | 11 | 3.7559 | 173064.3976 | kWh | GS |  | 2019-02-21 | 11 | 413267.2403 | 173064.3976 | 427494.5211 | 0 | 600558.9187
1230 | 0.005835% | 0.008717% | [6 empty] | 2019-02-21 | 12 | 4.0902 | 188465.9363 | kWh | GS |  | 2019-02-21 | 12 | 446601.0226 | 188465.9363 | 440050.7578 | 0 | 628516.6941
1231 | 0.007296% | 0.01017% | [6 empty] | 2019-02-21 | 13 | 4.2448 | 195593.8964 | kWh | GS |  | 2019-02-21 | 13 | 513499.9922 | 195593.8964 | 446205.3004 | 0 | 641799.1968
1232 | 0.007343% | 0.01122% | [6 empty] | 2019-02-21 | 14 | 4.3977 | 202635.886 | kWh | GS |  | 2019-02-21 | 14 | 572836.9735 | 202635.886 | 448910.9332 | 0 | 651546.8192
1233 | 0.006933% | 0.01254% | [6 empty] | 2019-02-21 | 15 | 4.5269 | 208592.1958 | kWh | GS |  | 2019-02-21 | 15 | 606119.2618 | 208592.1958 | 449236.2176 | 0 | 657828.4134
1234 | 0.007071% | 0.01378% | [6 empty] | 2019-02-21 | 16 | 4.3695 | 201337.0727 | kWh | GS |  | 2019-02-21 | 16 | 643416.6267 | 201337.0727 | 432182.0755 | 0 | 633519.1482
1235 | 0.007559% | 0.01474% | [6 empty] | 2019-02-21 | 17 | 4.2545 | 196039.5121 | kWh | GS |  | 2019-02-21 | 17 | 671036.9056 | 196039.5121 | 408434.8048 | 0 | 604474.3169
1236 | 0.008169% | 0.01543% | [6 empty] | 2019-02-21 | 18 | 3.7365 | 172168.251 | kWh | GS |  | 2019-02-21 | 18 | 692743.2299 | 172168.251 | 381722.6055 | 0 | 553890.8565
1237 | 0.009393% | 0.01575% | [6 empty] | 2019-02-21 | 19 | 3.6439 | 167901.5441 | kWh | GS |  | 2019-02-21 | 19 | 719459.9288 | 167901.5441 | 364096.9987 | 0 | 531998.5428
1238 | 0.01048% | 0.01599% | [6 empty] | 2019-02-21 | 20 | 3.471 | 159938.0695 | kWh | GS |  | 2019-02-21 | 20 | 728895.4825 | 159938.0695 | 347908.5904 | 0 | 507846.6599
1239 | 0.01109% | 0.01615% | [6 empty] | 2019-02-21 | 21 | 3.0692 | 141422.8831 | kWh | GS |  | 2019-02-21 | 21 | 695824.3675 | 141422.8831 | 327953.1175 | 0 | 469376.0006
1240 | 0.01177% | 0.01555% | [6 empty] | 2019-02-21 | 22 | 2.6725 | 123144.87 | kWh | GS |  | 2019-02-21 | 22 | 636212.2011 | 123144.87 | 303273.0172 | 0 | 426417.8872
1241 | 0.01227% | 0.01484% | [6 empty] | 2019-02-21 | 23 | 2.4178 | 111405.622 | kWh | GS |  | 2019-02-21 | 23 | 548711.834 | 111405.622 | 268513.8647 | 0 | 379919.4867
1242 | 0.01267% | 0.0136% | [6 empty] | 2019-02-21 | 24 | 2.2702 | 104605.439 | kWh | GS |  | 2019-02-21 | 24 | 447772.8807 | 104605.439 | 248705.6468 | 0 | 353311.0858
1243 | 0.01316% | 0.01306% | [6 empty] | 2019-02-22 | 1 | 2.1019 | 96849.1871 | kWh | GS |  | 2019-02-22 | 1 | 371442.7773 | 96849.1871 | 232260.4183 | 0 | 329109.6054
1244 | 0.01333% | 0.01247% | [6 empty] | 2019-02-22 | 2 | 2.0476 | 94350.2294 | kWh | GS |  | 2019-02-22 | 2 | 318000.4425 | 94350.2294 | 227978.2413 | 0 | 322328.4707
1245 | 0.01273% | 0.01152% | [6 empty] | 2019-02-22 | 3 | 2.0271 | 93402.6943 | kWh | GS |  | 2019-02-22 | 3 | 288797.98 | 93402.6943 | 221588.1869 | 0 | 314990.8812
1246 | 0.01164% | 0.01047% | [6 empty] | 2019-02-22 | 4 | 2.0009 | 92198.4393 | kWh | GS |  | 2019-02-22 | 4 | 260960.0637 | 92198.4393 | 222598.2721 | 0 | 314796.7114
1247 | 0.01004% | 0.009326% | [6 empty] | 2019-02-22 | 5 | 1.9998 | 92147.5152 | kWh | GS |  | 2019-02-22 | 5 | 261081.6019 | 92147.5152 | 232470.3018 | 0 | 324617.817
1248 | 0.00819% | 0.008673% | [6 empty] | 2019-02-22 | 6 | 2.0653 | 95163.2046 | kWh | GS |  | 2019-02-22 | 6 | 303393.8169 | 95163.2046 | 260424.3584 | 0 | 355587.563
1249 | 0.006794% | 0.008079% | [6 empty] | 2019-02-22 | 7 | 2.272 | 104689.363 | kWh | GS |  | 2019-02-22 | 7 | 387077.6628 | 104689.363 | 306693.571 | 0 | 411382.934
1250 | 0.005817% | 0.007913% | [6 empty] | 2019-02-22 | 8 | 2.4176 | 111398.6557 | kWh | GS |  | 2019-02-22 | 8 | 397965.4535 | 111398.6557 | 341323.9965 | 0 | 452722.6522
1251 | 0.005283% | 0.007732% | [6 empty] | 2019-02-22 | 9 | 2.9067 | 133935.8143 | kWh | GS |  | 2019-02-22 | 9 | 380566.1179 | 133935.8143 | 373812.5495 | 0 | 507748.3638
1252 | 0.004773% | 0.007728% | [6 empty] | 2019-02-22 | 10 | 3.4478 | 158869.5827 | kWh | GS |  | 2019-02-22 | 10 | 401117.9642 | 158869.5827 | 404986.9108 | 0 | 563856.4935
1253 | 0.004776% | 0.007969% | [6 empty] | 2019-02-22 | 11 | 3.8041 | 175285.1625 | kWh | GS |  | 2019-02-22 | 11 | 423426.2791 | 175285.1625 | 425885.7233 | 0 | 601170.8858
1254 | 0.005549% | 0.008729% | [6 empty] | 2019-02-22 | 12 | 4.1977 | 193421.524 | kWh | GS |  | 2019-02-22 | 12 | 489809.3556 | 193421.524 | 439809.9746 | 0 | 633231.4986
1255 | 0.00708% | 0.0101% | [6 empty] | 2019-02-22 | 13 | 4.3034 | 198291.5954 | kWh | GS |  | 2019-02-22 | 13 | 554434.775 | 198291.5954 | 445257.6423 | 0 | 643549.2377
1256 | 0.007279% | 0.01111% | [6 empty] | 2019-02-22 | 14 | 4.3316 | 199590.5389 | kWh | GS |  | 2019-02-22 | 14 | 603705.8448 | 199590.5389 | 448464.8089 | 0 | 648055.3478
1257 | 0.006961% | 0.01246% | [6 empty] | 2019-02-22 | 15 | 4.3322 | 199617.6909 | kWh | GS |  | 2019-02-22 | 15 | 645534.3052 | 199617.6909 | 437712.8999 | 0 | 637330.5908
1258 | 0.007337% | 0.01384% | [6 empty] | 2019-02-22 | 16 | 4.223 | 194587.5182 | kWh | GS |  | 2019-02-22 | 16 | 669136.4333 | 194587.5182 | 419080.5487 | 0 | 613668.0669
1259 | 0.007745% | 0.01476% | [6 empty] | 2019-02-22 | 17 | 3.8868 | 179095.2192 | kWh | GS |  | 2019-02-22 | 17 | 671606.7803 | 179095.2192 | 387764.921 | 0 | 566860.1402
1260 | 0.008959% | 0.01554% | [6 empty] | 2019-02-22 | 18 | 3.4903 | 160825.4477 | kWh | GS |  | 2019-02-22 | 18 | 661519.2616 | 160825.4477 | 364612.1311 | 0 | 525437.5788
1261 | 0.01014% | 0.0158% | [6 empty] | 2019-02-22 | 19 | 3.4473 | 158844.3646 | kWh | GS |  | 2019-02-22 | 19 | 678259.7553 | 158844.3646 | 352461.7046 | 0 | 511306.0692
1262 | 0.01104% | 0.01591% | [6 empty] | 2019-02-22 | 20 | 3.2725 | 150792.1479 | kWh | GS |  | 2019-02-22 | 20 | 671507.295 | 150792.1479 | 332357.2308 | 0 | 483149.3787
1263 | 0.01181% | 0.01565% | [6 empty] | 2019-02-22 | 21 | 2.9922 | 137872.9309 | kWh | GS |  | 2019-02-22 | 21 | 639673.8318 | 137872.9309 | 316582.1349 | 0 | 454455.0658
1264 | 0.01224% | 0.01506% | [6 empty] | 2019-02-22 | 22 | 2.7337 | 125961.3559 | kWh | GS |  | 2019-02-22 | 22 | 582000.0516 | 125961.3559 | 295503.7932 | 0 | 421465.1491
1265 | 0.01228% | 0.01392% | [6 empty] | 2019-02-22 | 23 | 2.5401 | 117041.5948 | kWh | GS |  | 2019-02-22 | 23 | 522321.8529 | 117041.5948 | 263860.5127 | 0 | 380902.1075
1266 | 0.0121% | 0.0129% | [6 empty] | 2019-02-22 | 24 | 2.3697 | 109191.171 | kWh | GS |  | 2019-02-22 | 24 | 446942.0533 | 109191.171 | 245997.2702 | 0 | 355188.4412
1267 | 0.01241% | 0.01255% | [6 empty] | 2019-02-23 | 1 | 2.1778 | 100350.5616 | kWh | GS |  | 2019-02-23 | 1 | 388521.932 | 100350.5616 | 231593.7024 | 0 | 331944.264
1268 | 0.01228% | 0.01186% | [6 empty] | 2019-02-23 | 2 | 2.0739 | 95559.4215 | kWh | GS |  | 2019-02-23 | 2 | 316909.2982 | 95559.4215 | 222785.0974 | 0 | 318344.5189
1269 | 0.0117% | 0.01116% | [6 empty] | 2019-02-23 | 3 | 2.0202 | 93086.6197 | kWh | GS |  | 2019-02-23 | 3 | 286217.8264 | 93086.6197 | 219485.2019 | 0 | 312571.8216
1270 | 0.01065% | 0.01035% | [6 empty] | 2019-02-23 | 4 | 1.9699 | 90767.2307 | kWh | GS |  | 2019-02-23 | 4 | 271909.633 | 90767.2307 | 219326.6804 | 0 | 310093.9111
1271 | 0.009554% | 0.00935% | [6 empty] | 2019-02-23 | 5 | 1.9813 | 91293.4553 | kWh | GS |  | 2019-02-23 | 5 | 272824.8986 | 91293.4553 | 221611.2024 | 0 | 312904.6577
1272 | 0.008175% | 0.008719% | [6 empty] | 2019-02-23 | 6 | 2.0116 | 92689.4848 | kWh | GS |  | 2019-02-23 | 6 | 272594.3629 | 92689.4848 | 229681.9327 | 0 | 322371.4175
1273 | 0.007107% | 0.008149% | [6 empty] | 2019-02-23 | 7 | 2.0355 | 93792.0821 | kWh | GS |  | 2019-02-23 | 7 | 304594.0666 | 93792.0821 | 248630.2186 | 0 | 342422.3007
1274 | 0.005797% | 0.007815% | [6 empty] | 2019-02-23 | 8 | 2.0362 | 93823.0767 | kWh | GS |  | 2019-02-23 | 8 | 350843.3025 | 93823.0767 | 264170.1847 | 0 | 357993.2614
1275 | 0.005235% | 0.007673% | [6 empty] | 2019-02-23 | 9 | 2.1496 | 99046.9682 | kWh | GS |  | 2019-02-23 | 9 | 418716.119 | 99046.9682 | 281241.9192 | 0 | 380288.8874
1276 | 0.004974% | 0.007612% | [6 empty] | 2019-02-23 | 10 | 2.3366 | 107666.4666 | kWh | GS |  | 2019-02-23 | 10 | 459864.7838 | 107666.4666 | 291849.9688 | 0 | 399516.4354
1277 | 0.00499% | 0.007681% | [6 empty] | 2019-02-23 | 11 | 2.5732 | 118567.5314 | kWh | GS |  | 2019-02-23 | 11 | 496493.1154 | 118567.5314 | 297829.1576 | 0 | 416396.689
1278 | 0.004986% | 0.007914% | [6 empty] | 2019-02-23 | 12 | 2.891 | 133212.4221 | kWh | GS |  | 2019-02-23 | 12 | 540287.0373 | 133212.4221 | 310101.5451 | 0 | 443313.9672
1279 | 0.005571% | 0.008406% | [6 empty] | 2019-02-23 | 13 | 3.0786 | 141856.2327 | kWh | GS |  | 2019-02-23 | 13 | 588567.4379 | 141856.2327 | 319306.1183 | 0 | 461162.351
1280 | 0.006417% | 0.008788% | [6 empty] | 2019-02-23 | 14 | 3.1704 | 146086.1165 | kWh | GS |  | 2019-02-23 | 14 | 645244.986 | 146086.1165 | 318148.3236 | 0 | 464234.4401
1281 | 0.007659% | 0.009335% | [6 empty] | 2019-02-23 | 15 | 3.0549 | 140763.0265 | kWh | GS |  | 2019-02-23 | 15 | 673515.4307 | 140763.0265 | 310475.9423 | 0 | 451238.9688
1282 | 0.008412% | 0.009807% | [6 empty] | 2019-02-23 | 16 | 2.9137 | 134256.253 | kWh | GS |  | 2019-02-23 | 16 | 653920.0951 | 134256.253 | 301124.3632 | 0 | 435380.6162
1283 | 0.009082% | 0.01022% | [6 empty] | 2019-02-23 | 17 | 2.7802 | 128108.2279 | kWh | GS |  | 2019-02-23 | 17 | 624477.0351 | 128108.2279 | 294745.6922 | 0 | 422853.9201
1284 | 0.009883% | 0.01088% | [6 empty] | 2019-02-23 | 18 | 2.752 | 126807.5173 | kWh | GS |  | 2019-02-23 | 18 | 610331.415 | 126807.5173 | 288260.7637 | 0 | 415068.281
1285 | 0.01077% | 0.01132% | [6 empty] | 2019-02-23 | 19 | 2.8549 | 131547.4669 | kWh | GS |  | 2019-02-23 | 19 | 603296.7083 | 131547.4669 | 291486.7785 | 0 | 423034.2454
1286 | 0.0118% | 0.0114% | [6 empty] | 2019-02-23 | 20 | 2.8474 | 131203.0525 | kWh | GS |  | 2019-02-23 | 20 | 616282.1714 | 131203.0525 | 287026.5932 | 0 | 418229.6457
1287 | 0.01232% | 0.01108% | [6 empty] | 2019-02-23 | 21 | 2.7152 | 125109.2165 | kWh | GS |  | 2019-02-23 | 21 | 586257.4157 | 125109.2165 | 277010.3924 | 0 | 402119.6089
1288 | 0.01196% | 0.01069% | [6 empty] | 2019-02-23 | 22 | 2.5679 | 118322.3738 | kWh | GS |  | 2019-02-23 | 22 | 551196.2901 | 118322.3738 | 265678.6095 | 0 | 384000.9833
1289 | 0.01142% | 0.01038% | [6 empty] | 2019-02-23 | 23 | 2.3802 | 109674.0812 | kWh | GS |  | 2019-02-23 | 23 | 487095.8246 | 109674.0812 | 247348.7304 | 0 | 357022.8116
1290 | 0.01116% | 0.01019% | [6 empty] | 2019-02-23 | 24 | 2.2707 | 104628.4452 | kWh | GS |  | 2019-02-23 | 24 | 420493.5461 | 104628.4452 | 230002.7884 | 0 | 334631.2336
1291 | 0.01104% | 0.01038% | [6 empty] | 2019-02-24 | 1 | 2.1886 | 100847.518 | kWh | GS |  | 2019-02-24 | 1 | 371038.4043 | 100847.518 | 218777.9809 | 0 | 319625.4989
1292 | 0.01127% | 0.01027% | [6 empty] | 2019-02-24 | 2 | 2.1026 | 96883.7186 | kWh | GS |  | 2019-02-24 | 2 | 326879.37 | 96883.7186 | 212459.4462 | 0 | 309343.1648
1293 | 0.01072% | 0.009871% | [6 empty] | 2019-02-24 | 3 | 2.042 | 94089.018 | kWh | GS |  | 2019-02-24 | 3 | 283151.1139 | 94089.018 | 210314.9426 | 0 | 304403.9606
1294 | 0.01008% | 0.009426% | [6 empty] | 2019-02-24 | 4 | 1.9543 | 90051.6039 | kWh | GS |  | 2019-02-24 | 4 | 265500.9272 | 90051.6039 | 210885.1427 | 0 | 300936.7466
1295 | 0.00891% | 0.008764% | [6 empty] | 2019-02-24 | 5 | 1.9206 | 88497.4252 | kWh | GS |  | 2019-02-24 | 5 | 265976.8507 | 88497.4252 | 214053.8601 | 0 | 302551.2853
1296 | 0.007691% | 0.008215% | [6 empty] | 2019-02-24 | 6 | 1.9381 | 89305.6807 | kWh | GS |  | 2019-02-24 | 6 | 272906.969 | 89305.6807 | 223884.6123 | 0 | 313190.293
1297 | 0.006787% | 0.007846% | [6 empty] | 2019-02-24 | 7 | 1.955 | 90081.0503 | kWh | GS |  | 2019-02-24 | 7 | 292016.9109 | 90081.0503 | 239402.7114 | 0 | 329483.7617
1298 | 0.005979% | 0.007594% | [6 empty] | 2019-02-24 | 8 | 1.7893 | 82445.8393 | kWh | GS |  | 2019-02-24 | 8 | 357686.8768 | 82445.8393 | 245663.964 | 0 | 328109.8033
1299 | 0.005179% | 0.007473% | [6 empty] | 2019-02-24 | 9 | 1.9432 | 89536.9883 | kWh | GS |  | 2019-02-24 | 9 | 452097.01 | 89536.9883 | 270647.3779 | 0 | 360184.3662
1300 | 0.004856% | 0.007387% | [6 empty] | 2019-02-24 | 10 | 2.4441 | 112617.2896 | kWh | GS |  | 2019-02-24 | 10 | 523944.7096 | 112617.2896 | 287636.3953 | 0 | 400253.6849
1301 | 0.004865% | 0.007427% | [6 empty] | 2019-02-24 | 11 | 2.7881 | 128471.5137 | kWh | GS |  | 2019-02-24 | 11 | 559607.7262 | 128471.5137 | 298227.8073 | 0 | 426699.321
1302 | 0.004992% | 0.007688% | [6 empty] | 2019-02-24 | 12 | 3.0669 | 141316.9695 | kWh | GS |  | 2019-02-24 | 12 | 605280.3281 | 141316.9695 | 306124.6787 | 0 | 447441.6482
1303 | 0.005341% | 0.008088% | [6 empty] | 2019-02-24 | 13 | 3.0944 | 142583.7947 | kWh | GS |  | 2019-02-24 | 13 | 652859.061 | 142583.7947 | 299697.9406 | 0 | 442281.7353
1304 | 0.006543% | 0.008054% | [6 empty] | 2019-02-24 | 14 | 2.9429 | 135601.9442 | kWh | GS |  | 2019-02-24 | 14 | 684809.0885 | 135601.9442 | 294793.13 | 0 | 430395.0742
1305 | 0.008269% | 0.008842% | [6 empty] | 2019-02-24 | 15 | 2.621 | 120770.7472 | kWh | GS |  | 2019-02-24 | 15 | 658335.5888 | 120770.7472 | 280742.1221 | 0 | 401512.8693
1306 | 0.009584% | 0.009825% | [6 empty] | 2019-02-24 | 16 | 2.432 | 112061.2936 | kWh | GS |  | 2019-02-24 | 16 | 610825.6884 | 112061.2936 | 273506.0497 | 0 | 385567.3433
1307 | 0.01024% | 0.01047% | [6 empty] | 2019-02-24 | 17 | 2.3542 | 108476.3914 | kWh | GS |  | 2019-02-24 | 17 | 595791.1771 | 108476.3914 | 268199.5889 | 0 | 376675.9803
1308 | 0.01107% | 0.01098% | [6 empty] | 2019-02-24 | 18 | 2.3184 | 106828.7124 | kWh | GS |  | 2019-02-24 | 18 | 578044.7665 | 106828.7124 | 263980.9691 | 0 | 370809.6815
1309 | 0.01194% | 0.01086% | [6 empty] | 2019-02-24 | 19 | 2.4958 | 115001.6348 | kWh | GS |  | 2019-02-24 | 19 | 603234.6074 | 115001.6348 | 262866.9216 | 0 | 377868.5564
1310 | 0.01253% | 0.01057% | [6 empty] | 2019-02-24 | 20 | 2.4213 | 111569.5643 | kWh | GS |  | 2019-02-24 | 20 | 623728.7935 | 111569.5643 | 254382.5333 | 0 | 365952.0976
1311 | 0.01204% | 0.009856% | [6 empty] | 2019-02-24 | 21 | 2.2902 | 105526.2264 | kWh | GS |  | 2019-02-24 | 21 | 586040.1025 | 105526.2264 | 241948.3248 | 0 | 347474.5512
1312 | 0.01117% | 0.009465% | [6 empty] | 2019-02-24 | 22 | 2.1839 | 100631.7293 | kWh | GS |  | 2019-02-24 | 22 | 512554.8094 | 100631.7293 | 232461.1943 | 0 | 333092.9236
1313 | 0.0109% | 0.009247% | [6 empty] | 2019-02-24 | 23 | 2.06 | 94919.5325 | kWh | GS |  | 2019-02-24 | 23 | 446260.7108 | 94919.5325 | 218929.6078 | 0 | 313849.1403
1314 | 0.01057% | 0.009103% | [6 empty] | 2019-02-24 | 24 | 1.9617 | 90391.5105 | kWh | GS |  | 2019-02-24 | 24 | 374936.6024 | 90391.5105 | 208295.2863 | 0 | 298686.7968
1315 | 0.01103% | 0.009276% | [6 empty] | 2019-02-25 | 1 | 1.8573 | 85581.5709 | kWh | GS |  | 2019-02-25 | 1 | 310544.6761 | 85581.5709 | 198729.6523 | 0 | 284311.2232
1316 | 0.01141% | 0.008983% | [6 empty] | 2019-02-25 | 2 | 1.8077 | 83294.3958 | kWh | GS |  | 2019-02-25 | 2 | 277077.5478 | 83294.3958 | 194075.6519 | 0 | 277370.0477
1317 | 0.01072% | 0.00853% | [6 empty] | 2019-02-25 | 3 | 1.7681 | 81471.8555 | kWh | GS |  | 2019-02-25 | 3 | 249268.79 | 81471.8555 | 192184.5613 | 0 | 273656.4168
1318 | 0.009375% | 0.008177% | [6 empty] | 2019-02-25 | 4 | 1.7635 | 81258.8587 | kWh | GS |  | 2019-02-25 | 4 | 248261.6884 | 81258.8587 | 194954.6457 | 0 | 276213.5044
1319 | 0.008163% | 0.007704% | [6 empty] | 2019-02-25 | 5 | 1.8098 | 83392.726 | kWh | GS |  | 2019-02-25 | 5 | 270501.0704 | 83392.726 | 209350.0503 | 0 | 292742.7763
1320 | 0.006858% | 0.007332% | [6 empty] | 2019-02-25 | 6 | 1.951 | 89896.2832 | kWh | GS |  | 2019-02-25 | 6 | 354009.4041 | 89896.2832 | 240095.7697 | 0 | 329992.0529
1321 | 0.00568% | 0.006979% | [6 empty] | 2019-02-25 | 7 | 2.2122 | 101932.7087 | kWh | GS |  | 2019-02-25 | 7 | 491322.4025 | 101932.7087 | 284370.9448 | 0 | 386303.6535
1322 | 0.005068% | 0.006809% | [6 empty] | 2019-02-25 | 8 | 2.4941 | 114923.3237 | kWh | GS |  | 2019-02-25 | 8 | 542531.3555 | 114923.3237 | 320129.9587 | 0 | 435053.2824
1323 | 0.004559% | 0.006718% | [6 empty] | 2019-02-25 | 9 | 2.7828 | 128227.5517 | kWh | GS |  | 2019-02-25 | 9 | 530813.6936 | 128227.5517 | 341979.8288 | 0 | 470207.3805
1324 | 0.004541% | 0.00678% | [6 empty] | 2019-02-25 | 10 | 2.9892 | 137734.5165 | kWh | GS |  | 2019-02-25 | 10 | 489245.132 | 137734.5165 | 358562.0586 | 0 | 496296.5751
1325 | 0.004948% | 0.007186% | [6 empty] | 2019-02-25 | 11 | 3.1202 | 143770.3985 | kWh | GS |  | 2019-02-25 | 11 | 460157.3142 | 143770.3985 | 364267.9251 | 0 | 508038.3236
1326 | 0.006475% | 0.008101% | [6 empty] | 2019-02-25 | 12 | 3.1169 | 143618.7929 | kWh | GS |  | 2019-02-25 | 12 | 420198.4485 | 143618.7929 | 368696.0043 | 0 | 512314.7972
1327 | 0.008987% | 0.009483% | [6 empty] | 2019-02-25 | 13 | 3.1396 | 144664.6108 | kWh | GS |  | 2019-02-25 | 13 | 397789.7037 | 144664.6108 | 364886.1864 | 0 | 509550.7972
1328 | 0.009924% | 0.01068% | [6 empty] | 2019-02-25 | 14 | 3.145 | 144913.6936 | kWh | GS |  | 2019-02-25 | 14 | 376109.7717 | 144913.6936 | 368631.5135 | 0 | 513545.2071
1329 | 0.009709% | 0.01154% | [6 empty] | 2019-02-25 | 15 | 3.1727 | 146190.5007 | kWh | GS |  | 2019-02-25 | 15 | 373682.5203 | 146190.5007 | 362016.1814 | 0 | 508206.6821
1330 | 0.008949% | 0.01218% | [6 empty] | 2019-02-25 | 16 | 3.072 | 141552.2144 | kWh | GS |  | 2019-02-25 | 16 | 387712.2799 | 141552.2144 | 345114.4408 | 0 | 486666.6552
1331 | 0.008417% | 0.01247% | [6 empty] | 2019-02-25 | 17 | 2.8854 | 132954.0735 | kWh | GS |  | 2019-02-25 | 17 | 414442.1757 | 132954.0735 | 326042.6627 | 0 | 458996.7362
1332 | 0.007686% | 0.01258% | [6 empty] | 2019-02-25 | 18 | 2.6162 | 120549.9045 | kWh | GS |  | 2019-02-25 | 18 | 481174.744 | 120549.9045 | 307003.1806 | 0 | 427553.0851
1333 | 0.007276% | 0.01251% | [6 empty] | 2019-02-25 | 19 | 2.6503 | 122120.0986 | kWh | GS |  | 2019-02-25 | 19 | 563610.3873 | 122120.0986 | 301020.1623 | 0 | 423140.2609
1334 | 0.00688% | 0.01261% | [6 empty] | 2019-02-25 | 20 | 2.668 | 122937.9186 | kWh | GS |  | 2019-02-25 | 20 | 603231.8632 | 122937.9186 | 293986.0737 | 0 | 416923.9923
1335 | 0.006835% | 0.01248% | [6 empty] | 2019-02-25 | 21 | 2.4261 | 111791.108 | kWh | GS |  | 2019-02-25 | 21 | 595877.9018 | 111791.108 | 280800.4623 | 0 | 392591.5703
1336 | 0.007092% | 0.01195% | [6 empty] | 2019-02-25 | 22 | 2.2507 | 103707.4061 | kWh | GS |  | 2019-02-25 | 22 | 566217.7559 | 103707.4061 | 264774.1109 | 0 | 368481.517
1337 | 0.007581% | 0.01127% | [6 empty] | 2019-02-25 | 23 | 2.0791 | 95800.2558 | kWh | GS |  | 2019-02-25 | 23 | 518821.861 | 95800.2558 | 238625.9139 | 0 | 334426.1697
1338 | 0.008801% | 0.0105% | [6 empty] | 2019-02-25 | 24 | 1.9729 | 90908.0673 | kWh | GS |  | 2019-02-25 | 24 | 444473.9757 | 90908.0673 | 223777.4952 | 0 | 314685.5625
1339 | 0.01031% | 0.01039% | [6 empty] | 2019-02-26 | 1 | 1.8887 | 87026.168 | kWh | GS |  | 2019-02-26 | 1 | 387086.964 | 87026.168 | 214150.156 | 0 | 301176.324
1340 | 0.01103% | 0.01023% | [6 empty] | 2019-02-26 | 2 | 1.8488 | 85190.6403 | kWh | GS |  | 2019-02-26 | 2 | 354024.2834 | 85190.6403 | 211050.8297 | 0 | 296241.47
1341 | 0.0109% | 0.009637% | [6 empty] | 2019-02-26 | 3 | 1.858 | 85614.1706 | kWh | GS |  | 2019-02-26 | 3 | 344254.9837 | 85614.1706 | 208248.7918 | 0 | 293862.9624
1342 | 0.01036% | 0.009045% | [6 empty] | 2019-02-26 | 4 | 1.8522 | 85343.8721 | kWh | GS |  | 2019-02-26 | 4 | 330429.9279 | 85343.8721 | 206523.7982 | 0 | 291867.6703
1343 | 0.00949% | 0.008209% | [6 empty] | 2019-02-26 | 5 | 1.8766 | 86469.3261 | kWh | GS |  | 2019-02-26 | 5 | 343184.7494 | 86469.3261 | 220357.5795 | 0 | 306826.9056
1344 | 0.00813% | 0.007725% | [6 empty] | 2019-02-26 | 6 | 1.9679 | 90677.0163 | kWh | GS |  | 2019-02-26 | 6 | 392612.097 | 90677.0163 | 248252.6526 | 0 | 338929.6689
1345 | 0.00708% | 0.007393% | [6 empty] | 2019-02-26 | 7 | 2.2127 | 101957.7371 | kWh | GS |  | 2019-02-26 | 7 | 494229.6311 | 101957.7371 | 289856.509 | 0 | 391814.2461
1346 | 0.006476% | 0.007272% | [6 empty] | 2019-02-26 | 8 | 2.5389 | 116988.1646 | kWh | GS |  | 2019-02-26 | 8 | 497130.1064 | 116988.1646 | 321971.2922 | 0 | 438959.4568
1347 | 0.006297% | 0.007214% | [6 empty] | 2019-02-26 | 9 | 2.7986 | 128953.4143 | kWh | GS |  | 2019-02-26 | 9 | 462297.7279 | 128953.4143 | 350226.6507 | 0 | 479180.065
1348 | 0.006044% | 0.007165% | [6 empty] | 2019-02-26 | 10 | 2.9637 | 136563.0275 | kWh | GS |  | 2019-02-26 | 10 | 418098.2241 | 136563.0275 | 361561.1797 | 0 | 498124.2072
1349 | 0.006277% | 0.007532% | [6 empty] | 2019-02-26 | 11 | 3.1634 | 145763.6805 | kWh | GS |  | 2019-02-26 | 11 | 393370.1686 | 145763.6805 | 371935.8819 | 0 | 517699.5624
1350 | 0.007181% | 0.00832% | [6 empty] | 2019-02-26 | 12 | 3.2295 | 148809.6872 | kWh | GS |  | 2019-02-26 | 12 | 363100.932 | 148809.6872 | 372163.7335 | 0 | 520973.4207
1351 | 0.00904% | 0.009618% | [6 empty] | 2019-02-26 | 13 | 3.2078 | 147807.8439 | kWh | GS |  | 2019-02-26 | 13 | 376262.1592 | 147807.8439 | 374907.4706 | 0 | 522715.3145
1352 | 0.009093% | 0.01078% | [6 empty] | 2019-02-26 | 14 | 3.2607 | 150246.0887 | kWh | GS |  | 2019-02-26 | 14 | 353339.1894 | 150246.0887 | 373931.2026 | 0 | 524177.2913
1353 | 0.008456% | 0.01176% | [6 empty] | 2019-02-26 | 15 | 3.2466 | 149594.7338 | kWh | GS |  | 2019-02-26 | 15 | 360083.1007 | 149594.7338 | 368400.5527 | 0 | 517995.2865
1354 | 0.007648% | 0.01223% | [6 empty] | 2019-02-26 | 16 | 3.0703 | 141473.4847 | kWh | GS |  | 2019-02-26 | 16 | 372063.328 | 141473.4847 | 353997.4846 | 0 | 495470.9693
1355 | 0.007195% | 0.01271% | [6 empty] | 2019-02-26 | 17 | 3.0054 | 138483.644 | kWh | GS |  | 2019-02-26 | 17 | 415692.3431 | 138483.644 | 332951.3803 | 0 | 471435.0243
1356 | 0.006642% | 0.01279% | [6 empty] | 2019-02-26 | 18 | 2.757 | 127039.2335 | kWh | GS |  | 2019-02-26 | 18 | 463497.2053 | 127039.2335 | 318762.3554 | 0 | 445801.5889
1357 | 0.006882% | 0.01283% | [6 empty] | 2019-02-26 | 19 | 2.819 | 129892.6888 | kWh | GS |  | 2019-02-26 | 19 | 521896.4393 | 129892.6888 | 315490.225 | 0 | 445382.9138
1358 | 0.006463% | 0.01287% | [6 empty] | 2019-02-26 | 20 | 2.7663 | 127465.3049 | kWh | GS |  | 2019-02-26 | 20 | 555910.3701 | 127465.3049 | 304781.5537 | 0 | 432246.8586
1359 | 0.006586% | 0.01272% | [6 empty] | 2019-02-26 | 21 | 2.5375 | 116922.2148 | kWh | GS |  | 2019-02-26 | 21 | 547656.4751 | 116922.2148 | 292101.2483 | 0 | 409023.4631
1360 | 0.006806% | 0.01216% | [6 empty] | 2019-02-26 | 22 | 2.2923 | 105622.9701 | kWh | GS |  | 2019-02-26 | 22 | 509308.2067 | 105622.9701 | 273722.5075 | 0 | 379345.4776
1361 | 0.007604% | 0.01157% | [6 empty] | 2019-02-26 | 23 | 2.1057 | 97026.2554 | kWh | GS |  | 2019-02-26 | 23 | 444924.1471 | 97026.2554 | 246996.4842 | 0 | 344022.7396
1362 | 0.008478% | 0.01094% | [6 empty] | 2019-02-26 | 24 | 1.9753 | 91016.1075 | kWh | GS |  | 2019-02-26 | 24 | 365696.9359 | 91016.1075 | 231766.2038 | 0 | 322782.3113
1363 | 0.009546% | 0.01093% | [6 empty] | 2019-02-27 | 1 | 1.8734 | 86322.9704 | kWh | GS |  | 2019-02-27 | 1 | 312287.7551 | 86322.9704 | 221689.8949 | 0 | 308012.8653
1364 | 0.01017% | 0.01061% | [6 empty] | 2019-02-27 | 2 | 1.8384 | 84709.4176 | kWh | GS |  | 2019-02-27 | 2 | 276946.4086 | 84709.4176 | 215003.1479 | 0 | 299712.5655
1365 | 0.01002% | 0.01004% | [6 empty] | 2019-02-27 | 3 | 1.8075 | 83285.5448 | kWh | GS |  | 2019-02-27 | 3 | 267537.5099 | 83285.5448 | 211616.4019 | 0 | 294901.9467
1366 | 0.009316% | 0.009312% | [6 empty] | 2019-02-27 | 4 | 1.8243 | 84061.0346 | kWh | GS |  | 2019-02-27 | 4 | 256267.4397 | 84061.0346 | 208600.5741 | 0 | 292661.6087
1367 | 0.008138% | 0.008445% | [6 empty] | 2019-02-27 | 5 | 1.8156 | 83661.3428 | kWh | GS |  | 2019-02-27 | 5 | 260157.562 | 83661.3428 | 223036.6044 | 0 | 306697.9472
1368 | 0.006689% | 0.007924% | [6 empty] | 2019-02-27 | 6 | 1.9464 | 89687.7433 | kWh | GS |  | 2019-02-27 | 6 | 322412.1248 | 89687.7433 | 251078.3734 | 0 | 340766.1167
1369 | 0.005712% | 0.007561% | [6 empty] | 2019-02-27 | 7 | 2.1379 | 98509.8201 | kWh | GS |  | 2019-02-27 | 7 | 409416.0828 | 98509.8201 | 295219.5868 | 0 | 393729.4069
1370 | 0.005066% | 0.007357% | [6 empty] | 2019-02-27 | 8 | 2.4199 | 111504.5474 | kWh | GS |  | 2019-02-27 | 8 | 421431.4224 | 111504.5474 | 324458.6595 | 0 | 435963.2069
1371 | 0.004894% | 0.007239% | [6 empty] | 2019-02-27 | 9 | 2.8154 | 129729.5574 | kWh | GS |  | 2019-02-27 | 9 | 379780.447 | 129729.5574 | 356471.0881 | 0 | 486200.6455
1372 | 0.004687% | 0.007184% | [6 empty] | 2019-02-27 | 10 | 3.1606 | 145633.4103 | kWh | GS |  | 2019-02-27 | 10 | 363616.7847 | 145633.4103 | 380307.0271 | 0 | 525940.4374
1373 | 0.004759% | 0.007529% | [6 empty] | 2019-02-27 | 11 | 3.4744 | 160093.9367 | kWh | GS |  | 2019-02-27 | 11 | 362603.1422 | 160093.9367 | 394618.8056 | 0 | 554712.7423
1374 | 0.005897% | 0.008365% | [6 empty] | 2019-02-27 | 12 | 3.6585 | 168574.342 | kWh | GS |  | 2019-02-27 | 12 | 369513.596 | 168574.342 | 404824.891 | 0 | 573399.233
1375 | 0.007489% | 0.009665% | [6 empty] | 2019-02-27 | 13 | 3.7198 | 171401.4662 | kWh | GS |  | 2019-02-27 | 13 | 381306.4119 | 171401.4662 | 405423.2881 | 0 | 576824.7543
1376 | 0.007709% | 0.0107% | [6 empty] | 2019-02-27 | 14 | 3.6765 | 169407.2721 | kWh | GS |  | 2019-02-27 | 14 | 395674.544 | 169407.2721 | 402723.6139 | 0 | 572130.886
1377 | 0.006947% | 0.01194% | [6 empty] | 2019-02-27 | 15 | 3.6164 | 166636.6716 | kWh | GS |  | 2019-02-27 | 15 | 385852.4774 | 166636.6716 | 390321.5812 | 0 | 556958.2528
1378 | 0.006651% | 0.01291% | [6 empty] | 2019-02-27 | 16 | 3.483 | 160489.6093 | kWh | GS |  | 2019-02-27 | 16 | 404072.8294 | 160489.6093 | 373056.0193 | 0 | 533545.6286
1379 | 0.006633% | 0.01362% | [6 empty] | 2019-02-27 | 17 | 3.2074 | 147792.7316 | kWh | GS |  | 2019-02-27 | 17 | 441803.007 | 147792.7316 | 349341.516 | 0 | 497134.2476
1380 | 0.006759% | 0.01408% | [6 empty] | 2019-02-27 | 18 | 2.9061 | 133905.6446 | kWh | GS |  | 2019-02-27 | 18 | 480334.3819 | 133905.6446 | 330087.5472 | 0 | 463993.1918
1381 | 0.006975% | 0.01416% | [6 empty] | 2019-02-27 | 19 | 2.8438 | 131038.5471 | kWh | GS |  | 2019-02-27 | 19 | 536851.844 | 131038.5471 | 322547.1784 | 0 | 453585.7255
1382 | 0.007237% | 0.01404% | [6 empty] | 2019-02-27 | 20 | 2.7247 | 125551.0114 | kWh | GS |  | 2019-02-27 | 20 | 560188.3038 | 125551.0114 | 306796.9919 | 0 | 432348.0033
1383 | 0.007058% | 0.01367% | [6 empty] | 2019-02-27 | 21 | 2.5001 | 115199.3467 | kWh | GS |  | 2019-02-27 | 21 | 547283.731 | 115199.3467 | 291758.8792 | 0 | 406958.2259
1384 | 0.007391% | 0.0131% | [6 empty] | 2019-02-27 | 22 | 2.345 | 108050.7329 | kWh | GS |  | 2019-02-27 | 22 | 507310.0241 | 108050.7329 | 272448.0358 | 0 | 380498.7687
1385 | 0.008081% | 0.0122% | [6 empty] | 2019-02-27 | 23 | 2.1858 | 100715.0892 | kWh | GS |  | 2019-02-27 | 23 | 469203.3263 | 100715.0892 | 247208.0169 | 0 | 347923.1061
1386 | 0.008786% | 0.01139% | [6 empty] | 2019-02-27 | 24 | 2.0638 | 95094.8177 | kWh | GS |  | 2019-02-27 | 24 | 367275.253 | 95094.8177 | 231531.6711 | 0 | 326626.4888
1387 | 0.00982% | 0.01113% | [6 empty] | 2019-02-28 | 1 | 1.9566 | 90155.6186 | kWh | GS |  | 2019-02-28 | 1 | 308569.3662 | 90155.6186 | 219212.0832 | 0 | 309367.7018
1388 | 0.01025% | 0.01061% | [6 empty] | 2019-02-28 | 2 | 1.8814 | 86691.4201 | kWh | GS |  | 2019-02-28 | 2 | 266822.2731 | 86691.4201 | 213711.5392 | 0 | 300402.9593
1389 | 0.01001% | 0.00999% | [6 empty] | 2019-02-28 | 3 | 1.8332 | 84470.6906 | kWh | GS |  | 2019-02-28 | 3 | 253567.4666 | 84470.6906 | 210255.6871 | 0 | 294726.3777
1390 | 0.009279% | 0.00934% | [6 empty] | 2019-02-28 | 4 | 1.8125 | 83517.9151 | kWh | GS |  | 2019-02-28 | 4 | 243860.0928 | 83517.9151 | 209700.9271 | 0 | 293218.8422
1391 | 0.008582% | 0.008541% | [6 empty] | 2019-02-28 | 5 | 1.8161 | 83683.8736 | kWh | GS |  | 2019-02-28 | 5 | 251635.2467 | 83683.8736 | 220442.1859 | 0 | 304126.0595
1392 | 0.006718% | 0.008018% | [6 empty] | 2019-02-28 | 6 | 1.8926 | 87206.0459 | kWh | GS |  | 2019-02-28 | 6 | 312632.4958 | 87206.0459 | 251424.8166 | 0 | 338630.8625
1393 | 0.005644% | 0.007594% | [6 empty] | 2019-02-28 | 7 | 2.1139 | 97405.1258 | kWh | GS |  | 2019-02-28 | 7 | 423305.5285 | 97405.1258 | 293167.7679 | 0 | 390572.8937
1394 | 0.004881% | 0.007374% | [6 empty] | 2019-02-28 | 8 | 2.3659 | 109015.3681 | kWh | GS |  | 2019-02-28 | 8 | 415833.8798 | 109015.3681 | 325205.335 | 0 | 434220.7031
1395 | 0.004638% | 0.007235% | [6 empty] | 2019-02-28 | 9 | 2.647 | 121969.8015 | kWh | GS |  | 2019-02-28 | 9 | 390547.5715 | 121969.8015 | 354903.6256 | 0 | 476873.4271
1396 | 0.004461% | 0.007198% | [6 empty] | 2019-02-28 | 10 | 2.9466 | 135775.3896 | kWh | GS |  | 2019-02-28 | 10 | 360634.3703 | 135775.3896 | 372557.4359 | 0 | 508332.8255
1397 | 0.004603% | 0.007466% | [6 empty] | 2019-02-28 | 11 | 3.1895 | 146964.6135 | kWh | GS |  | 2019-02-28 | 11 | 373428.8079 | 146964.6135 | 384730.9393 | 0 | 531695.5528
1398 | 0.005718% | 0.008313% | [6 empty] | 2019-02-28 | 12 | 3.4556 | 159228.761 | kWh | GS |  | 2019-02-28 | 12 | 364188.5378 | 159228.761 | 395160.569 | 0 | 554389.33
1399 | 0.007743% | 0.009588% | [6 empty] | 2019-02-28 | 13 | 3.5419 | 163204.5431 | kWh | GS |  | 2019-02-28 | 13 | 380206.2005 | 163204.5431 | 400957.192 | 0 | 564161.7351
1400 | 0.007606% | 0.01066% | [6 empty] | 2019-02-28 | 14 | 3.6874 | 169908.6166 | kWh | GS |  | 2019-02-28 | 14 | 393768.5976 | 169908.6166 | 402703.7575 | 0 | 572612.3741
1401 | 0.007144% | 0.01171% | [6 empty] | 2019-02-28 | 15 | 3.6511 | 168237.5217 | kWh | GS |  | 2019-02-28 | 15 | 401777.1383 | 168237.5217 | 394416.5359 | 0 | 562654.0576
1402 | 0.006597% | 0.01248% | [6 empty] | 2019-02-28 | 16 | 3.5099 | 161731.3942 | kWh | GS |  | 2019-02-28 | 16 | 433431.8871 | 161731.3942 | 374565.1856 | 0 | 536296.5798
1403 | 0.006831% | 0.01305% | [6 empty] | 2019-02-28 | 17 | 3.2972 | 151927.9533 | kWh | GS |  | 2019-02-28 | 17 | 443943.2221 | 151927.9533 | 350396.2782 | 0 | 502324.2315
1404 | 0.006662% | 0.01361% | [6 empty] | 2019-02-28 | 18 | 2.9783 | 137234.5133 | kWh | GS |  | 2019-02-28 | 18 | 483688.2031 | 137234.5133 | 334930.2939 | 0 | 472164.8072
1405 | 0.006955% | 0.01385% | [6 empty] | 2019-02-28 | 19 | 2.9688 | 136797.0775 | kWh | GS |  | 2019-02-28 | 19 | 515044.1553 | 136797.0775 | 328481.2428 | 0 | 465278.3203
1406 | 0.007203% | 0.01406% | [6 empty] | 2019-02-28 | 20 | 2.8699 | 132237.8747 | kWh | GS |  | 2019-02-28 | 20 | 570481.7682 | 132237.8747 | 314957.9271 | 0 | 447195.8018
1407 | 0.007349% | 0.01381% | [6 empty] | 2019-02-28 | 21 | 2.6879 | 123851.5735 | kWh | GS |  | 2019-02-28 | 21 | 540309.8498 | 123851.5735 | 298140.1794 | 0 | 421991.7529
1408 | 0.007928% | 0.01317% | [6 empty] | 2019-02-28 | 22 | 2.3993 | 110554.1256 | kWh | GS |  | 2019-02-28 | 22 | 500143.9478 | 110554.1256 | 276045.8732 | 0 | 386599.9988
1409 | 0.00812% | 0.01233% | [6 empty] | 2019-02-28 | 23 | 2.1836 | 100613.7033 | kWh | GS |  | 2019-02-28 | 23 | 447011.2651 | 100613.7033 | 246429.7171 | 0 | 347043.4204
1410 | 0.008847% | 0.01159% | [6 empty] | 2019-02-28 | 24 | 2.0609 | 94962.8651 | kWh | GS |  | 2019-02-28 | 24 | 360240.4637 | 94962.8651 | 229450.9253 | 0 | 324413.7904
1411 | 0.009421% | 0.01142% | [6 empty] | 2019-03-01 | 1 | 1.9366 | 89232.6055 | kWh | GS |  | 2019-03-01 | 1 | 303163.1682 | 89232.6055 | 218683.4305 | 0 | 307916.036
1412 | 0.01043% | 0.01098% | [6 empty] | 2019-03-01 | 2 | 1.8928 | 87215.2296 | kWh | GS |  | 2019-03-01 | 2 | 276361.7399 | 87215.2296 | 213506.6145 | 0 | 300721.8441
1413 | 0.009883% | 0.01036% | [6 empty] | 2019-03-01 | 3 | 1.8626 | 85826.0029 | kWh | GS |  | 2019-03-01 | 3 | 248505.2531 | 85826.0029 | 210580.0192 | 0 | 296406.0221
1414 | 0.009148% | 0.00949% | [6 empty] | 2019-03-01 | 4 | 1.8605 | 85728.2471 | kWh | GS |  | 2019-03-01 | 4 | 243179.0451 | 85728.2471 | 209771.5011 | 0 | 295499.7482
1415 | 0.008176% | 0.008519% | [6 empty] | 2019-03-01 | 5 | 1.8452 | 85021.5641 | kWh | GS |  | 2019-03-01 | 5 | 247831.6797 | 85021.5641 | 219872.7717 | 0 | 304894.3358
1416 | 0.006589% | 0.007964% | [6 empty] | 2019-03-01 | 6 | 1.9473 | 89726.7213 | kWh | GS |  | 2019-03-01 | 6 | 294288.7476 | 89726.7213 | 251489.0888 | 0 | 341215.8101
1417 | 0.005545% | 0.007559% | [6 empty] | 2019-03-01 | 7 | 2.1199 | 97680.6594 | kWh | GS |  | 2019-03-01 | 7 | 385903.5518 | 97680.6594 | 293125.295 | 0 | 390805.9544
1418 | 0.005055% | 0.007382% | [6 empty] | 2019-03-01 | 8 | 2.3468 | 108136.597 | kWh | GS |  | 2019-03-01 | 8 | 402148.4606 | 108136.597 | 327325.3118 | 0 | 435461.9088
1419 | 0.004546% | 0.007276% | [6 empty] | 2019-03-01 | 9 | 2.7203 | 125344.8329 | kWh | GS |  | 2019-03-01 | 9 | 382713.5059 | 125344.8329 | 357681.0761 | 0 | 483025.909
1420 | 0.004448% | 0.007254% | [6 empty] | 2019-03-01 | 10 | 2.998 | 138139.5498 | kWh | GS |  | 2019-03-01 | 10 | 359400.0102 | 138139.5498 | 376786.8631 | 0 | 514926.4129
1421 | 0.004533% | 0.007485% | [6 empty] | 2019-03-01 | 11 | 3.214 | 148094.8301 | kWh | GS |  | 2019-03-01 | 11 | 359172.8582 | 148094.8301 | 390466.083 | 0 | 538560.9131
1422 | 0.005383% | 0.008376% | [6 empty] | 2019-03-01 | 12 | 3.5649 | 164262.5377 | kWh | GS |  | 2019-03-01 | 12 | 395204.3709 | 164262.5377 | 406761.7761 | 0 | 571024.3138
1423 | 0.007059% | 0.009594% | [6 empty] | 2019-03-01 | 13 | 3.7693 | 173682.9987 | kWh | GS |  | 2019-03-01 | 13 | 428063.0023 | 173682.9987 | 409592.2475 | 0 | 583275.2462
1424 | 0.007356% | 0.01069% | [6 empty] | 2019-03-01 | 14 | 3.802 | 175189.3394 | kWh | GS |  | 2019-03-01 | 14 | 467128.7108 | 175189.3394 | 408632.0068 | 0 | 583821.3462
1425 | 0.007% | 0.01186% | [6 empty] | 2019-03-01 | 15 | 3.7359 | 172142.5033 | kWh | GS |  | 2019-03-01 | 15 | 467825.8294 | 172142.5033 | 401229.9043 | 0 | 573372.4076
1426 | 0.006574% | 0.01264% | [6 empty] | 2019-03-01 | 16 | 3.4185 | 157517.3008 | kWh | GS |  | 2019-03-01 | 16 | 446968.1466 | 157517.3008 | 357741.1039 | 0 | 515258.4047
1427 | 0.00657% | 0.01322% | [6 empty] | 2019-03-01 | 17 | 3.0383 | 139999.5346 | kWh | GS |  | 2019-03-01 | 17 | 420280.843 | 139999.5346 | 326382.4352 | 0 | 466381.9698
1428 | 0.007229% | 0.01402% | [6 empty] | 2019-03-01 | 18 | 2.7339 | 125970.8045 | kWh | GS |  | 2019-03-01 | 18 | 448068.2369 | 125970.8045 | 306624.3813 | 0 | 432595.1858
1429 | 0.00783% | 0.01432% | [6 empty] | 2019-03-01 | 19 | 2.7686 | 127573.7322 | kWh | GS |  | 2019-03-01 | 19 | 480417.7014 | 127573.7322 | 304034.5902 | 0 | 431608.3224
1430 | 0.008544% | 0.01433% | [6 empty] | 2019-03-01 | 20 | 2.6908 | 123987.5182 | kWh | GS |  | 2019-03-01 | 20 | 512076.7659 | 123987.5182 | 294644.9436 | 0 | 418632.4618
1431 | 0.008557% | 0.01408% | [6 empty] | 2019-03-01 | 21 | 2.5322 | 116678.0918 | kWh | GS |  | 2019-03-01 | 21 | 487483.2068 | 116678.0918 | 282861.8813 | 0 | 399539.9731
1432 | 0.008176% | 0.01265% | [6 empty] | 2019-03-01 | 22 | 2.3585 | 108674.4378 | kWh | GS |  | 2019-03-01 | 22 | 474358.8449 | 108674.4378 | 264355.235 | 0 | 373029.6728
1433 | 0.007688% | 0.01145% | [6 empty] | 2019-03-01 | 23 | 2.2543 | 103873.4046 | kWh | GS |  | 2019-03-01 | 23 | 434458.4738 | 103873.4046 | 242923.5334 | 0 | 346796.938
1434 | 0.008196% | 0.01062% | [6 empty] | 2019-03-01 | 24 | 2.1203 | 97699.3255 | kWh | GS |  | 2019-03-01 | 24 | 368726.7915 | 97699.3255 | 224522.0862 | 0 | 322221.4117
1435 | 0.008788% | 0.0106% | [6 empty] | 2019-03-02 | 1 | 1.9853 | 91479.4777 | kWh | GS |  | 2019-03-02 | 1 | 328323.8155 | 91479.4777 | 212943.2391 | 0 | 304422.7168
1436 | 0.009367% | 0.01028% | [6 empty] | 2019-03-02 | 2 | 1.8959 | 87360.49 | kWh | GS |  | 2019-03-02 | 2 | 281774.3102 | 87360.49 | 206886.5054 | 0 | 294246.9954
1437 | 0.008917% | 0.009808% | [6 empty] | 2019-03-02 | 3 | 1.8367 | 84632.0761 | kWh | GS |  | 2019-03-02 | 3 | 263551.3692 | 84632.0761 | 202228.9379 | 0 | 286861.014
1438 | 0.008677% | 0.009157% | [6 empty] | 2019-03-02 | 4 | 1.7982 | 82859.2618 | kWh | GS |  | 2019-03-02 | 4 | 250073.3384 | 82859.2618 | 201474.6985 | 0 | 284333.9603
1439 | 0.007947% | 0.008513% | [6 empty] | 2019-03-02 | 5 | 1.793 | 82619.3331 | kWh | GS |  | 2019-03-02 | 5 | 243819.8544 | 82619.3331 | 204997.5659 | 0 | 287616.899
1440 | 0.006745% | 0.00791% | [6 empty] | 2019-03-02 | 6 | 1.8334 | 84480.6112 | kWh | GS |  | 2019-03-02 | 6 | 255857.6395 | 84480.6112 | 213037.1083 | 0 | 297517.7195
1441 | 0.006006% | 0.007473% | [6 empty] | 2019-03-02 | 7 | 1.8799 | 86621.0641 | kWh | GS |  | 2019-03-02 | 7 | 282756.3398 | 86621.0641 | 234497.0903 | 0 | 321118.1544
1442 | 0.005154% | 0.007223% | [6 empty] | 2019-03-02 | 8 | 1.7976 | 82827.5184 | kWh | GS |  | 2019-03-02 | 8 | 351342.6638 | 82827.5184 | 246704.585 | 0 | 329532.1034
1443 | 0.004821% | 0.007042% | [6 empty] | 2019-03-02 | 9 | 1.8754 | 86413.403 | kWh | GS |  | 2019-03-02 | 9 | 405775.9767 | 86413.403 | 260545.3752 | 0 | 346958.7782
1444 | 0.004574% | 0.00698% | [6 empty] | 2019-03-02 | 10 | 2.1479 | 98972.826 | kWh | GS |  | 2019-03-02 | 10 | 439927.7479 | 98972.826 | 275811.3422 | 0 | 374784.1682
1445 | 0.00446% | 0.00706% | [6 empty] | 2019-03-02 | 11 | 2.2665 | 104436.0077 | kWh | GS |  | 2019-03-02 | 11 | 465357.8055 | 104436.0077 | 278985.7488 | 0 | 383421.7565
1446 | 0.00468% | 0.007303% | [6 empty] | 2019-03-02 | 12 | 2.2714 | 104660.6912 | kWh | GS |  | 2019-03-02 | 12 | 466331.3667 | 104660.6912 | 278907.1392 | 0 | 383567.8304
1447 | 0.005172% | 0.007883% | [6 empty] | 2019-03-02 | 13 | 2.3115 | 106508.1017 | kWh | GS |  | 2019-03-02 | 13 | 457558.9202 | 106508.1017 | 275894.0707 | 0 | 382402.1724
1448 | 0.006427% | 0.008089% | [6 empty] | 2019-03-02 | 14 | 2.3041 | 106168.2397 | kWh | GS |  | 2019-03-02 | 14 | 477317.474 | 106168.2397 | 267879.692 | 0 | 374047.9317
1449 | 0.007422% | 0.008517% | [6 empty] | 2019-03-02 | 15 | 2.2944 | 105723.2355 | kWh | GS |  | 2019-03-02 | 15 | 477200.807 | 105723.2355 | 264929.0872 | 0 | 370652.3227
1450 | 0.008047% | 0.0092% | [6 empty] | 2019-03-02 | 16 | 2.2491 | 103635.1126 | kWh | GS |  | 2019-03-02 | 16 | 470175.1626 | 103635.1126 | 260943.1983 | 0 | 364578.3109
1451 | 0.008512% | 0.009412% | [6 empty] | 2019-03-02 | 17 | 2.293 | 105656.863 | kWh | GS |  | 2019-03-02 | 17 | 478984.3839 | 105656.863 | 258392.5924 | 0 | 364049.4554
1452 | 0.00853% | 0.009416% | [6 empty] | 2019-03-02 | 18 | 2.2637 | 104307.4912 | kWh | GS |  | 2019-03-02 | 18 | 472116.2527 | 104307.4912 | 257932.5449 | 0 | 362240.0361
1453 | 0.008369% | 0.009387% | [6 empty] | 2019-03-02 | 19 | 2.4688 | 113756.5932 | kWh | GS |  | 2019-03-02 | 19 | 494951.4036 | 113756.5932 | 266667.9935 | 0 | 380424.5867
1454 | 0.008731% | 0.009182% | [6 empty] | 2019-03-02 | 20 | 2.4818 | 114355.7327 | kWh | GS |  | 2019-03-02 | 20 | 495599.569 | 114355.7327 | 259587.8488 | 0 | 373943.5815
1455 | 0.008729% | 0.009099% | [6 empty] | 2019-03-02 | 21 | 2.3341 | 107551.1763 | kWh | GS |  | 2019-03-02 | 21 | 476471.9793 | 107551.1763 | 253762.3676 | 0 | 361313.5439
1456 | 0.0086% | 0.00895% | [6 empty] | 2019-03-02 | 22 | 2.2573 | 104010.7097 | kWh | GS |  | 2019-03-02 | 22 | 446353.2278 | 104010.7097 | 247110.0386 | 0 | 351120.7483
1457 | 0.008761% | 0.008937% | [6 empty] | 2019-03-02 | 23 | 2.1424 | 98717.3662 | kWh | GS |  | 2019-03-02 | 23 | 420498.5402 | 98717.3662 | 231514.4008 | 0 | 330231.767
1458 | 0.008636% | 0.008892% | [6 empty] | 2019-03-02 | 24 | 2.0698 | 95373.0765 | kWh | GS |  | 2019-03-02 | 24 | 376572.3675 | 95373.0765 | 215479.5239 | 0 | 310852.6004
1459 | 0.009053% | 0.009339% | [6 empty] | 2019-03-03 | 1 | 1.9687 | 90713.0927 | kWh | GS |  | 2019-03-03 | 1 | 333287.7209 | 90713.0927 | 204392.0668 | 0 | 295105.1595
1460 | 0.009065% | 0.00918% | [6 empty] | 2019-03-03 | 2 | 1.9404 | 89408.9609 | kWh | GS |  | 2019-03-03 | 2 | 289686.7217 | 89408.9609 | 200201.2623 | 0 | 289610.2232
1461 | 0.008715% | 0.00887% | [6 empty] | 2019-03-03 | 3 | 1.8907 | 87117.4827 | kWh | GS |  | 2019-03-03 | 3 | 273079.6941 | 87117.4827 | 194550.8635 | 0 | 281668.3461
1462 | 0.008164% | 0.008619% | [6 empty] | 2019-03-03 | 4 | 1.8206 | 83891.9059 | kWh | GS |  | 2019-03-03 | 4 | 255429.3647 | 83891.9059 | 194961.7697 | 0 | 278853.6756
1463 | 0.007692% | 0.008107% | [6 empty] | 2019-03-03 | 5 | 1.7952 | 82717.9721 | kWh | GS |  | 2019-03-03 | 5 | 251200.8106 | 82717.9721 | 199595.4816 | 0 | 282313.4537
1464 | 0.006888% | 0.007631% | [6 empty] | 2019-03-03 | 6 | 1.7819 | 82108.6801 | kWh | GS |  | 2019-03-03 | 6 | 259549.9713 | 82108.6801 | 207510.8623 | 0 | 289619.5424
1465 | 0.006096% | 0.007244% | [6 empty] | 2019-03-03 | 7 | 1.7934 | 82635.2037 | kWh | GS |  | 2019-03-03 | 7 | 289705.3179 | 82635.2037 | 221977.4627 | 0 | 304612.6664
1466 | 0.005299% | 0.007109% | [6 empty] | 2019-03-03 | 8 | 1.6656 | 76745.5456 | kWh | GS |  | 2019-03-03 | 8 | 353457.3121 | 76745.5456 | 228962.9564 | 0 | 305708.502
1467 | 0.004995% | 0.006914% | [6 empty] | 2019-03-03 | 9 | 1.7561 | 80917.197 | kWh | GS |  | 2019-03-03 | 9 | 429860.4425 | 80917.197 | 241739.4141 | 0 | 322656.6111
1468 | 0.004672% | 0.006845% | [6 empty] | 2019-03-03 | 10 | 1.9779 | 91135.4251 | kWh | GS |  | 2019-03-03 | 10 | 469788.1634 | 91135.4251 | 256642.7356 | 0 | 347778.1607
1469 | 0.004595% | 0.00693% | [6 empty] | 2019-03-03 | 11 | 2.1635 | 99687.6722 | kWh | GS |  | 2019-03-03 | 11 | 479014.8216 | 99687.6722 | 263190.9211 | 0 | 362878.5933
1470 | 0.004748% | 0.00711% | [6 empty] | 2019-03-03 | 12 | 2.3655 | 108998.2523 | kWh | GS |  | 2019-03-03 | 12 | 494963.9848 | 108998.2523 | 267385.9738 | 0 | 376384.2261
1471 | 0.005299% | 0.007478% | [6 empty] | 2019-03-03 | 13 | 2.4259 | 111781.1684 | kWh | GS |  | 2019-03-03 | 13 | 484870.7859 | 111781.1684 | 268528.6525 | 0 | 380309.8209
1472 | 0.006465% | 0.007505% | [6 empty] | 2019-03-03 | 14 | 2.472 | 113905.8202 | kWh | GS |  | 2019-03-03 | 14 | 512223.0862 | 113905.8202 | 267176.2886 | 0 | 381082.1088
1473 | 0.007863% | 0.007921% | [6 empty] | 2019-03-03 | 15 | 2.4736 | 113979.7248 | kWh | GS |  | 2019-03-03 | 15 | 543252.6232 | 113979.7248 | 273248.2005 | 0 | 387227.9253
1474 | 0.008593% | 0.008537% | [6 empty] | 2019-03-03 | 16 | 2.5235 | 116275.8267 | kWh | GS |  | 2019-03-03 | 16 | 596957.8488 | 116275.8267 | 278199.6546 | 0 | 394475.4813
1475 | 0.008762% | 0.008908% | [6 empty] | 2019-03-03 | 17 | 2.5408 | 117076.9514 | kWh | GS |  | 2019-03-03 | 17 | 632686.9412 | 117076.9514 | 280351.8804 | 0 | 397428.8318
1476 | 0.009054% | 0.009239% | [6 empty] | 2019-03-03 | 18 | 2.5937 | 119514.2521 | kWh | GS |  | 2019-03-03 | 18 | 652274.7239 | 119514.2521 | 279792.5292 | 0 | 399306.7813
1477 | 0.008869% | 0.009336% | [6 empty] | 2019-03-03 | 19 | 2.7193 | 125298.5451 | kWh | GS |  | 2019-03-03 | 19 | 669509.0541 | 125298.5451 | 277857.6966 | 0 | 403156.2417
1478 | 0.009369% | 0.009355% | [6 empty] | 2019-03-03 | 20 | 2.6437 | 121818.4695 | kWh | GS |  | 2019-03-03 | 20 | 696759.0695 | 121818.4695 | 268152.8626 | 0 | 389971.3321
1479 | 0.009937% | 0.009506% | [6 empty] | 2019-03-03 | 21 | 2.4624 | 113463.0669 | kWh | GS |  | 2019-03-03 | 21 | 640310.4038 | 113463.0669 | 252192.7373 | 0 | 365655.8042
1480 | 0.01092% | 0.009684% | [6 empty] | 2019-03-03 | 22 | 2.2923 | 105623.8354 | kWh | GS |  | 2019-03-03 | 22 | 567015.1158 | 105623.8354 | 238702.9972 | 0 | 344326.8326
1481 | 0.01157% | 0.009756% | [6 empty] | 2019-03-03 | 23 | 2.155 | 99299.6002 | kWh | GS |  | 2019-03-03 | 23 | 491951.8105 | 99299.6002 | 221522.1819 | 0 | 320821.7821
1482 | 0.01193% | 0.009802% | [6 empty] | 2019-03-03 | 24 | 2.0231 | 93222.0964 | kWh | GS |  | 2019-03-03 | 24 | 402198.4312 | 93222.0964 | 211793.6882 | 0 | 305015.7846
1483 | 0.01225% | 0.009897% | [6 empty] | 2019-03-04 | 1 | 1.9378 | 89290.7815 | kWh | GS |  | 2019-03-04 | 1 | 339251.1192 | 89290.7815 | 204908.8719 | 0 | 294199.6534
1484 | 0.01274% | 0.009573% | [6 empty] | 2019-03-04 | 2 | 1.907 | 87870.0513 | kWh | GS |  | 2019-03-04 | 2 | 286501.4304 | 87870.0513 | 205076.7913 | 0 | 292946.8426
1485 | 0.01171% | 0.008976% | [6 empty] | 2019-03-04 | 3 | 1.87 | 86167.4444 | kWh | GS |  | 2019-03-04 | 3 | 259383.5603 | 86167.4444 | 202671.4295 | 0 | 288838.8739
1486 | 0.01037% | 0.008453% | [6 empty] | 2019-03-04 | 4 | 1.8343 | 84522.846 | kWh | GS |  | 2019-03-04 | 4 | 248003.1381 | 84522.846 | 202923.4657 | 0 | 287446.3117
1487 | 0.008998% | 0.007876% | [6 empty] | 2019-03-04 | 5 | 1.8338 | 84499.9457 | kWh | GS |  | 2019-03-04 | 5 | 254620.6684 | 84499.9457 | 219572.7416 | 0 | 304072.6873
1488 | 0.007357% | 0.007488% | [6 empty] | 2019-03-04 | 6 | 1.9276 | 88818.7441 | kWh | GS |  | 2019-03-04 | 6 | 302841.8563 | 88818.7441 | 253003.3227 | 0 | 341822.0668
1489 | 0.006205% | 0.007222% | [6 empty] | 2019-03-04 | 7 | 2.2003 | 101385.2271 | kWh | GS |  | 2019-03-04 | 7 | 389233.6934 | 101385.2271 | 300170.2726 | 0 | 401555.4997
1490 | 0.005241% | 0.007191% | [6 empty] | 2019-03-04 | 8 | 2.4324 | 112080.4755 | kWh | GS |  | 2019-03-04 | 8 | 403175.6783 | 112080.4755 | 336244.9514 | 0 | 448325.4269
1491 | 0.004744% | 0.00709% | [6 empty] | 2019-03-04 | 9 | 2.7594 | 127149.3924 | kWh | GS |  | 2019-03-04 | 9 | 379552.2653 | 127149.3924 | 367762.0839 | 0 | 494911.4763
1492 | 0.004536% | 0.007056% | [6 empty] | 2019-03-04 | 10 | 2.9924 | 137882.3997 | kWh | GS |  | 2019-03-04 | 10 | 377476.0963 | 137882.3997 | 384501.8274 | 0 | 522384.2271
1493 | 0.004657% | 0.007464% | [6 empty] | 2019-03-04 | 11 | 3.1042 | 143033.1681 | kWh | GS |  | 2019-03-04 | 11 | 372388.3678 | 143033.1681 | 383205.7591 | 0 | 526238.9272
1494 | 0.005539% | 0.008391% | [6 empty] | 2019-03-04 | 12 | 3.176 | 146344.2125 | kWh | GS |  | 2019-03-04 | 12 | 384641.3225 | 146344.2125 | 380069.3399 | 0 | 526413.5524
1495 | 0.00712% | 0.009857% | [6 empty] | 2019-03-04 | 13 | 3.1853 | 146772.7887 | kWh | GS |  | 2019-03-04 | 13 | 380809.233 | 146772.7887 | 376019.2585 | 0 | 522792.0472
1496 | 0.007375% | 0.01101% | [6 empty] | 2019-03-04 | 14 | 3.191 | 147032.7377 | kWh | GS |  | 2019-03-04 | 14 | 383382.403 | 147032.7377 | 370726.8343 | 0 | 517759.572
1497 | 0.006943% | 0.01215% | [6 empty] | 2019-03-04 | 15 | 3.1828 | 146659.1505 | kWh | GS |  | 2019-03-04 | 15 | 381451.7683 | 146659.1505 | 364684.7558 | 0 | 511343.9063
1498 | 0.006905% | 0.01282% | [6 empty] | 2019-03-04 | 16 | 3.1312 | 144281.1518 | kWh | GS |  | 2019-03-04 | 16 | 391210.1234 | 144281.1518 | 354467.1742 | 0 | 498748.326
1499 | 0.006812% | 0.01292% | [6 empty] | 2019-03-04 | 17 | 2.9783 | 137232.595 | kWh | GS |  | 2019-03-04 | 17 | 427581.9357 | 137232.595 | 339856.8712 | 0 | 477089.4662
1500 | 0.007036% | 0.01292% | [6 empty] | 2019-03-04 | 18 | 2.6711 | 123081.1617 | kWh | GS |  | 2019-03-04 | 18 | 488746.1336 | 123081.1617 | 316771.2229 | 0 | 439852.3846
1501 | 0.006966% | 0.01283% | [6 empty] | 2019-03-04 | 19 | 2.7105 | 124894.9763 | kWh | GS |  | 2019-03-04 | 19 | 524857.6233 | 124894.9763 | 308610.2524 | 0 | 433505.2287
1502 | 0.007013% | 0.01271% | [6 empty] | 2019-03-04 | 20 | 2.6428 | 121773.9377 | kWh | GS |  | 2019-03-04 | 20 | 574774.6382 | 121773.9377 | 295659.2443 | 0 | 417433.182
1503 | 0.006977% | 0.01255% | [6 empty] | 2019-03-04 | 21 | 2.4091 | 111006.6213 | kWh | GS |  | 2019-03-04 | 21 | 574383.1526 | 111006.6213 | 280746.2617 | 0 | 391752.883
1504 | 0.007156% | 0.01224% | [6 empty] | 2019-03-04 | 22 | 2.2098 | 101821.1888 | kWh | GS |  | 2019-03-04 | 22 | 520279.2191 | 101821.1888 | 260259.4421 | 0 | 362080.6309
1505 | 0.007821% | 0.01171% | [6 empty] | 2019-03-04 | 23 | 2.1032 | 96911.3815 | kWh | GS |  | 2019-03-04 | 23 | 479041.5257 | 96911.3815 | 234022.122 | 0 | 330933.5035
1506 | 0.00894% | 0.0108% | [6 empty] | 2019-03-04 | 24 | 2.0067 | 92466.6027 | kWh | GS |  | 2019-03-04 | 24 | 418179.1446 | 92466.6027 | 223038.3665 | 0 | 315504.9692
1507 | 0.0096% | 0.01064% | [6 empty] | 2019-03-05 | 1 | 1.9366 | 89234.5579 | kWh | GS |  | 2019-03-05 | 1 | 371162.7552 | 89234.5579 | 212930.2847 | 0 | 302164.8426
1508 | 0.01051% | 0.01025% | [6 empty] | 2019-03-05 | 2 | 1.9145 | 88216.1359 | kWh | GS |  | 2019-03-05 | 2 | 360511.8358 | 88216.1359 | 208500.5614 | 0 | 296716.6973
1509 | 0.01051% | 0.009617% | [6 empty] | 2019-03-05 | 3 | 1.8908 | 87125.3316 | kWh | GS |  | 2019-03-05 | 3 | 361191.0559 | 87125.3316 | 206119.2514 | 0 | 293244.583
1510 | 0.009517% | 0.008888% | [6 empty] | 2019-03-05 | 4 | 1.9313 | 88988.8872 | kWh | GS |  | 2019-03-05 | 4 | 369810.9457 | 88988.8872 | 207999.6192 | 0 | 296988.5064
1511 | 0.008762% | 0.008124% | [6 empty] | 2019-03-05 | 5 | 1.9562 | 90138.0669 | kWh | GS |  | 2019-03-05 | 5 | 395217.4397 | 90138.0669 | 219596.7925 | 0 | 309734.8594
1512 | 0.007649% | 0.007745% | [6 empty] | 2019-03-05 | 6 | 2.0675 | 95266.1012 | kWh | GS |  | 2019-03-05 | 6 | 489155.8878 | 95266.1012 | 254278.3186 | 0 | 349544.4198
1513 | 0.006789% | 0.007418% | [6 empty] | 2019-03-05 | 7 | 2.3172 | 106771.6275 | kWh | GS |  | 2019-03-05 | 7 | 612480.016 | 106771.6275 | 296265.4223 | 0 | 403037.0498
1514 | 0.006594% | 0.007284% | [6 empty] | 2019-03-05 | 8 | 2.777 | 127958.611 | kWh | GS |  | 2019-03-05 | 8 | 654756.4797 | 127958.611 | 331383.0991 | 0 | 459341.7101
1515 | 0.006607% | 0.007199% | [6 empty] | 2019-03-05 | 9 | 3.1353 | 144466.148 | kWh | GS |  | 2019-03-05 | 9 | 634248.405 | 144466.148 | 355488.1503 | 0 | 499954.2983
1516 | 0.006764% | 0.00729% | [6 empty] | 2019-03-05 | 10 | 3.3446 | 154111.8179 | kWh | GS |  | 2019-03-05 | 10 | 639112.469 | 154111.8179 | 368270.6729 | 0 | 522382.4908
1517 | 0.007229% | 0.007603% | [6 empty] | 2019-03-05 | 11 | 3.5127 | 161856.8617 | kWh | GS |  | 2019-03-05 | 11 | 623715.2994 | 161856.8617 | 367617.8283 | 0 | 529474.69
1518 | 0.008947% | 0.008581% | [6 empty] | 2019-03-05 | 12 | 3.4527 | 159092.178 | kWh | GS |  | 2019-03-05 | 12 | 603569.0325 | 159092.178 | 366295.2843 | 0 | 525387.4623
1519 | 0.0112% | 0.009894% | [6 empty] | 2019-03-05 | 13 | 3.5077 | 161626.1592 | kWh | GS |  | 2019-03-05 | 13 | 600717.0822 | 161626.1592 | 361941.3512 | 0 | 523567.5104
1520 | 0.01198% | 0.01128% | [6 empty] | 2019-03-05 | 14 | 3.4144 | 157328.7064 | kWh | GS |  | 2019-03-05 | 14 | 600167.8401 | 157328.7064 | 356514.7518 | 0 | 513843.4582
1521 | 0.0116% | 0.01227% | [6 empty] | 2019-03-05 | 15 | 3.3044 | 152259.1081 | kWh | GS |  | 2019-03-05 | 15 | 578504.9264 | 152259.1081 | 350168.8271 | 0 | 502427.9352
1522 | 0.01169% | 0.01282% | [6 empty] | 2019-03-05 | 16 | 3.119 | 143717.3575 | kWh | GS |  | 2019-03-05 | 16 | 539026.8289 | 143717.3575 | 334975.4225 | 0 | 478692.78
1523 | 0.01141% | 0.013% | [6 empty] | 2019-03-05 | 17 | 2.9515 | 135999.5696 | kWh | GS |  | 2019-03-05 | 17 | 539843.1042 | 135999.5696 | 314037.0765 | 0 | 450036.6461
1524 | 0.01104% | 0.0129% | [6 empty] | 2019-03-05 | 18 | 2.7154 | 125119.2522 | kWh | GS |  | 2019-03-05 | 18 | 624794.2771 | 125119.2522 | 297582.7083 | 0 | 422701.9605
1525 | 0.01099% | 0.01285% | [6 empty] | 2019-03-05 | 19 | 2.8433 | 131012.4515 | kWh | GS |  | 2019-03-05 | 19 | 729479.6789 | 131012.4515 | 300920.8227 | 0 | 431933.2742
1526 | 0.01098% | 0.01261% | [6 empty] | 2019-03-05 | 20 | 2.9493 | 135898.6136 | kWh | GS |  | 2019-03-05 | 20 | 820708.1037 | 135898.6136 | 297367.6671 | 0 | 433266.2807
1527 | 0.01058% | 0.01233% | [6 empty] | 2019-03-05 | 21 | 2.8022 | 129121.984 | kWh | GS |  | 2019-03-05 | 21 | 850948.6666 | 129121.984 | 288861.4639 | 0 | 417983.4479
1528 | 0.00986% | 0.01175% | [6 empty] | 2019-03-05 | 22 | 2.7092 | 124832.3449 | kWh | GS |  | 2019-03-05 | 22 | 835364.0721 | 124832.3449 | 271747.7379 | 0 | 396580.0828
1529 | 0.009874% | 0.01105% | [6 empty] | 2019-03-05 | 23 | 2.5361 | 116858.7499 | kWh | GS |  | 2019-03-05 | 23 | 822931.6266 | 116858.7499 | 248253.8105 | 0 | 365112.5604
1530 | 0.01143% | 0.01038% | [6 empty] | 2019-03-05 | 24 | 2.457 | 113214.606 | kWh | GS |  | 2019-03-05 | 24 | 747998.1452 | 113214.606 | 238898.6785 | 0 | 352113.2845
1531 | 0.01334% | 0.0106% | [6 empty] | 2019-03-06 | 1 | 2.4327 | 112094.1782 | kWh | GS |  | 2019-03-06 | 1 | 735453.2186 | 112094.1782 | 229580.3758 | 0 | 341674.554
1532 | 0.01501% | 0.01064% | [6 empty] | 2019-03-06 | 2 | 2.4293 | 111938.1446 | kWh | GS |  | 2019-03-06 | 2 | 729654.9043 | 111938.1446 | 228959.1437 | 0 | 340897.2883
1533 | 0.01557% | 0.01026% | [6 empty] | 2019-03-06 | 3 | 2.4821 | 114369.9354 | kWh | GS |  | 2019-03-06 | 3 | 754248.8437 | 114369.9354 | 228938.2554 | 0 | 343308.1908
1534 | 0.01528% | 0.009735% | [6 empty] | 2019-03-06 | 4 | 2.5828 | 119011.8046 | kWh | GS |  | 2019-03-06 | 4 | 791947.3087 | 119011.8046 | 232929.7843 | 0 | 351941.5889
1535 | 0.01505% | 0.008963% | [6 empty] | 2019-03-06 | 5 | 2.7343 | 125990.0058 | kWh | GS |  | 2019-03-06 | 5 | 844227.098 | 125990.0058 | 250747.0549 | 0 | 376737.0607
1536 | 0.01368% | 0.008644% | [6 empty] | 2019-03-06 | 6 | 2.9377 | 135361.6069 | kWh | GS |  | 2019-03-06 | 6 | 958845.7307 | 135361.6069 | 294436.3485 | 0 | 429797.9554
1537 | 0.01345% | 0.008387% | [6 empty] | 2019-03-06 | 7 | 3.317 | 152838.4583 | kWh | GS |  | 2019-03-06 | 7 | 1113534.031 | 152838.4583 | 340902.8326 | 0 | 493741.2909
1538 | 0.01335% | 0.008368% | [6 empty] | 2019-03-06 | 8 | 3.7005 | 170509.3643 | kWh | GS |  | 2019-03-06 | 8 | 1154336.239 | 170509.3643 | 376184.9213 | 0 | 546694.2856
1539 | 0.0138% | 0.008428% | [6 empty] | 2019-03-06 | 9 | 4.0362 | 185981.8154 | kWh | GS |  | 2019-03-06 | 9 | 1052121.68 | 185981.8154 | 391069.878 | 0 | 577051.6934
1540 | 0.01449% | 0.008639% | [6 empty] | 2019-03-06 | 10 | 4.1734 | 192302.0518 | kWh | GS |  | 2019-03-06 | 10 | 926999.7946 | 192302.0518 | 388804.4202 | 0 | 581106.472
1541 | 0.01544% | 0.009248% | [6 empty] | 2019-03-06 | 11 | 4.1329 | 190437.2698 | kWh | GS |  | 2019-03-06 | 11 | 841059.3668 | 190437.2698 | 386853.544 | 0 | 577290.8138
1542 | 0.01754% | 0.01055% | [6 empty] | 2019-03-06 | 12 | 3.9895 | 183826.3357 | kWh | GS |  | 2019-03-06 | 12 | 717779.7841 | 183826.3357 | 379635.3432 | 0 | 563461.6789
1543 | 0.02037% | 0.01212% | [6 empty] | 2019-03-06 | 13 | 3.6661 | 168926.1221 | kWh | GS |  | 2019-03-06 | 13 | 637311.0156 | 168926.1221 | 369485.4433 | 0 | 538411.5654
1544 | 0.02111% | 0.01342% | [6 empty] | 2019-03-06 | 14 | 3.517 | 162057.4565 | kWh | GS |  | 2019-03-06 | 14 | 562978.429 | 162057.4565 | 368890.3167 | 0 | 530947.7732
1545 | 0.01924% | 0.01417% | [6 empty] | 2019-03-06 | 15 | 3.3531 | 154504.58 | kWh | GS |  | 2019-03-06 | 15 | 519622.5853 | 154504.58 | 358238.3416 | 0 | 512742.9216
1546 | 0.01696% | 0.01427% | [6 empty] | 2019-03-06 | 16 | 3.1796 | 146508.1448 | kWh | GS |  | 2019-03-06 | 16 | 509812.3936 | 146508.1448 | 346825.0924 | 0 | 493333.2372
1547 | 0.01538% | 0.01417% | [6 empty] | 2019-03-06 | 17 | 2.9334 | 135164.9852 | kWh | GS |  | 2019-03-06 | 17 | 519415.826 | 135164.9852 | 327090.564 | 0 | 462255.5492
1548 | 0.01313% | 0.01383% | [6 empty] | 2019-03-06 | 18 | 2.7438 | 126430.8617 | kWh | GS |  | 2019-03-06 | 18 | 579967.7832 | 126430.8617 | 311225.331 | 0 | 437656.1927
1549 | 0.01166% | 0.01322% | [6 empty] | 2019-03-06 | 19 | 2.8944 | 133366.5383 | kWh | GS |  | 2019-03-06 | 19 | 703349.9296 | 133366.5383 | 304479.5274 | 0 | 437846.0657
1550 | 0.0103% | 0.01303% | [6 empty] | 2019-03-06 | 20 | 2.9698 | 136844.2205 | kWh | GS |  | 2019-03-06 | 20 | 802671.4899 | 136844.2205 | 302446.8499 | 0 | 439291.0704
1551 | 0.009505% | 0.01259% | [6 empty] | 2019-03-06 | 21 | 2.8227 | 130062.7857 | kWh | GS |  | 2019-03-06 | 21 | 867209.7205 | 130062.7857 | 292763.1727 | 0 | 422825.9584
1552 | 0.009325% | 0.01211% | [6 empty] | 2019-03-06 | 22 | 2.7152 | 125109.4429 | kWh | GS |  | 2019-03-06 | 22 | 888974.5554 | 125109.4429 | 277916.794 | 0 | 403026.2369
1553 | 0.009501% | 0.01135% | [6 empty] | 2019-03-06 | 23 | 2.6231 | 120867.912 | kWh | GS |  | 2019-03-06 | 23 | 867888.5493 | 120867.912 | 254456.7473 | 0 | 375324.6593
1554 | 0.01061% | 0.01074% | [6 empty] | 2019-03-06 | 24 | 2.5747 | 118637.0986 | kWh | GS |  | 2019-03-06 | 24 | 804587.9874 | 118637.0986 | 243495.903 | 0 | 362133.0016
1555 | 0.01287% | 0.01075% | [6 empty] | 2019-03-07 | 1 | 2.5209 | 116160.0667 | kWh | GS |  | 2019-03-07 | 1 | 813016.4212 | 116160.0667 | 235635.9159 | 0 | 351795.9826
1556 | 0.01468% | 0.01078% | [6 empty] | 2019-03-07 | 2 | 2.5929 | 119477.7916 | kWh | GS |  | 2019-03-07 | 2 | 819476.8106 | 119477.7916 | 232413.4687 | 0 | 351891.2603
1557 | 0.01586% | 0.01038% | [6 empty] | 2019-03-07 | 3 | 2.6236 | 120890.5413 | kWh | GS |  | 2019-03-07 | 3 | 862544.3416 | 120890.5413 | 233945.4785 | 0 | 354836.0198
1558 | 0.01626% | 0.009893% | [6 empty] | 2019-03-07 | 4 | 2.7066 | 124714.0455 | kWh | GS |  | 2019-03-07 | 4 | 893580.3031 | 124714.0455 | 240921.9644 | 0 | 365636.0099
1559 | 0.01587% | 0.009213% | [6 empty] | 2019-03-07 | 5 | 2.8721 | 132342.1213 | kWh | GS |  | 2019-03-07 | 5 | 928606.2942 | 132342.1213 | 255073.5077 | 0 | 387415.629
1560 | 0.01472% | 0.00889% | [6 empty] | 2019-03-07 | 6 | 3.0587 | 140938.7028 | kWh | GS |  | 2019-03-07 | 6 | 1053012.045 | 140938.7028 | 293615.3191 | 0 | 434554.0219
1561 | 0.01487% | 0.008636% | [6 empty] | 2019-03-07 | 7 | 3.3884 | 156132.2659 | kWh | GS |  | 2019-03-07 | 7 | 1139125.743 | 156132.2659 | 340691.5353 | 0 | 496823.8012
1562 | 0.01499% | 0.008638% | [6 empty] | 2019-03-07 | 8 | 3.6963 | 170318.438 | kWh | GS |  | 2019-03-07 | 8 | 1153073.525 | 170318.438 | 376687.0098 | 0 | 547005.4478
1563 | 0.01578% | 0.008711% | [6 empty] | 2019-03-07 | 9 | 3.8123 | 175665.3418 | kWh | GS |  | 2019-03-07 | 9 | 963898.1797 | 175665.3418 | 385595.596 | 0 | 561260.9378
1564 | 0.01634% | 0.008976% | [6 empty] | 2019-03-07 | 10 | 3.7919 | 174724.5346 | kWh | GS |  | 2019-03-07 | 10 | 766137.3522 | 174724.5346 | 381749.6462 | 0 | 556474.1808
1565 | 0.01699% | 0.00951% | [6 empty] | 2019-03-07 | 11 | 3.6425 | 167837.8221 | kWh | GS |  | 2019-03-07 | 11 | 640707.6577 | 167837.8221 | 370650.0634 | 0 | 538487.8855
1566 | 0.01926% | 0.01067% | [6 empty] | 2019-03-07 | 12 | 3.454 | 159154.8546 | kWh | GS |  | 2019-03-07 | 12 | 520318.8675 | 159154.8546 | 368487.5554 | 0 | 527642.41
1567 | 0.02084% | 0.0122% | [6 empty] | 2019-03-07 | 13 | 3.2787 | 151073.668 | kWh | GS |  | 2019-03-07 | 13 | 467824.653 | 151073.668 | 367875.9214 | 0 | 518949.5894
1568 | 0.02109% | 0.01343% | [6 empty] | 2019-03-07 | 14 | 3.2243 | 148571.339 | kWh | GS |  | 2019-03-07 | 14 | 438172.1052 | 148571.339 | 361968.9007 | 0 | 510540.2397
1569 | 0.01763% | 0.01378% | [6 empty] | 2019-03-07 | 15 | 3.1934 | 147144.8892 | kWh | GS |  | 2019-03-07 | 15 | 400061.9285 | 147144.8892 | 359404.7186 | 0 | 506549.6078
1570 | 0.01401% | 0.01366% | [6 empty] | 2019-03-07 | 16 | 3.0821 | 142017.2079 | kWh | GS |  | 2019-03-07 | 16 | 407032.0795 | 142017.2079 | 342895.8954 | 0 | 484913.1033
1571 | 0.01172% | 0.01322% | [6 empty] | 2019-03-07 | 17 | 2.9404 | 135486.4133 | kWh | GS |  | 2019-03-07 | 17 | 439113.4035 | 135486.4133 | 323105.8284 | 0 | 458592.2417
1572 | 0.009517% | 0.01295% | [6 empty] | 2019-03-07 | 18 | 2.7381 | 126167.8013 | kWh | GS |  | 2019-03-07 | 18 | 503659.478 | 126167.8013 | 308994.6756 | 0 | 435162.4769
1573 | 0.008557% | 0.01274% | [6 empty] | 2019-03-07 | 19 | 2.7734 | 127792.7104 | kWh | GS |  | 2019-03-07 | 19 | 561898.6275 | 127792.7104 | 306032.2243 | 0 | 433824.9347
1574 | 0.008015% | 0.01253% | [6 empty] | 2019-03-07 | 20 | 2.7817 | 128174.5798 | kWh | GS |  | 2019-03-07 | 20 | 652758.9509 | 128174.5798 | 301398.2986 | 0 | 429572.8784
1575 | 0.007318% | 0.01243% | [6 empty] | 2019-03-07 | 21 | 2.6017 | 119879.6302 | kWh | GS |  | 2019-03-07 | 21 | 637585.6988 | 119879.6302 | 289151.3912 | 0 | 409031.0214
1576 | 0.007445% | 0.0119% | [6 empty] | 2019-03-07 | 22 | 2.474 | 113994.867 | kWh | GS |  | 2019-03-07 | 22 | 644031.3017 | 113994.867 | 271173.4622 | 0 | 385168.3292
1577 | 0.008032% | 0.01126% | [6 empty] | 2019-03-07 | 23 | 2.3012 | 106032.9955 | kWh | GS |  | 2019-03-07 | 23 | 623651.414 | 106032.9955 | 245265.2855 | 0 | 351298.281
1578 | 0.009213% | 0.01068% | [6 empty] | 2019-03-07 | 24 | 2.206 | 101646.5931 | kWh | GS |  | 2019-03-07 | 24 | 551625.7577 | 101646.5931 | 230203.3359 | 0 | 331849.929
1579 | 0.01028% | 0.01065% | [6 empty] | 2019-03-08 | 1 | 2.1364 | 98439.121 | kWh | GS |  | 2019-03-08 | 1 | 535685.2888 | 98439.121 | 221848.5401 | 0 | 320287.6611
1580 | 0.01194% | 0.01055% | [6 empty] | 2019-03-08 | 2 | 2.1359 | 98416.2218 | kWh | GS |  | 2019-03-08 | 2 | 527251.8018 | 98416.2218 | 216959.1299 | 0 | 315375.3517
1581 | 0.01166% | 0.01004% | [6 empty] | 2019-03-08 | 3 | 2.1565 | 99367.0014 | kWh | GS |  | 2019-03-08 | 3 | 535598.3374 | 99367.0014 | 213059.3205 | 0 | 312426.3219
1582 | 0.01178% | 0.009455% | [6 empty] | 2019-03-08 | 4 | 2.2363 | 103042.8202 | kWh | GS |  | 2019-03-08 | 4 | 551576.6844 | 103042.8202 | 215442.5964 | 0 | 318485.4166
1583 | 0.01141% | 0.008624% | [6 empty] | 2019-03-08 | 5 | 2.3666 | 109047.1843 | kWh | GS |  | 2019-03-08 | 5 | 577233.8032 | 109047.1843 | 228933.2261 | 0 | 337980.4104
1584 | 0.01009% | 0.008146% | [6 empty] | 2019-03-08 | 6 | 2.4991 | 115155.603 | kWh | GS |  | 2019-03-08 | 6 | 658843.0296 | 115155.603 | 266537.754 | 0 | 381693.357
1585 | 0.009798% | 0.007862% | [6 empty] | 2019-03-08 | 7 | 2.8316 | 130473.0708 | kWh | GS |  | 2019-03-08 | 7 | 782090.8292 | 130473.0708 | 311232.4332 | 0 | 441705.504
1586 | 0.009644% | 0.007742% | [6 empty] | 2019-03-08 | 8 | 2.9564 | 136224.2993 | kWh | GS |  | 2019-03-08 | 8 | 764834.9138 | 136224.2993 | 339385.935 | 0 | 475610.2343
1587 | 0.009797% | 0.007669% | [6 empty] | 2019-03-08 | 9 | 3.0664 | 141294.9064 | kWh | GS |  | 2019-03-08 | 9 | 634833.6663 | 141294.9064 | 357304.3085 | 0 | 498599.2149
1588 | 0.01009% | 0.007818% | [6 empty] | 2019-03-08 | 10 | 3.1214 | 143828.8363 | kWh | GS |  | 2019-03-08 | 10 | 520812.4508 | 143828.8363 | 367018.238 | 0 | 510847.0743
1589 | 0.01056% | 0.008297% | [6 empty] | 2019-03-08 | 11 | 3.1909 | 147029.6422 | kWh | GS |  | 2019-03-08 | 11 | 441434.9557 | 147029.6422 | 374103.3301 | 0 | 521132.9723
1590 | 0.01205% | 0.00937% | [6 empty] | 2019-03-08 | 12 | 3.2566 | 150059.5186 | kWh | GS |  | 2019-03-08 | 12 | 385881.6367 | 150059.5186 | 373983.1793 | 0 | 524042.6979
1591 | 0.01431% | 0.01084% | [6 empty] | 2019-03-08 | 13 | 3.2516 | 149824.977 | kWh | GS |  | 2019-03-08 | 13 | 358948.9859 | 149824.977 | 374978.8016 | 0 | 524803.7786
1592 | 0.01399% | 0.01168% | [6 empty] | 2019-03-08 | 14 | 3.2817 | 151213.08 | kWh | GS |  | 2019-03-08 | 14 | 360069.7659 | 151213.08 | 378991.4204 | 0 | 530204.5004
1593 | 0.01161% | 0.01224% | [6 empty] | 2019-03-08 | 15 | 3.3233 | 153132.0606 | kWh | GS |  | 2019-03-08 | 15 | 370608.0158 | 153132.0606 | 377651.1683 | 0 | 530783.2289
1594 | 0.009526% | 0.01254% | [6 empty] | 2019-03-08 | 16 | 3.2332 | 148977.3614 | kWh | GS |  | 2019-03-08 | 16 | 399944.6559 | 148977.3614 | 361373.1559 | 0 | 510350.5173
1595 | 0.008074% | 0.01279% | [6 empty] | 2019-03-08 | 17 | 3.1185 | 143692.9833 | kWh | GS |  | 2019-03-08 | 17 | 448233.7538 | 143692.9833 | 338669.7677 | 0 | 482362.751
1596 | 0.007058% | 0.01286% | [6 empty] | 2019-03-08 | 18 | 2.7958 | 128822.6022 | kWh | GS |  | 2019-03-08 | 18 | 466014.4676 | 128822.6022 | 316105.1339 | 0 | 444927.7361
1597 | 0.006566% | 0.01288% | [6 empty] | 2019-03-08 | 19 | 2.7928 | 128687.1418 | kWh | GS |  | 2019-03-08 | 19 | 508534.5415 | 128687.1418 | 305147.8196 | 0 | 433834.9614
1598 | 0.006586% | 0.01302% | [6 empty] | 2019-03-08 | 20 | 2.7812 | 128152.5946 | kWh | GS |  | 2019-03-08 | 20 | 537833.3186 | 128152.5946 | 296266.4316 | 0 | 424419.0262
1599 | 0.006779% | 0.01303% | [6 empty] | 2019-03-08 | 21 | 2.6342 | 121379.3843 | kWh | GS |  | 2019-03-08 | 21 | 503174.7544 | 121379.3843 | 284483.582 | 0 | 405862.9663
1600 | 0.007316% | 0.01253% | [6 empty] | 2019-03-08 | 22 | 2.4464 | 112727.081 | kWh | GS |  | 2019-03-08 | 22 | 463717.4336 | 112727.081 | 264030.045 | 0 | 376757.126
1601 | 0.008199% | 0.01184% | [6 empty] | 2019-03-08 | 23 | 2.2262 | 102580.795 | kWh | GS |  | 2019-03-08 | 23 | 431773.0573 | 102580.795 | 241124.6436 | 0 | 343705.4386
1602 | 0.008524% | 0.01092% | [6 empty] | 2019-03-08 | 24 | 2.0752 | 95623.2772 | kWh | GS |  | 2019-03-08 | 24 | 368221.9913 | 95623.2772 | 222753.4781 | 0 | 318376.7553
1603 | 0.009302% | 0.01065% | [6 empty] | 2019-03-09 | 1 | 1.9501 | 89856.141 | kWh | GS |  | 2019-03-09 | 1 | 336993.6031 | 89856.141 | 211061.4153 | 0 | 300917.5563
1604 | 0.009838% | 0.01042% | [6 empty] | 2019-03-09 | 2 | 1.8968 | 87402.9105 | kWh | GS |  | 2019-03-09 | 2 | 298316.1273 | 87402.9105 | 204695.5072 | 0 | 292098.4177
1605 | 0.009204% | 0.009963% | [6 empty] | 2019-03-09 | 3 | 1.8601 | 85708.4856 | kWh | GS |  | 2019-03-09 | 3 | 281370.305 | 85708.4856 | 198969.9126 | 0 | 284678.3982
1606 | 0.008482% | 0.009249% | [6 empty] | 2019-03-09 | 4 | 1.8639 | 85886.748 | kWh | GS |  | 2019-03-09 | 4 | 280263.9407 | 85886.748 | 198174.5955 | 0 | 284061.3435
1607 | 0.007898% | 0.008437% | [6 empty] | 2019-03-09 | 5 | 1.8964 | 87384.3734 | kWh | GS |  | 2019-03-09 | 5 | 288659.4281 | 87384.3734 | 202501.8609 | 0 | 289886.2343
1608 | 0.006735% | 0.007816% | [6 empty] | 2019-03-09 | 6 | 1.9587 | 90252.6084 | kWh | GS |  | 2019-03-09 | 6 | 314946.7306 | 90252.6084 | 215899.7363 | 0 | 306152.3447
1609 | 0.006164% | 0.007387% | [6 empty] | 2019-03-09 | 7 | 2.0266 | 93379.9316 | kWh | GS |  | 2019-03-09 | 7 | 378625.2665 | 93379.9316 | 235116.9584 | 0 | 328496.89
1610 | 0.005457% | 0.00717% | [6 empty] | 2019-03-09 | 8 | 1.8948 | 87308.5899 | kWh | GS |  | 2019-03-09 | 8 | 442192.1789 | 87308.5899 | 247527.4156 | 0 | 334836.0055
1611 | 0.005147% | 0.006988% | [6 empty] | 2019-03-09 | 9 | 1.9371 | 89259.7199 | kWh | GS |  | 2019-03-09 | 9 | 466732.3788 | 89259.7199 | 260166.3907 | 0 | 349426.1106
1612 | 0.005126% | 0.006973% | [6 empty] | 2019-03-09 | 10 | 2.1448 | 98826.4588 | kWh | GS |  | 2019-03-09 | 10 | 458938.7789 | 98826.4588 | 276418.4672 | 0 | 375244.9261
1613 | 0.00528% | 0.007116% | [6 empty] | 2019-03-09 | 11 | 2.3622 | 108843.7365 | kWh | GS |  | 2019-03-09 | 11 | 463354.3454 | 108843.7365 | 286863.8867 | 0 | 395707.6232
1614 | 0.005761% | 0.007515% | [6 empty] | 2019-03-09 | 12 | 2.5232 | 116263.351 | kWh | GS |  | 2019-03-09 | 12 | 467786.8736 | 116263.351 | 291046.3336 | 0 | 407309.6846
1615 | 0.006926% | 0.008064% | [6 empty] | 2019-03-09 | 13 | 2.6122 | 120364.1493 | kWh | GS |  | 2019-03-09 | 13 | 474166.7438 | 120364.1493 | 291273.1331 | 0 | 411637.2824
1616 | 0.008088% | 0.00822% | [6 empty] | 2019-03-09 | 14 | 2.6206 | 120753.3326 | kWh | GS |  | 2019-03-09 | 14 | 498721.059 | 120753.3326 | 288584.8782 | 0 | 409338.2108
1617 | 0.008537% | 0.008578% | [6 empty] | 2019-03-09 | 15 | 2.6 | 119801.0122 | kWh | GS |  | 2019-03-09 | 15 | 528544.489 | 119801.0122 | 287939.9457 | 0 | 407740.9579
1618 | 0.008395% | 0.009212% | [6 empty] | 2019-03-09 | 16 | 2.6133 | 120417.1977 | kWh | GS |  | 2019-03-09 | 16 | 544192.7612 | 120417.1977 | 285032.6039 | 0 | 405449.8016
1619 | 0.008475% | 0.009714% | [6 empty] | 2019-03-09 | 17 | 2.5506 | 117524.8177 | kWh | GS |  | 2019-03-09 | 17 | 559151.4782 | 117524.8177 | 278397.9979 | 0 | 395922.8156
1620 | 0.008556% | 0.009999% | [6 empty] | 2019-03-09 | 18 | 2.5055 | 115450.5475 | kWh | GS |  | 2019-03-09 | 18 | 557759.648 | 115450.5475 | 268011.8409 | 0 | 383462.3884
1621 | 0.008673% | 0.0101% | [6 empty] | 2019-03-09 | 19 | 2.6401 | 121651.3131 | kWh | GS |  | 2019-03-09 | 19 | 566497.9577 | 121651.3131 | 268177.6257 | 0 | 389828.9388
1622 | 0.009122% | 0.01005% | [6 empty] | 2019-03-09 | 20 | 2.6622 | 122670.2465 | kWh | GS |  | 2019-03-09 | 20 | 568581.8216 | 122670.2465 | 266196.6006 | 0 | 388866.8471
1623 | 0.009668% | 0.01001% | [6 empty] | 2019-03-09 | 21 | 2.5316 | 116649.6003 | kWh | GS |  | 2019-03-09 | 21 | 543365.6277 | 116649.6003 | 256815.262 | 0 | 373464.8623
1624 | 0.009954% | 0.009953% | [6 empty] | 2019-03-09 | 22 | 2.4408 | 112466.3576 | kWh | GS |  | 2019-03-09 | 22 | 502957.9866 | 112466.3576 | 245134.4533 | 0 | 357600.8109
1625 | 0.01023% | 0.009719% | [6 empty] | 2019-03-09 | 23 | 2.2813 | 105117.1826 | kWh | GS |  | 2019-03-09 | 23 | 450779.8878 | 105117.1826 | 231491.6194 | 0 | 336608.802
1626 | 0.0102% | 0.009413% | [6 empty] | 2019-03-09 | 24 | 2.1379 | 98511.8626 | kWh | GS |  | 2019-03-09 | 24 | 392562.3638 | 98511.8626 | 215731.3681 | 0 | 314243.2307
1627 | 0.01036% | 0.00957% | [6 empty] | 2019-03-10 | 1 | 2.0594 | 94895.1713 | kWh | GS |  | 2019-03-10 | 1 | 336565.3692 | 94895.1713 | 206006.2826 | 0 | 300901.4539
1628 | 0.0104% | 0.009546% | [6 empty] | 2019-03-10 | 2 | 1.1888 | 54776.2366 | kWh | GS |  | 2019-03-10 | 2 | 190853.6476 | 54776.2366 | 136072.2851 | 0 | 190848.5217
1629 | 0.009939% | 0.009168% | [6 empty] | 2019-03-10 | 3 | 0.4826 | 22237.2513 | kWh | GS |  | 2019-03-10 | 3 | 71120.5062 | 22237.2513 | 50554.2606 | 0 | 72791.5119
1630 | 0.0092% | 0.008778% | [6 empty] | 2019-03-10 | 4 | 1.9322 | 89032.1685 | kWh | GS |  | 2019-03-10 | 4 | 262763.9173 | 89032.1685 | 199457.3274 | 0 | 288489.4959
1631 | 0.008245% | 0.008263% | [6 empty] | 2019-03-10 | 5 | 1.8371 | 84650.748 | kWh | GS |  | 2019-03-10 | 5 | 254925.8404 | 84650.748 | 200546.386 | 0 | 285197.134
1632 | 0.007181% | 0.007714% | [6 empty] | 2019-03-10 | 6 | 1.8342 | 84516.5473 | kWh | GS |  | 2019-03-10 | 6 | 255803.3805 | 84516.5473 | 207676.4322 | 0 | 292192.9795
1633 | 0.006156% | 0.007387% | [6 empty] | 2019-03-10 | 7 | 1.8704 | 86182.048 | kWh | GS |  | 2019-03-10 | 7 | 267197.1098 | 86182.048 | 221802.9491 | 0 | 307984.9971
1634 | 0.003491% | 0.004685% | [6 empty] | 2019-03-10 | 8 | 1.8401 | 84786.8089 | kWh | GS |  | 2019-03-10 | 8 | 301447.8815 | 84786.8089 | 233105.8236 | 0 | 317892.6325
1635 | 0.001301% | 0.001787% | [6 empty] | 2019-03-10 | 9 | 1.7402 | 80183.1222 | kWh | GS |  | 2019-03-10 | 9 | 376095.3461 | 80183.1222 | 238943.3592 | 0 | 319126.4814
1636 | 0.004806% | 0.007082% | [6 empty] | 2019-03-10 | 10 | 2.0395 | 93976.1856 | kWh | GS |  | 2019-03-10 | 10 | 441685.6654 | 93976.1856 | 253515.1911 | 0 | 347491.3767
1637 | 0.004663% | 0.007001% | [6 empty] | 2019-03-10 | 11 | 2.3003 | 105994.3433 | kWh | GS |  | 2019-03-10 | 11 | 482348.0973 | 105994.3433 | 267293.2433 | 0 | 373287.5866
1638 | 0.004679% | 0.007173% | [6 empty] | 2019-03-10 | 12 | 2.6279 | 121087.4443 | kWh | GS |  | 2019-03-10 | 12 | 529588.3895 | 121087.4443 | 279941.2499 | 0 | 401028.6942
1639 | 0.004887% | 0.00756% | [6 empty] | 2019-03-10 | 13 | 2.8034 | 129176.342 | kWh | GS |  | 2019-03-10 | 13 | 573237.5392 | 129176.342 | 284094.5468 | 0 | 413270.8888
1640 | 0.005514% | 0.007804% | [6 empty] | 2019-03-10 | 14 | 2.7963 | 128848.4514 | kWh | GS |  | 2019-03-10 | 14 | 641610.3663 | 128848.4514 | 288714.4878 | 0 | 417562.9392
1641 | 0.006879% | 0.007834% | [6 empty] | 2019-03-10 | 15 | 2.831 | 130446.9425 | kWh | GS |  | 2019-03-10 | 15 | 709546.0918 | 130446.9425 | 290289.2096 | 0 | 420736.1521
1642 | 0.008079% | 0.00853% | [6 empty] | 2019-03-10 | 16 | 2.8125 | 129593.1274 | kWh | GS |  | 2019-03-10 | 16 | 734886.6841 | 129593.1274 | 292095.5099 | 0 | 421688.6373
1643 | 0.008823% | 0.009163% | [6 empty] | 2019-03-10 | 17 | 2.8086 | 129414.1539 | kWh | GS |  | 2019-03-10 | 17 | 749147.026 | 129414.1539 | 291171.7187 | 0 | 420585.8726
1644 | 0.009687% | 0.009844% | [6 empty] | 2019-03-10 | 18 | 2.7961 | 128836.8515 | kWh | GS |  | 2019-03-10 | 18 | 778443.0362 | 128836.8515 | 289021.8202 | 0 | 417858.6717
1645 | 0.01049% | 0.01014% | [6 empty] | 2019-03-10 | 19 | 2.7266 | 125637.7667 | kWh | GS |  | 2019-03-10 | 19 | 774082.5018 | 125637.7667 | 283275.6749 | 0 | 408913.4416
1646 | 0.01174% | 0.01025% | [6 empty] | 2019-03-10 | 20 | 2.7686 | 127573.0007 | kWh | GS |  | 2019-03-10 | 20 | 768115.7717 | 127573.0007 | 278269.5695 | 0 | 405842.5702
1647 | 0.01298% | 0.01033% | [6 empty] | 2019-03-10 | 21 | 2.71 | 124872.0985 | kWh | GS |  | 2019-03-10 | 21 | 757799.2739 | 124872.0985 | 266748.0355 | 0 | 391620.134
1648 | 0.01344% | 0.01035% | [6 empty] | 2019-03-10 | 22 | 2.5199 | 116112.1528 | kWh | GS |  | 2019-03-10 | 22 | 693886.0488 | 116112.1528 | 254932.0469 | 0 | 371044.1997
1649 | 0.0137% | 0.01032% | [6 empty] | 2019-03-10 | 23 | 2.343 | 107958.5097 | kWh | GS |  | 2019-03-10 | 23 | 606064.8264 | 107958.5097 | 238656.4576 | 0 | 346614.9673
1650 | 0.01424% | 0.01026% | [6 empty] | 2019-03-10 | 24 | 2.2056 | 101631.0936 | kWh | GS |  | 2019-03-10 | 24 | 503391.2098 | 101631.0936 | 225094.5367 | 0 | 326725.6303
1651 | 0.01416% | 0.01004% | [6 empty] | 2019-03-11 | 1 | 2.0746 | 95591.5033 | kWh | GS |  | 2019-03-11 | 1 | 422137.5873 | 95591.5033 | 217258.1396 | 0 | 312849.6429
1652 | 0.01405% | 0.009963% | [6 empty] | 2019-03-11 | 2 | 1.9849 | 91461.8253 | kWh | GS |  | 2019-03-11 | 2 | 347376.9564 | 91461.8253 | 211939.288 | 0 | 303401.1133
1653 | 0.01386% | 0.009613% | [6 empty] | 2019-03-11 | 3 | 1.9363 | 89218.9299 | kWh | GS |  | 2019-03-11 | 3 | 300339.4974 | 89218.9299 | 208205.1774 | 0 | 297424.1073
1654 | 0.01269% | 0.009108% | [6 empty] | 2019-03-11 | 4 | 1.9197 | 88456.1791 | kWh | GS |  | 2019-03-11 | 4 | 276680.5787 | 88456.1791 | 206335.8533 | 0 | 294792.0324
1655 | 0.01109% | 0.008509% | [6 empty] | 2019-03-11 | 5 | 1.9191 | 88426.9492 | kWh | GS |  | 2019-03-11 | 5 | 262588.1219 | 88426.9492 | 221228.9994 | 0 | 309655.9486
1656 | 0.009208% | 0.00802% | [6 empty] | 2019-03-11 | 6 | 1.9854 | 91481.066 | kWh | GS |  | 2019-03-11 | 6 | 287507.9422 | 91481.066 | 249412.7301 | 0 | 340893.7961
1657 | 0.007721% | 0.00768% | [6 empty] | 2019-03-11 | 7 | 2.254 | 103858.7008 | kWh | GS |  | 2019-03-11 | 7 | 351206.3645 | 103858.7008 | 292210.0013 | 0 | 396068.7021
1658 | 0.006354% | 0.007448% | [6 empty] | 2019-03-11 | 8 | 2.5996 | 119783.5653 | kWh | GS |  | 2019-03-11 | 8 | 361064.966 | 119783.5653 | 329306.178 | 0 | 449089.7433
1659 | 0.005494% | 0.007301% | [6 empty] | 2019-03-11 | 9 | 2.7213 | 125391.7746 | kWh | GS |  | 2019-03-11 | 9 | 363021.8976 | 125391.7746 | 353134.1811 | 0 | 478525.9557
1660 | 0.005061% | 0.007237% | [6 empty] | 2019-03-11 | 10 | 3.0929 | 142515.4894 | kWh | GS |  | 2019-03-11 | 10 | 374682.763 | 142515.4894 | 373588.8725 | 0 | 516104.3619
1661 | 0.004803% | 0.007601% | [6 empty] | 2019-03-11 | 11 | 3.3388 | 153845.5468 | kWh | GS |  | 2019-03-11 | 11 | 391273.237 | 153845.5468 | 383593.2299 | 0 | 537438.7767
1662 | 0.005259% | 0.008368% | [6 empty] | 2019-03-11 | 12 | 3.6627 | 168769.5265 | kWh | GS |  | 2019-03-11 | 12 | 433086.6666 | 168769.5265 | 394204.1965 | 0 | 562973.723
1663 | 0.006424% | 0.009723% | [6 empty] | 2019-03-11 | 13 | 3.8646 | 178073.3219 | kWh | GS |  | 2019-03-11 | 13 | 479754.6293 | 178073.3219 | 407243.0328 | 0 | 585316.3547
1664 | 0.006604% | 0.01102% | [6 empty] | 2019-03-11 | 14 | 4.0931 | 188601.2663 | kWh | GS |  | 2019-03-11 | 14 | 552909.5466 | 188601.2663 | 413452.5106 | 0 | 602053.7769
1665 | 0.00664% | 0.01175% | [6 empty] | 2019-03-11 | 15 | 4.2202 | 194459.5111 | kWh | GS |  | 2019-03-11 | 15 | 620053.1907 | 194459.5111 | 416061.0953 | 0 | 610520.6064
1666 | 0.006853% | 0.01267% | [6 empty] | 2019-03-11 | 16 | 4.2485 | 195764.3727 | kWh | GS |  | 2019-03-11 | 16 | 671816.1524 | 195764.3727 | 406667.8801 | 0 | 602432.2528
1667 | 0.007157% | 0.01319% | [6 empty] | 2019-03-11 | 17 | 4.0493 | 186585.4795 | kWh | GS |  | 2019-03-11 | 17 | 744246.434 | 186585.4795 | 386650.0573 | 0 | 573235.5368
1668 | 0.007922% | 0.01382% | [6 empty] | 2019-03-11 | 18 | 3.6561 | 168466.2432 | kWh | GS |  | 2019-03-11 | 18 | 788167.8672 | 168466.2432 | 367566.5163 | 0 | 536032.7595
1669 | 0.008775% | 0.01437% | [6 empty] | 2019-03-11 | 19 | 3.2567 | 150063.7072 | kWh | GS |  | 2019-03-11 | 19 | 794714.803 | 150063.7072 | 343857.8087 | 0 | 493921.5159
1670 | 0.01011% | 0.01478% | [6 empty] | 2019-03-11 | 20 | 3.1786 | 146464.9734 | kWh | GS |  | 2019-03-11 | 20 | 774048.8258 | 146464.9734 | 334428.6768 | 0 | 480893.6502
1671 | 0.01134% | 0.01499% | [6 empty] | 2019-03-11 | 21 | 2.9636 | 136554.554 | kWh | GS |  | 2019-03-11 | 21 | 771496.5321 | 136554.554 | 319378.4875 | 0 | 455933.0415
1672 | 0.01229% | 0.01479% | [6 empty] | 2019-03-11 | 22 | 2.6271 | 121053.0863 | kWh | GS |  | 2019-03-11 | 22 | 685986.0515 | 121053.0863 | 295552.7062 | 0 | 416605.7925
1673 | 0.01361% | 0.01407% | [6 empty] | 2019-03-11 | 23 | 2.3817 | 109744.9157 | kWh | GS |  | 2019-03-11 | 23 | 581553.4403 | 109744.9157 | 261442.4235 | 0 | 371187.3392
1674 | 0.01442% | 0.01316% | [6 empty] | 2019-03-11 | 24 | 2.2411 | 103267.5447 | kWh | GS |  | 2019-03-11 | 24 | 481280.3752 | 103267.5447 | 243513.5986 | 0 | 346781.1433
1675 | 0.01454% | 0.01212% | [6 empty] | 2019-03-12 | 1 | 2.0691 | 95340.9657 | kWh | GS |  | 2019-03-12 | 1 | 394258.6402 | 95340.9657 | 231646.0291 | 0 | 326986.9948
1676 | 0.01416% | 0.0118% | [6 empty] | 2019-03-12 | 2 | 1.9939 | 91874.4642 | kWh | GS |  | 2019-03-12 | 2 | 338344.4333 | 91874.4642 | 221088.2713 | 0 | 312962.7355
1677 | 0.01411% | 0.01119% | [6 empty] | 2019-03-12 | 3 | 1.9489 | 89802.4265 | kWh | GS |  | 2019-03-12 | 3 | 293984.4585 | 89802.4265 | 216422.6454 | 0 | 306225.0719
1678 | 0.01255% | 0.01023% | [6 empty] | 2019-03-12 | 4 | 1.9198 | 88459.1432 | kWh | GS |  | 2019-03-12 | 4 | 273023.6991 | 88459.1432 | 214088.393 | 0 | 302547.5362
1679 | 0.01064% | 0.009112% | [6 empty] | 2019-03-12 | 5 | 1.9249 | 88696.0057 | kWh | GS |  | 2019-03-12 | 5 | 263495.6872 | 88696.0057 | 220783.3211 | 0 | 309479.3269
1680 | 0.008803% | 0.008513% | [6 empty] | 2019-03-12 | 6 | 1.9994 | 92130.4365 | kWh | GS |  | 2019-03-12 | 6 | 301575.0326 | 92130.4365 | 245066.6073 | 0 | 337197.0438
1681 | 0.007212% | 0.008027% | [6 empty] | 2019-03-12 | 7 | 2.2573 | 104010.7247 | kWh | GS |  | 2019-03-12 | 7 | 344385.7181 | 104010.7247 | 289478.2103 | 0 | 393488.935
1682 | 0.006189% | 0.007683% | [6 empty] | 2019-03-12 | 8 | 2.5879 | 119243.7872 | kWh | GS |  | 2019-03-12 | 8 | 366790.3843 | 119243.7872 | 325709.3236 | 0 | 444953.1108
1683 | 0.005377% | 0.007517% | [6 empty] | 2019-03-12 | 9 | 2.761 | 127222.3706 | kWh | GS |  | 2019-03-12 | 9 | 366524.1029 | 127222.3706 | 341649.0084 | 0 | 468871.379
1684 | 0.004994% | 0.007427% | [6 empty] | 2019-03-12 | 10 | 3.0656 | 141257.0128 | kWh | GS |  | 2019-03-12 | 10 | 368060.8558 | 141257.0128 | 356885.8984 | 0 | 498142.9112
1685 | 0.00482% | 0.007597% | [6 empty] | 2019-03-12 | 11 | 3.2731 | 150815.605 | kWh | GS |  | 2019-03-12 | 11 | 368351.2543 | 150815.605 | 363184.1634 | 0 | 513999.7684
1686 | 0.005516% | 0.008278% | [6 empty] | 2019-03-12 | 12 | 3.469 | 159843.1923 | kWh | GS |  | 2019-03-12 | 12 | 388331.7335 | 159843.1923 | 367038.9843 | 0 | 526882.1766
1687 | 0.006299% | 0.009659% | [6 empty] | 2019-03-12 | 13 | 3.4962 | 161096.9326 | kWh | GS |  | 2019-03-12 | 13 | 407650.0576 | 161096.9326 | 371466.7426 | 0 | 532563.6752
1688 | 0.006709% | 0.01092% | [6 empty] | 2019-03-12 | 14 | 3.5304 | 162672.631 | kWh | GS |  | 2019-03-12 | 14 | 432031.3964 | 162672.631 | 371587.9507 | 0 | 534260.5817
1689 | 0.006704% | 0.01151% | [6 empty] | 2019-03-12 | 15 | 3.6702 | 169115.6802 | kWh | GS |  | 2019-03-12 | 15 | 457876.0941 | 169115.6802 | 368712.4335 | 0 | 537828.1137
1690 | 0.006732% | 0.01223% | [6 empty] | 2019-03-12 | 16 | 3.6087 | 166282.905 | kWh | GS |  | 2019-03-12 | 16 | 490762.0542 | 166282.905 | 362111.5612 | 0 | 528394.4662
1691 | 0.006738% | 0.01262% | [6 empty] | 2019-03-12 | 17 | 3.3494 | 154333.783 | kWh | GS |  | 2019-03-12 | 17 | 523143.1958 | 154333.783 | 344678.2385 | 0 | 499012.0215
1692 | 0.007103% | 0.01293% | [6 empty] | 2019-03-12 | 18 | 3.0163 | 138986.9752 | kWh | GS |  | 2019-03-12 | 18 | 560909.3757 | 138986.9752 | 323780.515 | 0 | 462767.4902
1693 | 0.007456% | 0.01307% | [6 empty] | 2019-03-12 | 19 | 2.6597 | 122554.7986 | kWh | GS |  | 2019-03-12 | 19 | 585153.5619 | 122554.7986 | 303998.8757 | 0 | 426553.6743
1694 | 0.007902% | 0.01312% | [6 empty] | 2019-03-12 | 20 | 2.7148 | 125094.63 | kWh | GS |  | 2019-03-12 | 20 | 578979.2175 | 125094.63 | 307037.8314 | 0 | 432132.4614
1695 | 0.008375% | 0.0132% | [6 empty] | 2019-03-12 | 21 | 2.5946 | 119555.0571 | kWh | GS |  | 2019-03-12 | 21 | 575565.2166 | 119555.0571 | 298840.3526 | 0 | 418395.4097
1696 | 0.008977% | 0.01297% | [6 empty] | 2019-03-12 | 22 | 2.3425 | 107937.9296 | kWh | GS |  | 2019-03-12 | 22 | 534638.0021 | 107937.9296 | 279078.2317 | 0 | 387016.1613
1697 | 0.009569% | 0.01225% | [6 empty] | 2019-03-12 | 23 | 2.1559 | 99340.9331 | kWh | GS |  | 2019-03-12 | 23 | 469940.9203 | 99340.9331 | 251401.7701 | 0 | 350742.7033
1698 | 0.01026% | 0.01136% | [6 empty] | 2019-03-12 | 24 | 2.0322 | 93638.5654 | kWh | GS |  | 2019-03-12 | 24 | 388998.4571 | 93638.5654 | 232352.3057 | 0 | 325990.8711
1699 | 0.0107% | 0.01047% | [6 empty] | 2019-03-13 | 1 | 1.913 | 88147.0067 | kWh | GS |  | 2019-03-13 | 1 | 326169.7675 | 88147.0067 | 220106.0842 | 0 | 308253.0909
1700 | 0.01059% | 0.01061% | [6 empty] | 2019-03-13 | 2 | 1.8465 | 85080.843 | kWh | GS |  | 2019-03-13 | 2 | 286553.5051 | 85080.843 | 211337.8042 | 0 | 296418.6472
1701 | 0.01053% | 0.01027% | [6 empty] | 2019-03-13 | 3 | 1.8118 | 83482.0274 | kWh | GS |  | 2019-03-13 | 3 | 258181.7139 | 83482.0274 | 208211.4153 | 0 | 291693.4427
1702 | 0.009779% | 0.0095% | [6 empty] | 2019-03-13 | 4 | 1.782 | 82109.1216 | kWh | GS |  | 2019-03-13 | 4 | 256757.3196 | 82109.1216 | 205569.6597 | 0 | 287678.7813
1703 | 0.008596% | 0.00861% | [6 empty] | 2019-03-13 | 5 | 1.8125 | 83514.7763 | kWh | GS |  | 2019-03-13 | 5 | 256284.6839 | 83514.7763 | 213059.5846 | 0 | 296574.3609
1704 | 0.007115% | 0.008002% | [6 empty] | 2019-03-13 | 6 | 1.927 | 88793.2199 | kWh | GS |  | 2019-03-13 | 6 | 294683.6243 | 88793.2199 | 240368.7948 | 0 | 329162.0147
1705 | 0.005966% | 0.007567% | [6 empty] | 2019-03-13 | 7 | 2.1985 | 101302.8705 | kWh | GS |  | 2019-03-13 | 7 | 362763.1545 | 101302.8705 | 282344.9284 | 0 | 383647.7989
1706 | 0.005241% | 0.007276% | [6 empty] | 2019-03-13 | 8 | 2.5222 | 116219.2142 | kWh | GS |  | 2019-03-13 | 8 | 379498.2133 | 116219.2142 | 315557.8968 | 0 | 431777.111
1707 | 0.004723% | 0.00716% | [6 empty] | 2019-03-13 | 9 | 2.6118 | 120348.3267 | kWh | GS |  | 2019-03-13 | 9 | 384183.3084 | 120348.3267 | 330976.2478 | 0 | 451324.5745
1708 | 0.004696% | 0.007062% | [6 empty] | 2019-03-13 | 10 | 2.9412 | 135525.1556 | kWh | GS |  | 2019-03-13 | 10 | 372820.8149 | 135525.1556 | 351748.4434 | 0 | 487273.599
1709 | 0.004688% | 0.00728% | [6 empty] | 2019-03-13 | 11 | 3.2086 | 147843.9062 | kWh | GS |  | 2019-03-13 | 11 | 367422.4024 | 147843.9062 | 361289.4364 | 0 | 509133.3426
1710 | 0.00539% | 0.00808% | [6 empty] | 2019-03-13 | 12 | 3.3728 | 155412.6414 | kWh | GS |  | 2019-03-13 | 12 | 374685.4197 | 155412.6414 | 369425.5974 | 0 | 524838.2388
1711 | 0.006635% | 0.009418% | [6 empty] | 2019-03-13 | 13 | 3.5238 | 162369.0559 | kWh | GS |  | 2019-03-13 | 13 | 384078.5773 | 162369.0559 | 375398.1052 | 0 | 537767.1611
1712 | 0.006942% | 0.0106% | [6 empty] | 2019-03-13 | 14 | 3.5792 | 164924.4439 | kWh | GS |  | 2019-03-13 | 14 | 406466.5243 | 164924.4439 | 378732.2962 | 0 | 543656.7401
1713 | 0.007027% | 0.01108% | [6 empty] | 2019-03-13 | 15 | 3.6736 | 169273.9557 | kWh | GS |  | 2019-03-13 | 15 | 418727.2205 | 169273.9557 | 373514.7666 | 0 | 542788.7223
1714 | 0.006819% | 0.01196% | [6 empty] | 2019-03-13 | 16 | 3.6404 | 167743.1247 | kWh | GS |  | 2019-03-13 | 16 | 459272.6888 | 167743.1247 | 365743.9116 | 0 | 533487.0363
1715 | 0.006721% | 0.0125% | [6 empty] | 2019-03-13 | 17 | 3.4672 | 159760.117 | kWh | GS |  | 2019-03-13 | 17 | 485789.1089 | 159760.117 | 347851.9356 | 0 | 507612.0526
1716 | 0.006854% | 0.01288% | [6 empty] | 2019-03-13 | 18 | 3.1217 | 143839.9815 | kWh | GS |  | 2019-03-13 | 18 | 536083.8098 | 143839.9815 | 330504.1857 | 0 | 474344.1672
1717 | 0.007025% | 0.0132% | [6 empty] | 2019-03-13 | 19 | 2.7719 | 127721.6971 | kWh | GS |  | 2019-03-13 | 19 | 569434.9829 | 127721.6971 | 313694.1484 | 0 | 441415.8455
1718 | 0.007435% | 0.01335% | [6 empty] | 2019-03-13 | 20 | 2.7338 | 125967.8794 | kWh | GS |  | 2019-03-13 | 20 | 566589.9133 | 125967.8794 | 312598.318 | 0 | 438566.1974
1719 | 0.007659% | 0.01332% | [6 empty] | 2019-03-13 | 21 | 2.6609 | 122610.7165 | kWh | GS |  | 2019-03-13 | 21 | 587213.7561 | 122610.7165 | 306641.2888 | 0 | 429252.0053
1720 | 0.008401% | 0.0131% | [6 empty] | 2019-03-13 | 22 | 2.3729 | 109339.2861 | kWh | GS |  | 2019-03-13 | 22 | 546748.0871 | 109339.2861 | 282518.975 | 0 | 391858.2611
1721 | 0.008886% | 0.01246% | [6 empty] | 2019-03-13 | 23 | 2.1898 | 100903.5486 | kWh | GS |  | 2019-03-13 | 23 | 498986.7973 | 100903.5486 | 254303.2056 | 0 | 355206.7542
1722 | 0.009806% | 0.01164% | [6 empty] | 2019-03-13 | 24 | 2.0591 | 94881.2304 | kWh | GS |  | 2019-03-13 | 24 | 401085.0032 | 94881.2304 | 233265.6298 | 0 | 328146.8602
1723 | 0.01042% | 0.01084% | [6 empty] | 2019-03-14 | 1 | 1.9524 | 89961.2667 | kWh | GS |  | 2019-03-14 | 1 | 321106.3126 | 89961.2667 | 220521.2102 | 0 | 310482.4769
1724 | 0.01036% | 0.01077% | [6 empty] | 2019-03-14 | 2 | 1.8784 | 86554.5222 | kWh | GS |  | 2019-03-14 | 2 | 278653.3654 | 86554.5222 | 212810.8267 | 0 | 299365.3489
1725 | 0.01074% | 0.01054% | [6 empty] | 2019-03-14 | 3 | 1.8454 | 85031.1735 | kWh | GS |  | 2019-03-14 | 3 | 257705.8718 | 85031.1735 | 210117.1193 | 0 | 295148.2928
1726 | 0.01% | 0.009619% | [6 empty] | 2019-03-14 | 4 | 1.828 | 84228.2808 | kWh | GS |  | 2019-03-14 | 4 | 243710.4228 | 84228.2808 | 208552.954 | 0 | 292781.2348
1727 | 0.009127% | 0.00872% | [6 empty] | 2019-03-14 | 5 | 1.8303 | 84338.2658 | kWh | GS |  | 2019-03-14 | 5 | 254461.1462 | 84338.2658 | 216120.6078 | 0 | 300458.8736
1728 | 0.007336% | 0.008055% | [6 empty] | 2019-03-14 | 6 | 1.8787 | 86566.2211 | kWh | GS |  | 2019-03-14 | 6 | 283822.8912 | 86566.2211 | 245950.0996 | 0 | 332516.3207
1729 | 0.005873% | 0.007622% | [6 empty] | 2019-03-14 | 7 | 2.1682 | 99904.4981 | kWh | GS |  | 2019-03-14 | 7 | 348908.6119 | 99904.4981 | 291678.4134 | 0 | 391582.9115
1730 | 0.005097% | 0.007349% | [6 empty] | 2019-03-14 | 8 | 2.5131 | 115797.7339 | kWh | GS |  | 2019-03-14 | 8 | 364330.6465 | 115797.7339 | 321951.8885 | 0 | 437749.6224
1731 | 0.004714% | 0.007245% | [6 empty] | 2019-03-14 | 9 | 2.7231 | 125475.4376 | kWh | GS |  | 2019-03-14 | 9 | 364539.4053 | 125475.4376 | 339272.706 | 0 | 464748.1436
1732 | 0.004458% | 0.007187% | [6 empty] | 2019-03-14 | 10 | 3.0664 | 141292.0883 | kWh | GS |  | 2019-03-14 | 10 | 361467.5356 | 141292.0883 | 364743.9772 | 0 | 506036.0655
1733 | 0.004654% | 0.007376% | [6 empty] | 2019-03-14 | 11 | 3.318 | 152885.9733 | kWh | GS |  | 2019-03-14 | 11 | 385953.7224 | 152885.9733 | 378135.1109 | 0 | 531021.0842
1734 | 0.005192% | 0.008163% | [6 empty] | 2019-03-14 | 12 | 3.557 | 163900.0165 | kWh | GS |  | 2019-03-14 | 12 | 401384.2521 | 163900.0165 | 386894.1974 | 0 | 550794.2139
1735 | 0.006382% | 0.009613% | [6 empty] | 2019-03-14 | 13 | 3.7062 | 170774.8493 | kWh | GS |  | 2019-03-14 | 13 | 422152.2456 | 170774.8493 | 391962.1292 | 0 | 562736.9785
1736 | 0.006664% | 0.01075% | [6 empty] | 2019-03-14 | 14 | 3.7838 | 174351.0701 | kWh | GS |  | 2019-03-14 | 14 | 458377.1274 | 174351.0701 | 393311.5819 | 0 | 567662.652
1737 | 0.006668% | 0.01141% | [6 empty] | 2019-03-14 | 15 | 3.9695 | 182907.0884 | kWh | GS |  | 2019-03-14 | 15 | 508450.2746 | 182907.0884 | 395183.0925 | 0 | 578090.1809
1738 | 0.006612% | 0.01242% | [6 empty] | 2019-03-14 | 16 | 3.9082 | 180081.5388 | kWh | GS |  | 2019-03-14 | 16 | 561747.7447 | 180081.5388 | 386383.4226 | 0 | 566464.9614
1739 | 0.00706% | 0.01304% | [6 empty] | 2019-03-14 | 17 | 3.8384 | 176866.4055 | kWh | GS |  | 2019-03-14 | 17 | 613081.3077 | 176866.4055 | 371181.7686 | 0 | 548048.1741
1740 | 0.007342% | 0.01352% | [6 empty] | 2019-03-14 | 18 | 3.4965 | 161109.5218 | kWh | GS |  | 2019-03-14 | 18 | 651487.308 | 161109.5218 | 349734.3622 | 0 | 510843.884
1741 | 0.007722% | 0.01381% | [6 empty] | 2019-03-14 | 19 | 3.1218 | 143847.8763 | kWh | GS |  | 2019-03-14 | 19 | 645661.0115 | 143847.8763 | 331225.1303 | 0 | 475073.0066
1742 | 0.008384% | 0.01393% | [6 empty] | 2019-03-14 | 20 | 3.0484 | 140466.4416 | kWh | GS |  | 2019-03-14 | 20 | 628256.6126 | 140466.4416 | 320590.9441 | 0 | 461057.3857
1743 | 0.0093% | 0.01419% | [6 empty] | 2019-03-14 | 21 | 2.8776 | 132592.6119 | kWh | GS |  | 2019-03-14 | 21 | 629189.2677 | 132592.6119 | 312095.6028 | 0 | 444688.2147
1744 | 0.01028% | 0.01391% | [6 empty] | 2019-03-14 | 22 | 2.5674 | 118301.1942 | kWh | GS |  | 2019-03-14 | 22 | 583999.9974 | 118301.1942 | 289484.6203 | 0 | 407785.8145
1745 | 0.01121% | 0.01345% | [6 empty] | 2019-03-14 | 23 | 2.321 | 106945.9735 | kWh | GS |  | 2019-03-14 | 23 | 519951.5606 | 106945.9735 | 259863.9446 | 0 | 366809.9181
1746 | 0.01192% | 0.01254% | [6 empty] | 2019-03-14 | 24 | 2.1485 | 98999.6171 | kWh | GS |  | 2019-03-14 | 24 | 421036.4639 | 98999.6171 | 242380.2211 | 0 | 341379.8382
1747 | 0.01181% | 0.01166% | [6 empty] | 2019-03-15 | 1 | 1.9906 | 91721.1386 | kWh | GS |  | 2019-03-15 | 1 | 354433.8093 | 91721.1386 | 229345.2179 | 0 | 321066.3565
1748 | 0.01149% | 0.01132% | [6 empty] | 2019-03-15 | 2 | 1.9112 | 88066.0122 | kWh | GS |  | 2019-03-15 | 2 | 296910.8121 | 88066.0122 | 219480.8237 | 0 | 307546.8359
1749 | 0.01151% | 0.01092% | [6 empty] | 2019-03-15 | 3 | 1.8711 | 86216.2049 | kWh | GS |  | 2019-03-15 | 3 | 268031.882 | 86216.2049 | 214949.2334 | 0 | 301165.4383
1750 | 0.01068% | 0.01001% | [6 empty] | 2019-03-15 | 4 | 1.845 | 85012.0663 | kWh | GS |  | 2019-03-15 | 4 | 255512.3683 | 85012.0663 | 213833.9999 | 0 | 298846.0662
1751 | 0.009511% | 0.009004% | [6 empty] | 2019-03-15 | 5 | 1.8652 | 85946.1984 | kWh | GS |  | 2019-03-15 | 5 | 253724.4808 | 85946.1984 | 222537.6251 | 0 | 308483.8235
1752 | 0.007701% | 0.00838% | [6 empty] | 2019-03-15 | 6 | 1.9028 | 87677.8533 | kWh | GS |  | 2019-03-15 | 6 | 287552.0955 | 87677.8533 | 248267.2233 | 0 | 335945.0766
1753 | 0.006483% | 0.007882% | [6 empty] | 2019-03-15 | 7 | 2.1663 | 99819.7372 | kWh | GS |  | 2019-03-15 | 7 | 339639.5395 | 99819.7372 | 285588.2712 | 0 | 385408.0084
1754 | 0.005431% | 0.00755% | [6 empty] | 2019-03-15 | 8 | 2.4456 | 112688.6095 | kWh | GS |  | 2019-03-15 | 8 | 358987.7003 | 112688.6095 | 316452.016 | 0 | 429140.6255
1755 | 0.004903% | 0.007393% | [6 empty] | 2019-03-15 | 9 | 2.574 | 118605.0631 | kWh | GS |  | 2019-03-15 | 9 | 364825.1394 | 118605.0631 | 330763.3712 | 0 | 449368.4343
1756 | 0.004674% | 0.007336% | [6 empty] | 2019-03-15 | 10 | 2.95 | 135929.1031 | kWh | GS |  | 2019-03-15 | 10 | 369586.739 | 135929.1031 | 352856.466 | 0 | 488785.5691
1757 | 0.004641% | 0.007573% | [6 empty] | 2019-03-15 | 11 | 3.212 | 148003.443 | kWh | GS |  | 2019-03-15 | 11 | 395692.9982 | 148003.443 | 369085.1123 | 0 | 517088.5553
1758 | 0.00526% | 0.008247% | [6 empty] | 2019-03-15 | 12 | 3.6029 | 166014.9305 | kWh | GS |  | 2019-03-15 | 12 | 436425.448 | 166014.9305 | 382698.1335 | 0 | 548713.064
1759 | 0.006212% | 0.009461% | [6 empty] | 2019-03-15 | 13 | 3.8953 | 179489.2162 | kWh | GS |  | 2019-03-15 | 13 | 474588.4993 | 179489.2162 | 393380.2603 | 0 | 572869.4765
1760 | 0.006566% | 0.01053% | [6 empty] | 2019-03-15 | 14 | 4.0835 | 188160.3147 | kWh | GS |  | 2019-03-15 | 14 | 534652.2116 | 188160.3147 | 398185.4948 | 0 | 586345.8095
1761 | 0.006673% | 0.01103% | [6 empty] | 2019-03-15 | 15 | 4.2431 | 195514.9398 | kWh | GS |  | 2019-03-15 | 15 | 614023.4899 | 195514.9398 | 400567.1031 | 0 | 596082.0429
1762 | 0.00676% | 0.012% | [6 empty] | 2019-03-15 | 16 | 4.2206 | 194477.7526 | kWh | GS |  | 2019-03-15 | 16 | 681876.53 | 194477.7526 | 391634.2542 | 0 | 586112.0068
1763 | 0.007238% | 0.01269% | [6 empty] | 2019-03-15 | 17 | 4.1294 | 190272.2421 | kWh | GS |  | 2019-03-15 | 17 | 757411.6225 | 190272.2421 | 376448.2836 | 0 | 566720.5257
1764 | 0.007983% | 0.01347% | [6 empty] | 2019-03-15 | 18 | 3.7865 | 174474.8061 | kWh | GS |  | 2019-03-15 | 18 | 786563.88 | 174474.8061 | 359542.0448 | 0 | 534016.8509
1765 | 0.008681% | 0.01406% | [6 empty] | 2019-03-15 | 19 | 3.5158 | 161999.9947 | kWh | GS |  | 2019-03-15 | 19 | 754919.4455 | 161999.9947 | 340474.6253 | 0 | 502474.62
1766 | 0.00978% | 0.01439% | [6 empty] | 2019-03-15 | 20 | 3.3796 | 155724.2136 | kWh | GS |  | 2019-03-15 | 20 | 728890.0768 | 155724.2136 | 327715.6457 | 0 | 483439.8593
1767 | 0.01123% | 0.01463% | [6 empty] | 2019-03-15 | 21 | 3.222 | 148464.0924 | kWh | GS |  | 2019-03-15 | 21 | 697043.6707 | 148464.0924 | 320241.7099 | 0 | 468705.8023
1768 | 0.01247% | 0.01439% | [6 empty] | 2019-03-15 | 22 | 2.9444 | 135673.9302 | kWh | GS |  | 2019-03-15 | 22 | 638114.2281 | 135673.9302 | 301623.937 | 0 | 437297.8672
1769 | 0.01385% | 0.01391% | [6 empty] | 2019-03-15 | 23 | 2.6511 | 122158.4245 | kWh | GS |  | 2019-03-15 | 23 | 569104.728 | 122158.4245 | 269867.7148 | 0 | 392026.1393
1770 | 0.01439% | 0.01311% | [6 empty] | 2019-03-15 | 24 | 2.3871 | 109991.0516 | kWh | GS |  | 2019-03-15 | 24 | 495830.5874 | 109991.0516 | 249451.2347 | 0 | 359442.2863
1771 | 0.01381% | 0.01233% | [6 empty] | 2019-03-16 | 1 | 2.1974 | 101251.5599 | kWh | GS |  | 2019-03-16 | 1 | 414801.0766 | 101251.5599 | 233288.0693 | 0 | 334539.6292
1772 | 0.01333% | 0.01187% | [6 empty] | 2019-03-16 | 2 | 2.0867 | 96150.8157 | kWh | GS |  | 2019-03-16 | 2 | 353799.814 | 96150.8157 | 224863.0326 | 0 | 321013.8483
1773 | 0.01275% | 0.01151% | [6 empty] | 2019-03-16 | 3 | 2.0046 | 92369.8155 | kWh | GS |  | 2019-03-16 | 3 | 310623.2873 | 92369.8155 | 216541.5526 | 0 | 308911.3681
1774 | 0.01167% | 0.01073% | [6 empty] | 2019-03-16 | 4 | 1.9401 | 89396.9746 | kWh | GS |  | 2019-03-16 | 4 | 282963.6434 | 89396.9746 | 213362.3623 | 0 | 302759.3369
1775 | 0.01041% | 0.009623% | [6 empty] | 2019-03-16 | 5 | 1.9116 | 88082.6649 | kWh | GS |  | 2019-03-16 | 5 | 271587.3654 | 88082.6649 | 219159.1896 | 0 | 307241.8545
1776 | 0.009069% | 0.008824% | [6 empty] | 2019-03-16 | 6 | 1.9266 | 88775.1487 | kWh | GS |  | 2019-03-16 | 6 | 275634.8287 | 88775.1487 | 229056.501 | 0 | 317831.6497
1777 | 0.007587% | 0.008212% | [6 empty] | 2019-03-16 | 7 | 2.0252 | 93318.1107 | kWh | GS |  | 2019-03-16 | 7 | 284716.048 | 93318.1107 | 242767.2933 | 0 | 336085.404
1778 | 0.006471% | 0.00788% | [6 empty] | 2019-03-16 | 8 | 2.0542 | 94654.2857 | kWh | GS |  | 2019-03-16 | 8 | 313674.8799 | 94654.2857 | 256788.5427 | 0 | 351442.8284
1779 | 0.005682% | 0.007583% | [6 empty] | 2019-03-16 | 9 | 1.9726 | 90895.1681 | kWh | GS |  | 2019-03-16 | 9 | 387782.3566 | 90895.1681 | 256863.919 | 0 | 347759.0871
1780 | 0.005176% | 0.007432% | [6 empty] | 2019-03-16 | 10 | 2.1358 | 98414.3447 | kWh | GS |  | 2019-03-16 | 10 | 426638.9961 | 98414.3447 | 263999.6803 | 0 | 362414.025
1781 | 0.004968% | 0.007542% | [6 empty] | 2019-03-16 | 11 | 2.308 | 106345.8626 | kWh | GS |  | 2019-03-16 | 11 | 450814.6684 | 106345.8626 | 268969.3643 | 0 | 375315.2269
1782 | 0.005042% | 0.007802% | [6 empty] | 2019-03-16 | 12 | 2.4783 | 114196.997 | kWh | GS |  | 2019-03-16 | 12 | 472958.4769 | 114196.997 | 271878.2481 | 0 | 386075.2451
1783 | 0.005208% | 0.00825% | [6 empty] | 2019-03-16 | 13 | 2.5191 | 116073.3917 | kWh | GS |  | 2019-03-16 | 13 | 473894.7858 | 116073.3917 | 272111.1156 | 0 | 388184.5073
1784 | 0.005738% | 0.008627% | [6 empty] | 2019-03-16 | 14 | 2.4725 | 113928.6684 | kWh | GS |  | 2019-03-16 | 14 | 478375.2521 | 113928.6684 | 265145.2157 | 0 | 379073.8841
1785 | 0.007093% | 0.008537% | [6 empty] | 2019-03-16 | 15 | 2.3888 | 110071.127 | kWh | GS |  | 2019-03-16 | 15 | 473318.0684 | 110071.127 | 256462.8461 | 0 | 366533.9731
1786 | 0.007804% | 0.008897% | [6 empty] | 2019-03-16 | 16 | 2.2543 | 103874.5646 | kWh | GS |  | 2019-03-16 | 16 | 445526.2682 | 103874.5646 | 252185.7338 | 0 | 356060.2984
1787 | 0.008246% | 0.009213% | [6 empty] | 2019-03-16 | 17 | 2.2125 | 101945.9483 | kWh | GS |  | 2019-03-16 | 17 | 460191.7719 | 101945.9483 | 248943.6778 | 0 | 350889.6261
1788 | 0.008651% | 0.009477% | [6 empty] | 2019-03-16 | 18 | 2.1686 | 99926.3485 | kWh | GS |  | 2019-03-16 | 18 | 460583.965 | 99926.3485 | 246658.9439 | 0 | 346585.2924
1789 | 0.008668% | 0.009529% | [6 empty] | 2019-03-16 | 19 | 2.1794 | 100422.6303 | kWh | GS |  | 2019-03-16 | 19 | 456535.5753 | 100422.6303 | 246641.0752 | 0 | 347063.7055
1790 | 0.00875% | 0.009306% | [6 empty] | 2019-03-16 | 20 | 2.3399 | 107819.839 | kWh | GS |  | 2019-03-16 | 20 | 471146.0281 | 107819.839 | 247662.1689 | 0 | 355482.0079
1791 | 0.008658% | 0.008998% | [6 empty] | 2019-03-16 | 21 | 2.368 | 109112.0509 | kWh | GS |  | 2019-03-16 | 21 | 479250.6529 | 109112.0509 | 247056.4023 | 0 | 356168.4532
1792 | 0.008149% | 0.008741% | [6 empty] | 2019-03-16 | 22 | 2.2401 | 103218.7067 | kWh | GS |  | 2019-03-16 | 22 | 461771.2243 | 103218.7067 | 238715.4936 | 0 | 341934.2003
1793 | 0.008418% | 0.008614% | [6 empty] | 2019-03-16 | 23 | 2.1392 | 98570.225 | kWh | GS |  | 2019-03-16 | 23 | 434858.5033 | 98570.225 | 224258.0043 | 0 | 322828.2293
1794 | 0.008425% | 0.008508% | [6 empty] | 2019-03-16 | 24 | 1.9938 | 91869.798 | kWh | GS |  | 2019-03-16 | 24 | 374631.7007 | 91869.798 | 208094.9175 | 0 | 299964.7155
1795 | 0.008351% | 0.00852% | [6 empty] | 2019-03-17 | 1 | 1.9283 | 88851.5209 | kWh | GS |  | 2019-03-17 | 1 | 328249.4418 | 88851.5209 | 200587.9761 | 0 | 289439.497
1796 | 0.008618% | 0.008726% | [6 empty] | 2019-03-17 | 2 | 1.848 | 85152.9508 | kWh | GS |  | 2019-03-17 | 2 | 301202.1656 | 85152.9508 | 195213.929 | 0 | 280366.8798
1797 | 0.008766% | 0.008743% | [6 empty] | 2019-03-17 | 3 | 1.8213 | 83924.1208 | kWh | GS |  | 2019-03-17 | 3 | 278189.8449 | 83924.1208 | 192065.4334 | 0 | 275989.5542
1798 | 0.008446% | 0.008394% | [6 empty] | 2019-03-17 | 4 | 1.789 | 82433.3171 | kWh | GS |  | 2019-03-17 | 4 | 276598.2306 | 82433.3171 | 192090.2534 | 0 | 274523.5705
1799 | 0.007954% | 0.007925% | [6 empty] | 2019-03-17 | 5 | 1.7723 | 81664.6985 | kWh | GS |  | 2019-03-17 | 5 | 270038.6793 | 81664.6985 | 195785.6522 | 0 | 277450.3507
1800 | 0.006853% | 0.007364% | [6 empty] | 2019-03-17 | 6 | 1.7449 | 80403.7461 | kWh | GS |  | 2019-03-17 | 6 | 282549.4977 | 80403.7461 | 203483.1423 | 0 | 283886.8884
1801 | 0.006004% | 0.007105% | [6 empty] | 2019-03-17 | 7 | 1.7825 | 82135.0374 | kWh | GS |  | 2019-03-17 | 7 | 305023.5028 | 82135.0374 | 216247.4866 | 0 | 298382.524
1802 | 0.005509% | 0.006882% | [6 empty] | 2019-03-17 | 8 | 1.8295 | 84297.5441 | kWh | GS |  | 2019-03-17 | 8 | 349223.4623 | 84297.5441 | 226666.9482 | 0 | 310964.4923
1803 | 0.005088% | 0.006775% | [6 empty] | 2019-03-17 | 9 | 1.8117 | 83480.8481 | kWh | GS |  | 2019-03-17 | 9 | 453548.4973 | 83480.8481 | 231565.6534 | 0 | 315046.5015
1804 | 0.005059% | 0.006739% | [6 empty] | 2019-03-17 | 10 | 1.9098 | 88001.4491 | kWh | GS |  | 2019-03-17 | 10 | 500956.8348 | 88001.4491 | 237637.3593 | 0 | 325638.8084
1805 | 0.004939% | 0.006811% | [6 empty] | 2019-03-17 | 11 | 2.0317 | 93618.6167 | kWh | GS |  | 2019-03-17 | 11 | 539193.9584 | 93618.6167 | 240948.206 | 0 | 334566.8227
1806 | 0.005168% | 0.006969% | [6 empty] | 2019-03-17 | 12 | 2.1465 | 98908.6856 | kWh | GS |  | 2019-03-17 | 12 | 539261.6982 | 98908.6856 | 241886.961 | 0 | 340795.6466
1807 | 0.005579% | 0.007325% | [6 empty] | 2019-03-17 | 13 | 2.1239 | 97867.2897 | kWh | GS |  | 2019-03-17 | 13 | 559261.7039 | 97867.2897 | 236200.0137 | 0 | 334067.3034
1808 | 0.006388% | 0.007634% | [6 empty] | 2019-03-17 | 14 | 2.0587 | 94860.5579 | kWh | GS |  | 2019-03-17 | 14 | 561653.416 | 94860.5579 | 232588.4171 | 0 | 327448.975
1809 | 0.008296% | 0.007734% | [6 empty] | 2019-03-17 | 15 | 1.9766 | 91076.1222 | kWh | GS |  | 2019-03-17 | 15 | 578892.6609 | 91076.1222 | 229013.6204 | 0 | 320089.7426
1810 | 0.009163% | 0.007994% | [6 empty] | 2019-03-17 | 16 | 1.9074 | 87889.0103 | kWh | GS |  | 2019-03-17 | 16 | 546382.7433 | 87889.0103 | 230663.0932 | 0 | 318552.1035
1811 | 0.009863% | 0.008213% | [6 empty] | 2019-03-17 | 17 | 1.8889 | 87035.7319 | kWh | GS |  | 2019-03-17 | 17 | 541818.8312 | 87035.7319 | 229115.6969 | 0 | 316151.4288
1812 | 0.009864% | 0.008366% | [6 empty] | 2019-03-17 | 18 | 1.8895 | 87063.1363 | kWh | GS |  | 2019-03-17 | 18 | 572165.711 | 87063.1363 | 228416.7637 | 0 | 315479.9
1813 | 0.01023% | 0.008201% | [6 empty] | 2019-03-17 | 19 | 1.9921 | 91792.9188 | kWh | GS |  | 2019-03-17 | 19 | 615436.8365 | 91792.9188 | 228709.0739 | 0 | 320501.9927
1814 | 0.01027% | 0.008038% | [6 empty] | 2019-03-17 | 20 | 2.1998 | 101360.2849 | kWh | GS |  | 2019-03-17 | 20 | 633936.4556 | 101360.2849 | 233158.7989 | 0 | 334519.0838
1815 | 0.01059% | 0.007858% | [6 empty] | 2019-03-17 | 21 | 2.2593 | 104102.4958 | kWh | GS |  | 2019-03-17 | 21 | 659088.2339 | 104102.4958 | 230140.843 | 0 | 334243.3388
1816 | 0.009994% | 0.00782% | [6 empty] | 2019-03-17 | 22 | 2.1458 | 98872.0849 | kWh | GS |  | 2019-03-17 | 22 | 621458.5235 | 98872.0849 | 220583.6562 | 0 | 319455.7411
1817 | 0.009911% | 0.007761% | [6 empty] | 2019-03-17 | 23 | 2.0093 | 92582.5352 | kWh | GS |  | 2019-03-17 | 23 | 552354.3203 | 92582.5352 | 210462.8178 | 0 | 303045.353
1818 | 0.01047% | 0.007744% | [6 empty] | 2019-03-17 | 24 | 1.9192 | 88433.9552 | kWh | GS |  | 2019-03-17 | 24 | 478167.55 | 88433.9552 | 203088.808 | 0 | 291522.7632
1819 | 0.01126% | 0.007868% | [6 empty] | 2019-03-18 | 1 | 1.8511 | 85296.7542 | kWh | GS |  | 2019-03-18 | 1 | 417217.4683 | 85296.7542 | 198105.001 | 0 | 283401.7552
1820 | 0.0116% | 0.008212% | [6 empty] | 2019-03-18 | 2 | 1.8222 | 83963.4168 | kWh | GS |  | 2019-03-18 | 2 | 377992.0768 | 83963.4168 | 193540.9974 | 0 | 277504.4142
1821 | 0.01206% | 0.008205% | [6 empty] | 2019-03-18 | 3 | 1.803 | 83077.8683 | kWh | GS |  | 2019-03-18 | 3 | 369881.1003 | 83077.8683 | 193724.5425 | 0 | 276802.4108
1822 | 0.01137% | 0.007842% | [6 empty] | 2019-03-18 | 4 | 1.7849 | 82245.7468 | kWh | GS |  | 2019-03-18 | 4 | 363861.1405 | 82245.7468 | 195529.4051 | 0 | 277775.1519
1823 | 0.0101% | 0.007439% | [6 empty] | 2019-03-18 | 5 | 1.8106 | 83429.5821 | kWh | GS |  | 2019-03-18 | 5 | 390985.237 | 83429.5821 | 208403.9165 | 0 | 291833.4986
1824 | 0.008746% | 0.007156% | [6 empty] | 2019-03-18 | 6 | 1.9473 | 89728.2967 | kWh | GS |  | 2019-03-18 | 6 | 451022.3427 | 89728.2967 | 238148.4196 | 0 | 327876.7163
1825 | 0.007631% | 0.006957% | [6 empty] | 2019-03-18 | 7 | 2.1877 | 100804.2141 | kWh | GS |  | 2019-03-18 | 7 | 553805.0471 | 100804.2141 | 286021.312 | 0 | 386825.5261
1826 | 0.006914% | 0.006812% | [6 empty] | 2019-03-18 | 8 | 2.6228 | 120852.9655 | kWh | GS |  | 2019-03-18 | 8 | 586022.8401 | 120852.9655 | 324834.5019 | 0 | 445687.4674
1827 | 0.006766% | 0.006795% | [6 empty] | 2019-03-18 | 9 | 2.7778 | 127994.5652 | kWh | GS |  | 2019-03-18 | 9 | 579864.3999 | 127994.5652 | 339912.4618 | 0 | 467907.027
1828 | 0.006656% | 0.006819% | [6 empty] | 2019-03-18 | 10 | 2.9458 | 135735.5978 | kWh | GS |  | 2019-03-18 | 10 | 523299.6813 | 135735.5978 | 350885.0671 | 0 | 486620.6649
1829 | 0.007152% | 0.007164% | [6 empty] | 2019-03-18 | 11 | 3.0873 | 142256.6757 | kWh | GS |  | 2019-03-18 | 11 | 484645.1854 | 142256.6757 | 350605.3724 | 0 | 492862.0481
1830 | 0.00825% | 0.008049% | [6 empty] | 2019-03-18 | 12 | 3.1488 | 145089.3692 | kWh | GS |  | 2019-03-18 | 12 | 449859.4389 | 145089.3692 | 351444.5963 | 0 | 496533.9655
1831 | 0.01013% | 0.009496% | [6 empty] | 2019-03-18 | 13 | 3.0823 | 142025.5396 | kWh | GS |  | 2019-03-18 | 13 | 431295.019 | 142025.5396 | 351017.0206 | 0 | 493042.5602
1832 | 0.01072% | 0.01094% | [6 empty] | 2019-03-18 | 14 | 3.0964 | 142674.9532 | kWh | GS |  | 2019-03-18 | 14 | 394513.9679 | 142674.9532 | 349247.3716 | 0 | 491922.3248
1833 | 0.01061% | 0.01149% | [6 empty] | 2019-03-18 | 15 | 3.0991 | 142799.2325 | kWh | GS |  | 2019-03-18 | 15 | 387005.6404 | 142799.2325 | 343643.1222 | 0 | 486442.3547
1834 | 0.009572% | 0.01195% | [6 empty] | 2019-03-18 | 16 | 3.0009 | 138276.8902 | kWh | GS |  | 2019-03-18 | 16 | 400799.5109 | 138276.8902 | 331625.5288 | 0 | 469902.419
1835 | 0.008865% | 0.0121% | [6 empty] | 2019-03-18 | 17 | 2.8216 | 130015.2269 | kWh | GS |  | 2019-03-18 | 17 | 424111.2504 | 130015.2269 | 317165.2209 | 0 | 447180.4478
1836 | 0.008229% | 0.01219% | [6 empty] | 2019-03-18 | 18 | 2.5337 | 116749.4778 | kWh | GS |  | 2019-03-18 | 18 | 463883.304 | 116749.4778 | 298987.1599 | 0 | 415736.6377
1837 | 0.007889% | 0.0121% | [6 empty] | 2019-03-18 | 19 | 2.3088 | 106383.8844 | kWh | GS |  | 2019-03-18 | 19 | 525128.5428 | 106383.8844 | 282141.6351 | 0 | 388525.5195
1838 | 0.007216% | 0.01208% | [6 empty] | 2019-03-18 | 20 | 2.4723 | 113916.6806 | kWh | GS |  | 2019-03-18 | 20 | 576787.8514 | 113916.6806 | 284533.786 | 0 | 398450.4666
1839 | 0.007079% | 0.01194% | [6 empty] | 2019-03-18 | 21 | 2.4112 | 111101.384 | kWh | GS |  | 2019-03-18 | 21 | 598157.7971 | 111101.384 | 279640.2747 | 0 | 390741.6587
1840 | 0.007331% | 0.01154% | [6 empty] | 2019-03-18 | 22 | 2.2274 | 102634.3284 | kWh | GS |  | 2019-03-18 | 22 | 558919.3058 | 102634.3284 | 264892.188 | 0 | 367526.5164
1841 | 0.007758% | 0.01098% | [6 empty] | 2019-03-18 | 23 | 2.091 | 96351.3288 | kWh | GS |  | 2019-03-18 | 23 | 504459.2554 | 96351.3288 | 237212.5701 | 0 | 333563.8989
1842 | 0.008485% | 0.01021% | [6 empty] | 2019-03-18 | 24 | 1.9682 | 90691.3915 | kWh | GS |  | 2019-03-18 | 24 | 422772.8016 | 90691.3915 | 219677.5615 | 0 | 310368.953
1843 | 0.009605% | 0.009538% | [6 empty] | 2019-03-19 | 1 | 1.8989 | 87498.1261 | kWh | GS |  | 2019-03-19 | 1 | 378723.1279 | 87498.1261 | 209906.293 | 0 | 297404.4191
1844 | 0.01055% | 0.009781% | [6 empty] | 2019-03-19 | 2 | 1.8544 | 85448.3758 | kWh | GS |  | 2019-03-19 | 2 | 340473.6404 | 85448.3758 | 204980.7845 | 0 | 290429.1603
1845 | 0.01094% | 0.009592% | [6 empty] | 2019-03-19 | 3 | 1.8192 | 83826.2872 | kWh | GS |  | 2019-03-19 | 3 | 337323.3025 | 83826.2872 | 201496.6864 | 0 | 285322.9736
1846 | 0.01022% | 0.009022% | [6 empty] | 2019-03-19 | 4 | 1.8215 | 83930.723 | kWh | GS |  | 2019-03-19 | 4 | 345453.118 | 83930.723 | 202658.574 | 0 | 286589.297
1847 | 0.009227% | 0.008188% | [6 empty] | 2019-03-19 | 5 | 1.8484 | 85169.2536 | kWh | GS |  | 2019-03-19 | 5 | 363612.372 | 85169.2536 | 211573.9196 | 0 | 296743.1732
1848 | 0.007733% | 0.007619% | [6 empty] | 2019-03-19 | 6 | 1.9999 | 92149.9857 | kWh | GS |  | 2019-03-19 | 6 | 430111.9524 | 92149.9857 | 237061.2213 | 0 | 329211.207
1849 | 0.006927% | 0.007301% | [6 empty] | 2019-03-19 | 7 | 2.3456 | 108079.7323 | kWh | GS |  | 2019-03-19 | 7 | 528032.1635 | 108079.7323 | 287637.6564 | 0 | 395717.3887
1850 | 0.006228% | 0.007129% | [6 empty] | 2019-03-19 | 8 | 2.8295 | 130375.5624 | kWh | GS |  | 2019-03-19 | 8 | 538404.6433 | 130375.5624 | 322954.4045 | 0 | 453329.9669
1851 | 0.00617% | 0.007004% | [6 empty] | 2019-03-19 | 9 | 3.0575 | 140882.9289 | kWh | GS |  | 2019-03-19 | 9 | 512403.4596 | 140882.9289 | 343155.3148 | 0 | 484038.2437
1852 | 0.006319% | 0.007035% | [6 empty] | 2019-03-19 | 10 | 3.1316 | 144296.3142 | kWh | GS |  | 2019-03-19 | 10 | 490234.1342 | 144296.3142 | 356981.932 | 0 | 501278.2462
1853 | 0.006651% | 0.007284% | [6 empty] | 2019-03-19 | 11 | 3.2307 | 148865.4995 | kWh | GS |  | 2019-03-19 | 11 | 496709.5138 | 148865.4995 | 357233.6711 | 0 | 506099.1706
1854 | 0.007867% | 0.008081% | [6 empty] | 2019-03-19 | 12 | 3.2203 | 148385.4256 | kWh | GS |  | 2019-03-19 | 12 | 468757.0722 | 148385.4256 | 364725.9338 | 0 | 513111.3594
1855 | 0.009658% | 0.009714% | [6 empty] | 2019-03-19 | 13 | 3.2 | 147448.6408 | kWh | GS |  | 2019-03-19 | 13 | 447737.0804 | 147448.6408 | 349188.3298 | 0 | 496636.9706
1856 | 0.009848% | 0.01113% | [6 empty] | 2019-03-19 | 14 | 3.1785 | 146459.7092 | kWh | GS |  | 2019-03-19 | 14 | 427538.4533 | 146459.7092 | 350259.4617 | 0 | 496719.1709
1857 | 0.009373% | 0.01188% | [6 empty] | 2019-03-19 | 15 | 3.1878 | 146888.4038 | kWh | GS |  | 2019-03-19 | 15 | 408180.604 | 146888.4038 | 342302.3175 | 0 | 489190.7213
1858 | 0.008967% | 0.01231% | [6 empty] | 2019-03-19 | 16 | 3.0202 | 139165.725 | kWh | GS |  | 2019-03-19 | 16 | 412965.5273 | 139165.725 | 329051.9257 | 0 | 468217.6507
1859 | 0.009086% | 0.01242% | [6 empty] | 2019-03-19 | 17 | 2.8605 | 131805.1302 | kWh | GS |  | 2019-03-19 | 17 | 458226.0044 | 131805.1302 | 310610.0981 | 0 | 442415.2283
1860 | 0.008574% | 0.0126% | [6 empty] | 2019-03-19 | 18 | 2.5495 | 117473.9456 | kWh | GS |  | 2019-03-19 | 18 | 516970.1911 | 117473.9456 | 295511.9012 | 0 | 412985.8468
1861 | 0.00819% | 0.01219% | [6 empty] | 2019-03-19 | 19 | 2.3752 | 109443.5135 | kWh | GS |  | 2019-03-19 | 19 | 591828.2173 | 109443.5135 | 287313.4856 | 0 | 396756.9991
1862 | 0.00782% | 0.01219% | [6 empty] | 2019-03-19 | 20 | 2.5072 | 115527.9871 | kWh | GS |  | 2019-03-19 | 20 | 627373.1329 | 115527.9871 | 286685.2751 | 0 | 402213.2622
1863 | 0.007466% | 0.01201% | [6 empty] | 2019-03-19 | 21 | 2.5477 | 117393.6294 | kWh | GS |  | 2019-03-19 | 21 | 668815.1211 | 117393.6294 | 280243.8938 | 0 | 397637.5232
1864 | 0.007554% | 0.01149% | [6 empty] | 2019-03-19 | 22 | 2.3546 | 108496.7367 | kWh | GS |  | 2019-03-19 | 22 | 626805.2884 | 108496.7367 | 264867.9977 | 0 | 373364.7344
1865 | 0.008382% | 0.01086% | [6 empty] | 2019-03-19 | 23 | 2.1767 | 100300.2159 | kWh | GS |  | 2019-03-19 | 23 | 554518.1612 | 100300.2159 | 236501.8258 | 0 | 336802.0417
1866 | 0.009456% | 0.01014% | [6 empty] | 2019-03-19 | 24 | 2.0568 | 94772.4089 | kWh | GS |  | 2019-03-19 | 24 | 484626.503 | 94772.4089 | 220368.6951 | 0 | 315141.104
1867 | 0.01083% | 0.00974% | [6 empty] | 2019-03-20 | 1 | 1.9491 | 89809.1917 | kWh | GS |  | 2019-03-20 | 1 | 424541.379 | 89809.1917 | 213596.1588 | 0 | 303405.3505
1868 | 0.01148% | 0.009874% | [6 empty] | 2019-03-20 | 2 | 1.912 | 88101.4513 | kWh | GS |  | 2019-03-20 | 2 | 396693.0123 | 88101.4513 | 208473.9184 | 0 | 296575.3697
1869 | 0.01223% | 0.009761% | [6 empty] | 2019-03-20 | 3 | 1.8927 | 87212.5804 | kWh | GS |  | 2019-03-20 | 3 | 374566.5319 | 87212.5804 | 205590.3769 | 0 | 292802.9573
1870 | 0.01147% | 0.009165% | [6 empty] | 2019-03-20 | 4 | 1.8932 | 87235.0295 | kWh | GS |  | 2019-03-20 | 4 | 367452.5257 | 87235.0295 | 207123.3313 | 0 | 294358.3608
1871 | 0.01014% | 0.008268% | [6 empty] | 2019-03-20 | 5 | 1.938 | 89298.515 | kWh | GS |  | 2019-03-20 | 5 | 382261.1407 | 89298.515 | 217143.9287 | 0 | 306442.4437
1872 | 0.008864% | 0.007736% | [6 empty] | 2019-03-20 | 6 | 2.0769 | 95698.2796 | kWh | GS |  | 2019-03-20 | 6 | 447765.5842 | 95698.2796 | 245423.0007 | 0 | 341121.2803
1873 | 0.007765% | 0.007448% | [6 empty] | 2019-03-20 | 7 | 2.3191 | 106859.9788 | kWh | GS |  | 2019-03-20 | 7 | 536893.7956 | 106859.9788 | 289466.9093 | 0 | 396326.8881
1874 | 0.007256% | 0.00728% | [6 empty] | 2019-03-20 | 8 | 2.7158 | 125138.4427 | kWh | GS |  | 2019-03-20 | 8 | 548878.0203 | 125138.4427 | 318104.8174 | 0 | 443243.2601
1875 | 0.006851% | 0.007188% | [6 empty] | 2019-03-20 | 9 | 2.8741 | 132434.1117 | kWh | GS |  | 2019-03-20 | 9 | 525761.5613 | 132434.1117 | 338597.7739 | 0 | 471031.8856
1876 | 0.006721% | 0.007226% | [6 empty] | 2019-03-20 | 10 | 3.0152 | 138934.8537 | kWh | GS |  | 2019-03-20 | 10 | 504458.4154 | 138934.8537 | 348291.2128 | 0 | 487226.0665
1877 | 0.006992% | 0.007523% | [6 empty] | 2019-03-20 | 11 | 3.1193 | 143733.3983 | kWh | GS |  | 2019-03-20 | 11 | 452397.6309 | 143733.3983 | 349645.0205 | 0 | 493378.4188
1878 | 0.00819% | 0.008374% | [6 empty] | 2019-03-20 | 12 | 3.0892 | 142344.743 | kWh | GS |  | 2019-03-20 | 12 | 414789.8975 | 142344.743 | 347206.0375 | 0 | 489550.7805
1879 | 0.009821% | 0.009729% | [6 empty] | 2019-03-20 | 13 | 3.1121 | 143400.3135 | kWh | GS |  | 2019-03-20 | 13 | 390658.4128 | 143400.3135 | 349302.7419 | 0 | 492703.0554
1880 | 0.01004% | 0.01088% | [6 empty] | 2019-03-20 | 14 | 3.0585 | 140927.8302 | kWh | GS |  | 2019-03-20 | 14 | 385299.2524 | 140927.8302 | 348998.6341 | 0 | 489926.4643
1881 | 0.009617% | 0.01156% | [6 empty] | 2019-03-20 | 15 | 3.1106 | 143330.8249 | kWh | GS |  | 2019-03-20 | 15 | 382103.2868 | 143330.8249 | 347786.0117 | 0 | 491116.8366
1882 | 0.009227% | 0.01196% | [6 empty] | 2019-03-20 | 16 | 3.1457 | 144947.354 | kWh | GS |  | 2019-03-20 | 16 | 392813.1165 | 144947.354 | 339920.74 | 0 | 484868.094
1883 | 0.008275% | 0.01211% | [6 empty] | 2019-03-20 | 17 | 3.0494 | 140508.829 | kWh | GS |  | 2019-03-20 | 17 | 413237.7354 | 140508.829 | 326560.5481 | 0 | 467069.3771
1884 | 0.007587% | 0.01202% | [6 empty] | 2019-03-20 | 18 | 2.7515 | 126784.0544 | kWh | GS |  | 2019-03-20 | 18 | 462724.4049 | 126784.0544 | 310716.927 | 0 | 437500.9814
1885 | 0.007146% | 0.01209% | [6 empty] | 2019-03-20 | 19 | 2.5628 | 118087.3571 | kWh | GS |  | 2019-03-20 | 19 | 502996.2167 | 118087.3571 | 295199.2899 | 0 | 413286.647
1886 | 0.007048% | 0.01203% | [6 empty] | 2019-03-20 | 20 | 2.5053 | 115439.2846 | kWh | GS |  | 2019-03-20 | 20 | 523057.1125 | 115439.2846 | 291511.6591 | 0 | 406950.9437
1887 | 0.006989% | 0.01206% | [6 empty] | 2019-03-20 | 21 | 2.4697 | 113797.4064 | kWh | GS |  | 2019-03-20 | 21 | 566717.2689 | 113797.4064 | 286394.0648 | 0 | 400191.4712
1888 | 0.007185% | 0.0119% | [6 empty] | 2019-03-20 | 22 | 2.2918 | 105600.1631 | kWh | GS |  | 2019-03-20 | 22 | 532043.7219 | 105600.1631 | 265495.8238 | 0 | 371095.9869
1889 | 0.007559% | 0.01147% | [6 empty] | 2019-03-20 | 23 | 2.1362 | 98433.5055 | kWh | GS |  | 2019-03-20 | 23 | 473974.4232 | 98433.5055 | 239081.4579 | 0 | 337514.9634
1890 | 0.008464% | 0.01074% | [6 empty] | 2019-03-20 | 24 | 2.0059 | 92427.6859 | kWh | GS |  | 2019-03-20 | 24 | 413411.2015 | 92427.6859 | 221248.5145 | 0 | 313676.2004
1891 | 0.009201% | 0.01015% | [6 empty] | 2019-03-21 | 1 | 1.9194 | 88441.2889 | kWh | GS |  | 2019-03-21 | 1 | 365953.1087 | 88441.2889 | 210883.6862 | 0 | 299324.9751
1892 | 0.009567% | 0.00999% | [6 empty] | 2019-03-21 | 2 | 1.8816 | 86699.588 | kWh | GS |  | 2019-03-21 | 2 | 349016.3202 | 86699.588 | 205037.0423 | 0 | 291736.6303
1893 | 0.01037% | 0.009824% | [6 empty] | 2019-03-21 | 3 | 1.8994 | 87519.7048 | kWh | GS |  | 2019-03-21 | 3 | 350654.4696 | 87519.7048 | 202581.0175 | 0 | 290100.7223
1894 | 0.009732% | 0.00911% | [6 empty] | 2019-03-21 | 4 | 1.9369 | 89248.4463 | kWh | GS |  | 2019-03-21 | 4 | 367290.3237 | 89248.4463 | 204067.7974 | 0 | 293316.2437
1895 | 0.00867% | 0.008285% | [6 empty] | 2019-03-21 | 5 | 1.9667 | 90623.7037 | kWh | GS |  | 2019-03-21 | 5 | 390426.8948 | 90623.7037 | 215742.5558 | 0 | 306366.2595
1896 | 0.007562% | 0.0077% | [6 empty] | 2019-03-21 | 6 | 2.0658 | 95185.6549 | kWh | GS |  | 2019-03-21 | 6 | 469488.2656 | 95185.6549 | 243487.2374 | 0 | 338672.8923
1897 | 0.006694% | 0.007348% | [6 empty] | 2019-03-21 | 7 | 2.3835 | 109825.1193 | kWh | GS |  | 2019-03-21 | 7 | 576896.3127 | 109825.1193 | 291961.8201 | 0 | 401786.9394
1898 | 0.006384% | 0.007162% | [6 empty] | 2019-03-21 | 8 | 2.8888 | 133110.5662 | kWh | GS |  | 2019-03-21 | 8 | 619621.6161 | 133110.5662 | 329532.9813 | 0 | 462643.5475
1899 | 0.006414% | 0.007121% | [6 empty] | 2019-03-21 | 9 | 3.0009 | 138276.4244 | kWh | GS |  | 2019-03-21 | 9 | 592577.6006 | 138276.4244 | 347349.1196 | 0 | 485625.544
1900 | 0.006718% | 0.0072% | [6 empty] | 2019-03-21 | 10 | 3.0963 | 142673.5585 | kWh | GS |  | 2019-03-21 | 10 | 536872.3787 | 142673.5585 | 353508.832 | 0 | 496182.3905
1901 | 0.007141% | 0.007521% | [6 empty] | 2019-03-21 | 11 | 3.1819 | 146614.4975 | kWh | GS |  | 2019-03-21 | 11 | 488278.1042 | 146614.4975 | 357338.8411 | 0 | 503953.3386
1902 | 0.008588% | 0.008314% | [6 empty] | 2019-03-21 | 12 | 3.1846 | 146739.7558 | kWh | GS |  | 2019-03-21 | 12 | 436152.0826 | 146739.7558 | 358269.4583 | 0 | 505009.2141
1903 | 0.01055% | 0.009863% | [6 empty] | 2019-03-21 | 13 | 3.1123 | 143407.7254 | kWh | GS |  | 2019-03-21 | 13 | 388536.4222 | 143407.7254 | 352704.4443 | 0 | 496112.1697
1904 | 0.01133% | 0.01136% | [6 empty] | 2019-03-21 | 14 | 3.1461 | 144966.5109 | kWh | GS |  | 2019-03-21 | 14 | 367718.5 | 144966.5109 | 360584.0495 | 0 | 505550.5604
1905 | 0.01084% | 0.01192% | [6 empty] | 2019-03-21 | 15 | 3.2264 | 148665.5275 | kWh | GS |  | 2019-03-21 | 15 | 366804.9004 | 148665.5275 | 360208.3573 | 0 | 508873.8848
1906 | 0.00982% | 0.01218% | [6 empty] | 2019-03-21 | 16 | 3.1834 | 146683.2837 | kWh | GS |  | 2019-03-21 | 16 | 387601.1478 | 146683.2837 | 350343.6099 | 0 | 497026.8936
1907 | 0.008931% | 0.01237% | [6 empty] | 2019-03-21 | 17 | 3.1069 | 143160.8191 | kWh | GS |  | 2019-03-21 | 17 | 426569.8003 | 143160.8191 | 333037.2218 | 0 | 476198.0409
1908 | 0.007978% | 0.0124% | [6 empty] | 2019-03-21 | 18 | 2.7873 | 128430.948 | kWh | GS |  | 2019-03-21 | 18 | 463169.6934 | 128430.948 | 314571.0561 | 0 | 443002.0041
1909 | 0.007107% | 0.01218% | [6 empty] | 2019-03-21 | 19 | 2.5952 | 119580.583 | kWh | GS |  | 2019-03-21 | 19 | 484865.7153 | 119580.583 | 296150.2366 | 0 | 415730.8196
1910 | 0.006726% | 0.01241% | [6 empty] | 2019-03-21 | 20 | 2.6115 | 120333.3664 | kWh | GS |  | 2019-03-21 | 20 | 506215.0857 | 120333.3664 | 294003.602 | 0 | 414336.9684
1911 | 0.006709% | 0.01249% | [6 empty] | 2019-03-21 | 21 | 2.5738 | 118593.8628 | kWh | GS |  | 2019-03-21 | 21 | 534447.0618 | 118593.8628 | 290332.3267 | 0 | 408926.1895
1912 | 0.00709% | 0.0122% | [6 empty] | 2019-03-21 | 22 | 2.329 | 107313.8716 | kWh | GS |  | 2019-03-21 | 22 | 506311.0895 | 107313.8716 | 265197.8354 | 0 | 372511.707
1913 | 0.007803% | 0.01169% | [6 empty] | 2019-03-21 | 23 | 2.106 | 97038.3295 | kWh | GS |  | 2019-03-21 | 23 | 465812.5018 | 97038.3295 | 235517.9924 | 0 | 332556.3219
1914 | 0.008472% | 0.01087% | [6 empty] | 2019-03-21 | 24 | 1.9831 | 91377.979 | kWh | GS |  | 2019-03-21 | 24 | 394991.0329 | 91377.979 | 220125.5707 | 0 | 311503.5497
1915 | 0.008869% | 0.01021% | [6 empty] | 2019-03-22 | 1 | 1.9013 | 87609.8526 | kWh | GS |  | 2019-03-22 | 1 | 341430.5594 | 87609.8526 | 210419.3363 | 0 | 298029.1889
1916 | 0.009259% | 0.01017% | [6 empty] | 2019-03-22 | 2 | 1.8703 | 86181.2691 | kWh | GS |  | 2019-03-22 | 2 | 313266.0665 | 86181.2691 | 203121.7243 | 0 | 289302.9934
1917 | 0.009776% | 0.01004% | [6 empty] | 2019-03-22 | 3 | 1.8569 | 85560.3516 | kWh | GS |  | 2019-03-22 | 3 | 298576.8666 | 85560.3516 | 201113.1976 | 0 | 286673.5492
1918 | 0.009261% | 0.009144% | [6 empty] | 2019-03-22 | 4 | 1.8539 | 85423.9532 | kWh | GS |  | 2019-03-22 | 4 | 316219.2209 | 85423.9532 | 203303.1356 | 0 | 288727.0888
1919 | 0.00852% | 0.008164% | [6 empty] | 2019-03-22 | 5 | 1.9019 | 87636.4808 | kWh | GS |  | 2019-03-22 | 5 | 337835.4987 | 87636.4808 | 214457.6017 | 0 | 302094.0825
1920 | 0.007225% | 0.007647% | [6 empty] | 2019-03-22 | 6 | 2.0575 | 94804.1184 | kWh | GS |  | 2019-03-22 | 6 | 420468.8546 | 94804.1184 | 240681.7393 | 0 | 335485.8577
1921 | 0.006245% | 0.007316% | [6 empty] | 2019-03-22 | 7 | 2.3665 | 109042.8379 | kWh | GS |  | 2019-03-22 | 7 | 498990.9977 | 109042.8379 | 283721.8758 | 0 | 392764.7137
1922 | 0.00573% | 0.007102% | [6 empty] | 2019-03-22 | 8 | 2.6287 | 121126.7278 | kWh | GS |  | 2019-03-22 | 8 | 548813.3297 | 121126.7278 | 311338.1904 | 0 | 432464.9182
1923 | 0.005461% | 0.007037% | [6 empty] | 2019-03-22 | 9 | 2.8254 | 130189.4132 | kWh | GS |  | 2019-03-22 | 9 | 563633.6913 | 130189.4132 | 323947.6053 | 0 | 454137.0185
1924 | 0.005784% | 0.007088% | [6 empty] | 2019-03-22 | 10 | 2.9932 | 137922.0293 | kWh | GS |  | 2019-03-22 | 10 | 541469.0955 | 137922.0293 | 333508.0134 | 0 | 471430.0427
1925 | 0.006179% | 0.007416% | [6 empty] | 2019-03-22 | 11 | 3.0987 | 142784.0169 | kWh | GS |  | 2019-03-22 | 11 | 466646.6729 | 142784.0169 | 335683.8098 | 0 | 478467.8267
1926 | 0.007691% | 0.008236% | [6 empty] | 2019-03-22 | 12 | 3.0998 | 142833.5788 | kWh | GS |  | 2019-03-22 | 12 | 453027.4521 | 142833.5788 | 339400.6888 | 0 | 482234.2676
1927 | 0.009127% | 0.009642% | [6 empty] | 2019-03-22 | 13 | 3.0536 | 140702.3587 | kWh | GS |  | 2019-03-22 | 13 | 423175.8002 | 140702.3587 | 340321.6845 | 0 | 481024.0432
1928 | 0.01004% | 0.01062% | [6 empty] | 2019-03-22 | 14 | 3.0323 | 139721.6304 | kWh | GS |  | 2019-03-22 | 14 | 406788.194 | 139721.6304 | 344095.0335 | 0 | 483816.6639
1929 | 0.01031% | 0.01115% | [6 empty] | 2019-03-22 | 15 | 3.1379 | 144586.7597 | kWh | GS |  | 2019-03-22 | 15 | 395529.2017 | 144586.7597 | 339808.0242 | 0 | 484394.7839
1930 | 0.009904% | 0.01157% | [6 empty] | 2019-03-22 | 16 | 3.1475 | 145028.8998 | kWh | GS |  | 2019-03-22 | 16 | 412381.3949 | 145028.8998 | 328371.1616 | 0 | 473400.0614
1931 | 0.008536% | 0.01175% | [6 empty] | 2019-03-22 | 17 | 3.0167 | 139001.8215 | kWh | GS |  | 2019-03-22 | 17 | 440745.8992 | 139001.8215 | 314651.6542 | 0 | 453653.4757
1932 | 0.008287% | 0.01184% | [6 empty] | 2019-03-22 | 18 | 2.7643 | 127374.7193 | kWh | GS |  | 2019-03-22 | 18 | 462090.7457 | 127374.7193 | 302206.1893 | 0 | 429580.9086
1933 | 0.00774% | 0.01181% | [6 empty] | 2019-03-22 | 19 | 2.6119 | 120350.9749 | kWh | GS |  | 2019-03-22 | 19 | 491451.4547 | 120350.9749 | 287219.2036 | 0 | 407570.1785
1934 | 0.007441% | 0.01188% | [6 empty] | 2019-03-22 | 20 | 2.5054 | 115443.712 | kWh | GS |  | 2019-03-22 | 20 | 489182.0576 | 115443.712 | 281702.7142 | 0 | 397146.4262
1935 | 0.007235% | 0.01189% | [6 empty] | 2019-03-22 | 21 | 2.5809 | 118924.6912 | kWh | GS |  | 2019-03-22 | 21 | 509440.1792 | 118924.6912 | 276811.6089 | 0 | 395736.3001
1936 | 0.007543% | 0.01162% | [6 empty] | 2019-03-22 | 22 | 2.3621 | 108840.6405 | kWh | GS |  | 2019-03-22 | 22 | 481144.2173 | 108840.6405 | 259612.8816 | 0 | 368453.5221
1937 | 0.008062% | 0.01114% | [6 empty] | 2019-03-22 | 23 | 2.2406 | 103241.2653 | kWh | GS |  | 2019-03-22 | 23 | 452972.9198 | 103241.2653 | 234211.587 | 0 | 337452.8523
1938 | 0.008452% | 0.01055% | [6 empty] | 2019-03-22 | 24 | 2.0987 | 96702.8777 | kWh | GS |  | 2019-03-22 | 24 | 402672.3051 | 96702.8777 | 218497.0156 | 0 | 315199.8934
1939 | 0.008989% | 0.01001% | [6 empty] | 2019-03-23 | 1 | 1.9957 | 91956.4121 | kWh | GS |  | 2019-03-23 | 1 | 355729.3582 | 91956.4121 | 208719.282 | 0 | 300675.6941
1940 | 0.008948% | 0.009749% | [6 empty] | 2019-03-23 | 2 | 1.9021 | 87645.1721 | kWh | GS |  | 2019-03-23 | 2 | 329240.8564 | 87645.1721 | 201094.6758 | 0 | 288739.8479
1941 | 0.009318% | 0.009715% | [6 empty] | 2019-03-23 | 3 | 1.8418 | 84866.5925 | kWh | GS |  | 2019-03-23 | 3 | 317046.5743 | 84866.5925 | 197795.4329 | 0 | 282662.0254
1942 | 0.008801% | 0.009045% | [6 empty] | 2019-03-23 | 4 | 1.8267 | 84170.1086 | kWh | GS |  | 2019-03-23 | 4 | 332976.9772 | 84170.1086 | 195188.3704 | 0 | 279358.4791
1943 | 0.008286% | 0.008284% | [6 empty] | 2019-03-23 | 5 | 1.8681 | 86080.4475 | kWh | GS |  | 2019-03-23 | 5 | 350157.1369 | 86080.4475 | 199527.1344 | 0 | 285607.5819
1944 | 0.007365% | 0.007738% | [6 empty] | 2019-03-23 | 6 | 1.9328 | 89057.6642 | kWh | GS |  | 2019-03-23 | 6 | 385759.9091 | 89057.6642 | 210705.6565 | 0 | 299763.3207
1945 | 0.006507% | 0.007381% | [6 empty] | 2019-03-23 | 7 | 2.1073 | 97099.0372 | kWh | GS |  | 2019-03-23 | 7 | 440473.5253 | 97099.0372 | 230937.9984 | 0 | 328037.0356
1946 | 0.006022% | 0.007088% | [6 empty] | 2019-03-23 | 8 | 2.2285 | 102682.677 | kWh | GS |  | 2019-03-23 | 8 | 524394.2409 | 102682.677 | 249977.4849 | 0 | 352660.1619
1947 | 0.005799% | 0.006939% | [6 empty] | 2019-03-23 | 9 | 2.2098 | 101821.272 | kWh | GS |  | 2019-03-23 | 9 | 614531.2479 | 101821.272 | 255640.3116 | 0 | 357461.5836
1948 | 0.006091% | 0.006858% | [6 empty] | 2019-03-23 | 10 | 2.2974 | 105859.5626 | kWh | GS |  | 2019-03-23 | 10 | 591329.4004 | 105859.5626 | 262731.3967 | 0 | 368590.9593
1949 | 0.006405% | 0.007011% | [6 empty] | 2019-03-23 | 11 | 2.3127 | 106562.5623 | kWh | GS |  | 2019-03-23 | 11 | 552320.3699 | 106562.5623 | 261816.5123 | 0 | 368379.0746
1950 | 0.007056% | 0.007359% | [6 empty] | 2019-03-23 | 12 | 2.3034 | 106135.4501 | kWh | GS |  | 2019-03-23 | 12 | 483321.6377 | 106135.4501 | 264039.4056 | 0 | 370174.8557
1951 | 0.008057% | 0.008053% | [6 empty] | 2019-03-23 | 13 | 2.2616 | 104210.8382 | kWh | GS |  | 2019-03-23 | 13 | 453625.4752 | 104210.8382 | 263047.8736 | 0 | 367258.7118
1952 | 0.009592% | 0.008657% | [6 empty] | 2019-03-23 | 14 | 2.2502 | 103686.3452 | kWh | GS |  | 2019-03-23 | 14 | 438931.0291 | 103686.3452 | 257971.8174 | 0 | 361658.1626
1953 | 0.01124% | 0.008775% | [6 empty] | 2019-03-23 | 15 | 2.2967 | 105826.1495 | kWh | GS |  | 2019-03-23 | 15 | 444581.3506 | 105826.1495 | 256627.181 | 0 | 362453.3305
1954 | 0.01082% | 0.009048% | [6 empty] | 2019-03-23 | 16 | 2.3285 | 107290.3321 | kWh | GS |  | 2019-03-23 | 16 | 460172.9061 | 107290.3321 | 256189.0744 | 0 | 363479.4065
1955 | 0.0101% | 0.009043% | [6 empty] | 2019-03-23 | 17 | 2.3759 | 109477.2396 | kWh | GS |  | 2019-03-23 | 17 | 484358.2041 | 109477.2396 | 258610.7977 | 0 | 368088.0373
1956 | 0.008841% | 0.009087% | [6 empty] | 2019-03-23 | 18 | 2.3838 | 109839.1024 | kWh | GS |  | 2019-03-23 | 18 | 523022.6346 | 109839.1024 | 257771.3549 | 0 | 367610.4573
1957 | 0.008297% | 0.009015% | [6 empty] | 2019-03-23 | 19 | 2.324 | 107084.5239 | kWh | GS |  | 2019-03-23 | 19 | 515012.8632 | 107084.5239 | 249145.189 | 0 | 356229.7129
1958 | 0.008029% | 0.008878% | [6 empty] | 2019-03-23 | 20 | 2.3427 | 107944.6568 | kWh | GS |  | 2019-03-23 | 20 | 504098.6521 | 107944.6568 | 243733.2404 | 0 | 351677.8972
1959 | 0.008132% | 0.008898% | [6 empty] | 2019-03-23 | 21 | 2.4104 | 111066.7081 | kWh | GS |  | 2019-03-23 | 21 | 505516.0603 | 111066.7081 | 242353.935 | 0 | 353420.6431
1960 | 0.008417% | 0.008923% | [6 empty] | 2019-03-23 | 22 | 2.2861 | 105340.3955 | kWh | GS |  | 2019-03-23 | 22 | 489633.7675 | 105340.3955 | 236624.2699 | 0 | 341964.6654
1961 | 0.00886% | 0.009036% | [6 empty] | 2019-03-23 | 23 | 2.1326 | 98267.8837 | kWh | GS |  | 2019-03-23 | 23 | 453993.927 | 98267.8837 | 221543.9704 | 0 | 319811.8541
1962 | 0.009567% | 0.009024% | [6 empty] | 2019-03-23 | 24 | 2.0148 | 92838.339 | kWh | GS |  | 2019-03-23 | 24 | 413973.389 | 92838.339 | 207793.5347 | 0 | 300631.8737
1963 | 0.00942% | 0.008745% | [6 empty] | 2019-03-24 | 1 | 1.9875 | 91580.7018 | kWh | GS |  | 2019-03-24 | 1 | 360065.9383 | 91580.7018 | 200156.5482 | 0 | 291737.25
1964 | 0.009221% | 0.008633% | [6 empty] | 2019-03-24 | 2 | 1.9484 | 89779.4916 | kWh | GS |  | 2019-03-24 | 2 | 323140.5294 | 89779.4916 | 194644.3579 | 0 | 284423.8495
1965 | 0.009247% | 0.008676% | [6 empty] | 2019-03-24 | 3 | 1.8841 | 86814.4351 | kWh | GS |  | 2019-03-24 | 3 | 307721.674 | 86814.4351 | 192007.5244 | 0 | 278821.9595
1966 | 0.008956% | 0.008395% | [6 empty] | 2019-03-24 | 4 | 1.796 | 82754.8755 | kWh | GS |  | 2019-03-24 | 4 | 301134.8651 | 82754.8755 | 192871.5514 | 0 | 275626.4269
1967 | 0.008304% | 0.007851% | [6 empty] | 2019-03-24 | 5 | 1.796 | 82755.1979 | kWh | GS |  | 2019-03-24 | 5 | 318377.5809 | 82755.1979 | 196803.6191 | 0 | 279558.817
1968 | 0.007572% | 0.00738% | [6 empty] | 2019-03-24 | 6 | 1.831 | 84366.66 | kWh | GS |  | 2019-03-24 | 6 | 345066.3474 | 84366.66 | 205549.528 | 0 | 289916.188
1969 | 0.006586% | 0.007162% | [6 empty] | 2019-03-24 | 7 | 1.9021 | 87643.5475 | kWh | GS |  | 2019-03-24 | 7 | 389664.8962 | 87643.5475 | 217777.6885 | 0 | 305421.236
1970 | 0.005911% | 0.006982% | [6 empty] | 2019-03-24 | 8 | 1.9367 | 89241.2685 | kWh | GS |  | 2019-03-24 | 8 | 482530.1825 | 89241.2685 | 226256.6781 | 0 | 315497.9466
1971 | 0.005629% | 0.006845% | [6 empty] | 2019-03-24 | 9 | 1.835 | 84551.5634 | kWh | GS |  | 2019-03-24 | 9 | 577390.8026 | 84551.5634 | 231453.1093 | 0 | 316004.6727
1972 | 0.005508% | 0.006766% | [6 empty] | 2019-03-24 | 10 | 2.0243 | 93277.6816 | kWh | GS |  | 2019-03-24 | 10 | 569785.6281 | 93277.6816 | 239591.9003 | 0 | 332869.5819
1973 | 0.005824% | 0.006863% | [6 empty] | 2019-03-24 | 11 | 2.0997 | 96749.7823 | kWh | GS |  | 2019-03-24 | 11 | 519318.2472 | 96749.7823 | 248744.5429 | 0 | 345494.3252
1974 | 0.006312% | 0.007117% | [6 empty] | 2019-03-24 | 12 | 2.2219 | 102378.4185 | kWh | GS |  | 2019-03-24 | 12 | 482368.6211 | 102378.4185 | 251409.3891 | 0 | 353787.8076
1975 | 0.007128% | 0.007497% | [6 empty] | 2019-03-24 | 13 | 2.2627 | 104259.1618 | kWh | GS |  | 2019-03-24 | 13 | 466118.3423 | 104259.1618 | 254201.0184 | 0 | 358460.1802
1976 | 0.008826% | 0.007745% | [6 empty] | 2019-03-24 | 14 | 2.2719 | 104683.9771 | kWh | GS |  | 2019-03-24 | 14 | 477478.3952 | 104683.9771 | 256015.6076 | 0 | 360699.5847
1977 | 0.01056% | 0.007757% | [6 empty] | 2019-03-24 | 15 | 2.2896 | 105501.3778 | kWh | GS |  | 2019-03-24 | 15 | 503410.8902 | 105501.3778 | 260489.0606 | 0 | 365990.4384
1978 | 0.01042% | 0.008171% | [6 empty] | 2019-03-24 | 16 | 2.3152 | 106680.0725 | kWh | GS |  | 2019-03-24 | 16 | 557457.5969 | 106680.0725 | 263105.4818 | 0 | 369785.5543
1979 | 0.009499% | 0.008481% | [6 empty] | 2019-03-24 | 17 | 2.4096 | 111030.7234 | kWh | GS |  | 2019-03-24 | 17 | 586163.204 | 111030.7234 | 263395.8536 | 0 | 374426.577
1980 | 0.008823% | 0.008685% | [6 empty] | 2019-03-24 | 18 | 2.4292 | 111932.5165 | kWh | GS |  | 2019-03-24 | 18 | 625350.1445 | 111932.5165 | 261178.5773 | 0 | 373111.0938
1981 | 0.008526% | 0.008799% | [6 empty] | 2019-03-24 | 19 | 2.4161 | 111330.3742 | kWh | GS |  | 2019-03-24 | 19 | 628373.058 | 111330.3742 | 254113.7409 | 0 | 365444.1151
1982 | 0.008734% | 0.008854% | [6 empty] | 2019-03-24 | 20 | 2.3168 | 106755.5348 | kWh | GS |  | 2019-03-24 | 20 | 608152.7194 | 106755.5348 | 249099.1488 | 0 | 355854.6836
1983 | 0.009208% | 0.008984% | [6 empty] | 2019-03-24 | 21 | 2.3648 | 108964.1036 | kWh | GS |  | 2019-03-24 | 21 | 635074.4707 | 108964.1036 | 242311.1652 | 0 | 351275.2688
1984 | 0.0102% | 0.009077% | [6 empty] | 2019-03-24 | 22 | 2.2349 | 102980.8059 | kWh | GS |  | 2019-03-24 | 22 | 594545.1247 | 102980.8059 | 230923.1665 | 0 | 333903.9724
1985 | 0.01072% | 0.009191% | [6 empty] | 2019-03-24 | 23 | 2.0678 | 95280.4668 | kWh | GS |  | 2019-03-24 | 23 | 501125.1098 | 95280.4668 | 217045.912 | 0 | 312326.3788
1986 | 0.01144% | 0.009159% | [6 empty] | 2019-03-24 | 24 | 1.9719 | 90861.8738 | kWh | GS |  | 2019-03-24 | 24 | 407946.6368 | 90861.8738 | 207602.672 | 0 | 298464.5458
1987 | 0.01149% | 0.008971% | [6 empty] | 2019-03-25 | 1 | 1.9042 | 87743.5249 | kWh | GS |  | 2019-03-25 | 1 | 322265.6535 | 87743.5249 | 199279.213 | 0 | 287022.7379
1988 | 0.01112% | 0.008736% | [6 empty] | 2019-03-25 | 2 | 1.8449 | 85007.0233 | kWh | GS |  | 2019-03-25 | 2 | 275136.2067 | 85007.0233 | 198382.3072 | 0 | 283389.3305
1989 | 0.01162% | 0.008623% | [6 empty] | 2019-03-25 | 3 | 1.7925 | 82595.0711 | kWh | GS |  | 2019-03-25 | 3 | 249691.8892 | 82595.0711 | 194595.5492 | 0 | 277190.6203
1990 | 0.01088% | 0.008197% | [6 empty] | 2019-03-25 | 4 | 1.7598 | 81086.6595 | kWh | GS |  | 2019-03-25 | 4 | 244208.4884 | 81086.6595 | 195931.7693 | 0 | 277018.4288
1991 | 0.009166% | 0.007667% | [6 empty] | 2019-03-25 | 5 | 1.7629 | 81232.7124 | kWh | GS |  | 2019-03-25 | 5 | 250751.6353 | 81232.7124 | 208879.319 | 0 | 290112.0314
1992 | 0.007462% | 0.007327% | [6 empty] | 2019-03-25 | 6 | 1.8589 | 85655.899 | kWh | GS |  | 2019-03-25 | 6 | 309693.285 | 85655.899 | 236404.2372 | 0 | 322060.1362
1993 | 0.005895% | 0.007046% | [6 empty] | 2019-03-25 | 7 | 2.143 | 98744.4253 | kWh | GS |  | 2019-03-25 | 7 | 397498.1859 | 98744.4253 | 282433.7618 | 0 | 381178.1871
1994 | 0.005033% | 0.006957% | [6 empty] | 2019-03-25 | 8 | 2.4149 | 111272.5711 | kWh | GS |  | 2019-03-25 | 8 | 420626.2411 | 111272.5711 | 318864.4398 | 0 | 430137.0109
1995 | 0.004567% | 0.006804% | [6 empty] | 2019-03-25 | 9 | 2.6165 | 120564.8339 | kWh | GS |  | 2019-03-25 | 9 | 388336.231 | 120564.8339 | 348330.0734 | 0 | 468894.9073
1996 | 0.004467% | 0.0068% | [6 empty] | 2019-03-25 | 10 | 2.9473 | 135805.2327 | kWh | GS |  | 2019-03-25 | 10 | 367234.5474 | 135805.2327 | 368622.1132 | 0 | 504427.3459
1997 | 0.004587% | 0.007122% | [6 empty] | 2019-03-25 | 11 | 3.2426 | 149414.3662 | kWh | GS |  | 2019-03-25 | 11 | 367431.5267 | 149414.3662 | 386462.7772 | 0 | 535877.1434
1998 | 0.005665% | 0.007906% | [6 empty] | 2019-03-25 | 12 | 3.3943 | 156402.5099 | kWh | GS |  | 2019-03-25 | 12 | 365167.3835 | 156402.5099 | 395028.0774 | 0 | 551430.5873
1999 | 0.007271% | 0.009357% | [6 empty] | 2019-03-25 | 13 | 3.4832 | 160498.8014 | kWh | GS |  | 2019-03-25 | 13 | 395950.3648 | 160498.8014 | 404865.8228 | 0 | 565364.6242
2000 | 0.007694% | 0.01056% | [6 empty] | 2019-03-25 | 14 | 3.6531 | 168329.0019 | kWh | GS |  | 2019-03-25 | 14 | 437744.9779 | 168329.0019 | 408579.5216 | 0 | 576908.5235
2001 | 0.007103% | 0.01151% | [6 empty] | 2019-03-25 | 15 | 3.824 | 176203.8206 | kWh | GS |  | 2019-03-25 | 15 | 472513.3521 | 176203.8206 | 408676.7603 | 0 | 584880.5809
2002 | 0.006717% | 0.01238% | [6 empty] | 2019-03-25 | 16 | 3.8377 | 176835.3778 | kWh | GS |  | 2019-03-25 | 16 | 527588.0547 | 176835.3778 | 394505.772 | 0 | 571341.1498
2003 | 0.006721% | 0.01315% | [6 empty] | 2019-03-25 | 17 | 3.6899 | 170022.3426 | kWh | GS |  | 2019-03-25 | 17 | 607390.8033 | 170022.3426 | 378610.8031 | 0 | 548633.1457
2004 | 0.006679% | 0.01354% | [6 empty] | 2019-03-25 | 18 | 3.3637 | 154993.4749 | kWh | GS |  | 2019-03-25 | 18 | 677468.8841 | 154993.4749 | 356332.8976 | 0 | 511326.3725
2005 | 0.007242% | 0.01388% | [6 empty] | 2019-03-25 | 19 | 3.0799 | 141916.7307 | kWh | GS |  | 2019-03-25 | 19 | 699328.9118 | 141916.7307 | 327269.6403 | 0 | 469186.371
2006 | 0.008007% | 0.01416% | [6 empty] | 2019-03-25 | 20 | 2.9151 | 134323.8888 | kWh | GS |  | 2019-03-25 | 20 | 689696.066 | 134323.8888 | 317443.5513 | 0 | 451767.4401
2007 | 0.008643% | 0.01436% | [6 empty] | 2019-03-25 | 21 | 2.7841 | 128286.0306 | kWh | GS |  | 2019-03-25 | 21 | 686784.9133 | 128286.0306 | 310560.3348 | 0 | 438846.3654
2008 | 0.00965% | 0.01403% | [6 empty] | 2019-03-25 | 22 | 2.543 | 117178.1765 | kWh | GS |  | 2019-03-25 | 22 | 613047.6234 | 117178.1765 | 289014.8258 | 0 | 406193.0023
2009 | 0.01111% | 0.01347% | [6 empty] | 2019-03-25 | 23 | 2.3134 | 106595.1045 | kWh | GS |  | 2019-03-25 | 23 | 536902.0146 | 106595.1045 | 257413.488 | 0 | 364008.5925
2010 | 0.01239% | 0.01255% | [6 empty] | 2019-03-25 | 24 | 2.1834 | 100606.6493 | kWh | GS |  | 2019-03-25 | 24 | 427799.8458 | 100606.6493 | 237534.0133 | 0 | 338140.6626
2011 | 0.01279% | 0.01152% | [6 empty] | 2019-03-26 | 1 | 1.9951 | 91927.9974 | kWh | GS |  | 2019-03-26 | 1 | 343198.4574 | 91927.9974 | 227086.8265 | 0 | 319014.8239
2012 | 0.01262% | 0.01109% | [6 empty] | 2019-03-26 | 2 | 1.9045 | 87754.3431 | kWh | GS |  | 2019-03-26 | 2 | 286924.085 | 87754.3431 | 219696.1773 | 0 | 307450.5204
2013 | 0.01256% | 0.01077% | [6 empty] | 2019-03-26 | 3 | 1.8763 | 86456.7268 | kWh | GS |  | 2019-03-26 | 3 | 264755.214 | 86456.7268 | 212849.4933 | 0 | 299306.2201
2014 | 0.01121% | 0.009971% | [6 empty] | 2019-03-26 | 4 | 1.8476 | 85132.0651 | kWh | GS |  | 2019-03-26 | 4 | 253371.7848 | 85132.0651 | 212155.7482 | 0 | 297287.8133
2015 | 0.009821% | 0.008936% | [6 empty] | 2019-03-26 | 5 | 1.8725 | 86280.3599 | kWh | GS |  | 2019-03-26 | 5 | 248916.4632 | 86280.3599 | 221410.6184 | 0 | 307690.9783
2016 | 0.007825% | 0.008301% | [6 empty] | 2019-03-26 | 6 | 1.9195 | 88447.5406 | kWh | GS |  | 2019-03-26 | 6 | 299915.9872 | 88447.5406 | 248015.7028 | 0 | 336463.2434
2017 | 0.006278% | 0.007831% | [6 empty] | 2019-03-26 | 7 | 2.1977 | 101265.0199 | kWh | GS |  | 2019-03-26 | 7 | 374084.6563 | 101265.0199 | 292904.4192 | 0 | 394169.4391
2018 | 0.005248% | 0.007547% | [6 empty] | 2019-03-26 | 8 | 2.4688 | 113757.8217 | kWh | GS |  | 2019-03-26 | 8 | 398537.9686 | 113757.8217 | 331304.69 | 0 | 445062.5117
2019 | 0.004843% | 0.007347% | [6 empty] | 2019-03-26 | 9 | 2.7543 | 126912.7517 | kWh | GS |  | 2019-03-26 | 9 | 360871.8236 | 126912.7517 | 354593.8997 | 0 | 481506.6514
2020 | 0.004635% | 0.007298% | [6 empty] | 2019-03-26 | 10 | 3.0862 | 142205.2713 | kWh | GS |  | 2019-03-26 | 10 | 348018.0266 | 142205.2713 | 381073.9588 | 0 | 523279.2301
2021 | 0.004553% | 0.007553% | [6 empty] | 2019-03-26 | 11 | 3.3366 | 153743.7299 | kWh | GS |  | 2019-03-26 | 11 | 365203.3969 | 153743.7299 | 392713.1936 | 0 | 546456.9235
2022 | 0.005486% | 0.00826% | [6 empty] | 2019-03-26 | 12 | 3.5532 | 163723.685 | kWh | GS |  | 2019-03-26 | 12 | 377748.793 | 163723.685 | 401627.8485 | 0 | 565351.5335
2023 | 0.006843% | 0.009676% | [6 empty] | 2019-03-26 | 13 | 3.707 | 170810.5413 | kWh | GS |  | 2019-03-26 | 13 | 401470.192 | 170810.5413 | 404707.0987 | 0 | 575517.64
2024 | 0.00729% | 0.01093% | [6 empty] | 2019-03-26 | 14 | 3.7841 | 174361.9157 | kWh | GS |  | 2019-03-26 | 14 | 428337.3416 | 174361.9157 | 406425.5948 | 0 | 580787.5105
2025 | 0.006601% | 0.01182% | [6 empty] | 2019-03-26 | 15 | 3.8123 | 175663.1836 | kWh | GS |  | 2019-03-26 | 15 | 454500.0276 | 175663.1836 | 400275.6123 | 0 | 575938.7959
2026 | 0.006366% | 0.01285% | [6 empty] | 2019-03-26 | 16 | 3.7137 | 171118.0944 | kWh | GS |  | 2019-03-26 | 16 | 474203.0605 | 171118.0944 | 378320.182 | 0 | 549438.2764
2027 | 0.00668% | 0.01341% | [6 empty] | 2019-03-26 | 17 | 3.4685 | 159823.8424 | kWh | GS |  | 2019-03-26 | 17 | 511833.6336 | 159823.8424 | 351870.8054 | 0 | 511694.6478
2028 | 0.00691% | 0.01388% | [6 empty] | 2019-03-26 | 18 | 3.0396 | 140060.1725 | kWh | GS |  | 2019-03-26 | 18 | 554388.8306 | 140060.1725 | 327960.4007 | 0 | 468020.5732
2029 | 0.007343% | 0.01413% | [6 empty] | 2019-03-26 | 19 | 2.6907 | 123980.9692 | kWh | GS |  | 2019-03-26 | 19 | 560291.8301 | 123980.9692 | 302798.7911 | 0 | 426779.7603
2030 | 0.007835% | 0.01426% | [6 empty] | 2019-03-26 | 20 | 2.6759 | 123298.1039 | kWh | GS |  | 2019-03-26 | 20 | 567194.9036 | 123298.1039 | 296530.0674 | 0 | 419828.1713
2031 | 0.008313% | 0.01414% | [6 empty] | 2019-03-26 | 21 | 2.5936 | 119506.7279 | kWh | GS |  | 2019-03-26 | 21 | 585594.9102 | 119506.7279 | 295798.9233 | 0 | 415305.6512
2032 | 0.008674% | 0.01349% | [6 empty] | 2019-03-26 | 22 | 2.3292 | 107323.7902 | kWh | GS |  | 2019-03-26 | 22 | 541318.4606 | 107323.7902 | 276294.1486 | 0 | 383617.9388
2033 | 0.009362% | 0.01256% | [6 empty] | 2019-03-26 | 23 | 2.1702 | 99996.5922 | kWh | GS |  | 2019-03-26 | 23 | 461586.3803 | 99996.5922 | 248925.2858 | 0 | 348921.878
2034 | 0.01014% | 0.01149% | [6 empty] | 2019-03-26 | 24 | 1.9868 | 91549.3901 | kWh | GS |  | 2019-03-26 | 24 | 397841.5008 | 91549.3901 | 230010.3168 | 0 | 321559.7069
2035 | 0.01025% | 0.01048% | [6 empty] | 2019-03-27 | 1 | 1.8607 | 85738.3268 | kWh | GS |  | 2019-03-27 | 1 | 330845.855 | 85738.3268 | 217633.7528 | 0 | 303372.0796
2036 | 0.01037% | 0.01031% | [6 empty] | 2019-03-27 | 2 | 1.7947 | 82697.1435 | kWh | GS |  | 2019-03-27 | 2 | 281227.714 | 82697.1435 | 211156.3396 | 0 | 293853.4831
2037 | 0.01071% | 0.01019% | [6 empty] | 2019-03-27 | 3 | 1.757 | 80956.7517 | kWh | GS |  | 2019-03-27 | 3 | 254949.9865 | 80956.7517 | 210467.011 | 0 | 291423.7627
2038 | 0.009901% | 0.009417% | [6 empty] | 2019-03-27 | 4 | 1.74 | 80177.4694 | kWh | GS |  | 2019-03-27 | 4 | 249581.6302 | 80177.4694 | 207707.099 | 0 | 287884.5684
2039 | 0.008443% | 0.008565% | [6 empty] | 2019-03-27 | 5 | 1.7675 | 81444.6416 | kWh | GS |  | 2019-03-27 | 5 | 261530.2188 | 81444.6416 | 217246.8643 | 0 | 298691.5059
2040 | 0.007277% | 0.007894% | [6 empty] | 2019-03-27 | 6 | 1.8787 | 86568.8716 | kWh | GS |  | 2019-03-27 | 6 | 318243.6478 | 86568.8716 | 242299.8239 | 0 | 328868.6955
2041 | 0.006052% | 0.007447% | [6 empty] | 2019-03-27 | 7 | 2.1508 | 99104.6996 | kWh | GS |  | 2019-03-27 | 7 | 409843.0184 | 99104.6996 | 295352.1817 | 0 | 394456.8813
2042 | 0.005144% | 0.007214% | [6 empty] | 2019-03-27 | 8 | 2.5884 | 119267.6203 | kWh | GS |  | 2019-03-27 | 8 | 427507.7876 | 119267.6203 | 330648.8611 | 0 | 449916.4814
2043 | 0.004663% | 0.007154% | [6 empty] | 2019-03-27 | 9 | 2.7565 | 127011.8666 | kWh | GS |  | 2019-03-27 | 9 | 408516.094 | 127011.8666 | 351008.7759 | 0 | 478020.6425
2044 | 0.004565% | 0.007067% | [6 empty] | 2019-03-27 | 10 | 2.9462 | 135752.9961 | kWh | GS |  | 2019-03-27 | 10 | 399224.4512 | 135752.9961 | 365708.5401 | 0 | 501461.5362
2045 | 0.004784% | 0.007332% | [6 empty] | 2019-03-27 | 11 | 3.0033 | 138388.2825 | kWh | GS |  | 2019-03-27 | 11 | 389856.1296 | 138388.2825 | 364339.1001 | 0 | 502727.3826
2046 | 0.005821% | 0.008073% | [6 empty] | 2019-03-27 | 12 | 3.1184 | 143691.8205 | kWh | GS |  | 2019-03-27 | 12 | 390525.5615 | 143691.8205 | 363837.4346 | 0 | 507529.2551
2047 | 0.007497% | 0.009683% | [6 empty] | 2019-03-27 | 13 | 3.1237 | 143932.0337 | kWh | GS |  | 2019-03-27 | 13 | 392097.1717 | 143932.0337 | 367051.5556 | 0 | 510983.5893
2048 | 0.00782% | 0.01104% | [6 empty] | 2019-03-27 | 14 | 3.1684 | 145992.5504 | kWh | GS |  | 2019-03-27 | 14 | 393818.0887 | 145992.5504 | 366748.3705 | 0 | 512740.9209
2049 | 0.007472% | 0.01173% | [6 empty] | 2019-03-27 | 15 | 3.1893 | 146958.779 | kWh | GS |  | 2019-03-27 | 15 | 393003.5018 | 146958.779 | 358456.7164 | 0 | 505415.4954
2050 | 0.007302% | 0.01231% | [6 empty] | 2019-03-27 | 16 | 3.0908 | 142419.208 | kWh | GS |  | 2019-03-27 | 16 | 393995.0239 | 142419.208 | 342987.2125 | 0 | 485406.4205
2051 | 0.007131% | 0.01234% | [6 empty] | 2019-03-27 | 17 | 2.9433 | 135622.5138 | kWh | GS |  | 2019-03-27 | 17 | 422889.936 | 135622.5138 | 325423.5671 | 0 | 461046.0809
2052 | 0.007143% | 0.01246% | [6 empty] | 2019-03-27 | 18 | 2.6248 | 120944.2735 | kWh | GS |  | 2019-03-27 | 18 | 465962.5587 | 120944.2735 | 306362.4657 | 0 | 427306.7392
2053 | 0.007172% | 0.01254% | [6 empty] | 2019-03-27 | 19 | 2.383 | 109802.9747 | kWh | GS |  | 2019-03-27 | 19 | 494574.177 | 109802.9747 | 291743.572 | 0 | 401546.5467
2054 | 0.007203% | 0.01259% | [6 empty] | 2019-03-27 | 20 | 2.4571 | 113220.524 | kWh | GS |  | 2019-03-27 | 20 | 538911.3523 | 113220.524 | 292003.7203 | 0 | 405224.2443
2055 | 0.007189% | 0.01241% | [6 empty] | 2019-03-27 | 21 | 2.465 | 113583.3039 | kWh | GS |  | 2019-03-27 | 21 | 593911.1764 | 113583.3039 | 290220.2192 | 0 | 403803.5231
2056 | 0.007207% | 0.01192% | [6 empty] | 2019-03-27 | 22 | 2.2752 | 104837.4693 | kWh | GS |  | 2019-03-27 | 22 | 562554.9979 | 104837.4693 | 271806.7112 | 0 | 376644.1805
2057 | 0.007735% | 0.01132% | [6 empty] | 2019-03-27 | 23 | 2.0945 | 96511.5852 | kWh | GS |  | 2019-03-27 | 23 | 509471.2222 | 96511.5852 | 246535.1033 | 0 | 343046.6885
2058 | 0.008523% | 0.01049% | [6 empty] | 2019-03-27 | 24 | 1.9616 | 90388.3387 | kWh | GS |  | 2019-03-27 | 24 | 430170.5672 | 90388.3387 | 228789.9458 | 0 | 319178.2845
2059 | 0.009046% | 0.009857% | [6 empty] | 2019-03-28 | 1 | 1.862 | 85798.1224 | kWh | GS |  | 2019-03-28 | 1 | 370748.7145 | 85798.1224 | 216604.3089 | 0 | 302402.4313
2060 | 0.009857% | 0.009947% | [6 empty] | 2019-03-28 | 2 | 1.7877 | 82373.6851 | kWh | GS |  | 2019-03-28 | 2 | 325149.1033 | 82373.6851 | 213630.3097 | 0 | 296003.9948
2061 | 0.01086% | 0.009913% | [6 empty] | 2019-03-28 | 3 | 1.7856 | 82275.23 | kWh | GS |  | 2019-03-28 | 3 | 304131.918 | 82275.23 | 210761.3919 | 0 | 293036.6219
2062 | 0.01029% | 0.009246% | [6 empty] | 2019-03-28 | 4 | 1.7936 | 82646.1115 | kWh | GS |  | 2019-03-28 | 4 | 294169.0659 | 82646.1115 | 212215.9508 | 0 | 294862.0623
2063 | 0.009319% | 0.008421% | [6 empty] | 2019-03-28 | 5 | 1.8473 | 85120.2133 | kWh | GS |  | 2019-03-28 | 5 | 300221.2852 | 85120.2133 | 223319.1986 | 0 | 308439.4119
2064 | 0.007868% | 0.007835% | [6 empty] | 2019-03-28 | 6 | 1.9092 | 87970.314 | kWh | GS |  | 2019-03-28 | 6 | 353472.3491 | 87970.314 | 248680.5401 | 0 | 336650.8541
2065 | 0.006782% | 0.007423% | [6 empty] | 2019-03-28 | 7 | 2.17 | 99989.8808 | kWh | GS |  | 2019-03-28 | 7 | 447418.2002 | 99989.8808 | 294110.9217 | 0 | 394100.8025
2066 | 0.005947% | 0.007266% | [6 empty] | 2019-03-28 | 8 | 2.4806 | 114300.3979 | kWh | GS |  | 2019-03-28 | 8 | 465017.2952 | 114300.3979 | 332126.6354 | 0 | 446427.0333
2067 | 0.005563% | 0.007193% | [6 empty] | 2019-03-28 | 9 | 2.6685 | 122960.2067 | kWh | GS |  | 2019-03-28 | 9 | 422162.9396 | 122960.2067 | 355068.555 | 0 | 478028.7617
2068 | 0.005381% | 0.007238% | [6 empty] | 2019-03-28 | 10 | 2.9231 | 134688.6608 | kWh | GS |  | 2019-03-28 | 10 | 405437.8011 | 134688.6608 | 368379.7794 | 0 | 503068.4402
2069 | 0.005491% | 0.007572% | [6 empty] | 2019-03-28 | 11 | 3.1132 | 143449.2266 | kWh | GS |  | 2019-03-28 | 11 | 389216.8591 | 143449.2266 | 377171.445 | 0 | 520620.6716
2070 | 0.006466% | 0.008264% | [6 empty] | 2019-03-28 | 12 | 3.1987 | 147389.2246 | kWh | GS |  | 2019-03-28 | 12 | 384054.2653 | 147389.2246 | 377044.3173 | 0 | 524433.5419
2071 | 0.008184% | 0.009674% | [6 empty] | 2019-03-28 | 13 | 3.2047 | 147665.7065 | kWh | GS |  | 2019-03-28 | 13 | 378681.0012 | 147665.7065 | 384282.8556 | 0 | 531948.5621
2072 | 0.008506% | 0.01096% | [6 empty] | 2019-03-28 | 14 | 3.2876 | 151485.7758 | kWh | GS |  | 2019-03-28 | 14 | 358917.1099 | 151485.7758 | 389356.6167 | 0 | 540842.3925
2073 | 0.007722% | 0.01173% | [6 empty] | 2019-03-28 | 15 | 3.4363 | 158336.6774 | kWh | GS |  | 2019-03-28 | 15 | 357846.3391 | 158336.6774 | 384545.671 | 0 | 542882.3484
2074 | 0.007416% | 0.01235% | [6 empty] | 2019-03-28 | 16 | 3.3718 | 155363.6769 | kWh | GS |  | 2019-03-28 | 16 | 391220.3338 | 155363.6769 | 369595.0536 | 0 | 524958.7305
2075 | 0.007119% | 0.01278% | [6 empty] | 2019-03-28 | 17 | 3.1756 | 146327.1958 | kWh | GS |  | 2019-03-28 | 17 | 434398.8758 | 146327.1958 | 343398.9747 | 0 | 489726.1705
2076 | 0.007025% | 0.01287% | [6 empty] | 2019-03-28 | 18 | 2.9083 | 134008.1959 | kWh | GS |  | 2019-03-28 | 18 | 479655.5898 | 134008.1959 | 321245.8345 | 0 | 455254.0304
2077 | 0.006927% | 0.01306% | [6 empty] | 2019-03-28 | 19 | 2.6614 | 122630.4774 | kWh | GS |  | 2019-03-28 | 19 | 508987.5235 | 122630.4774 | 301992.9043 | 0 | 424623.3817
2078 | 0.006565% | 0.01328% | [6 empty] | 2019-03-28 | 20 | 2.6064 | 120099.3559 | kWh | GS |  | 2019-03-28 | 20 | 525582.2782 | 120099.3559 | 292885.2868 | 0 | 412984.6427
2079 | 0.006546% | 0.01333% | [6 empty] | 2019-03-28 | 21 | 2.6058 | 120068.9426 | kWh | GS |  | 2019-03-28 | 21 | 552857.8442 | 120068.9426 | 293148.2132 | 0 | 413217.1558
2080 | 0.007156% | 0.01289% | [6 empty] | 2019-03-28 | 22 | 2.4005 | 110610.9677 | kWh | GS |  | 2019-03-28 | 22 | 548629.9204 | 110610.9677 | 274585.172 | 0 | 385196.1397
2081 | 0.007946% | 0.01202% | [6 empty] | 2019-03-28 | 23 | 2.1525 | 99180.6064 | kWh | GS |  | 2019-03-28 | 23 | 472576.3867 | 99180.6064 | 245903.2277 | 0 | 345083.8341
2082 | 0.008774% | 0.01118% | [6 empty] | 2019-03-28 | 24 | 2.0098 | 92608.018 | kWh | GS |  | 2019-03-28 | 24 | 386619.6652 | 92608.018 | 225720.3579 | 0 | 318328.3759
2083 | 0.00931% | 0.01042% | [6 empty] | 2019-03-29 | 1 | 1.8989 | 87496.7177 | kWh | GS |  | 2019-03-29 | 1 | 329300.3483 | 87496.7177 | 216756.6338 | 0 | 304253.3515
2084 | 0.009614% | 0.01014% | [6 empty] | 2019-03-29 | 2 | 1.8337 | 84494.4966 | kWh | GS |  | 2019-03-29 | 2 | 287753.3103 | 84494.4966 | 210181.3804 | 0 | 294675.877
2085 | 0.01011% | 0.01014% | [6 empty] | 2019-03-29 | 3 | 1.7807 | 82051.8942 | kWh | GS |  | 2019-03-29 | 3 | 270252.9527 | 82051.8942 | 208136.3069 | 0 | 290188.2011
2086 | 0.01004% | 0.009456% | [6 empty] | 2019-03-29 | 4 | 1.7757 | 81818.5479 | kWh | GS |  | 2019-03-29 | 4 | 278885.3831 | 81818.5479 | 205827.4821 | 0 | 287646.03
2087 | 0.008644% | 0.008471% | [6 empty] | 2019-03-29 | 5 | 1.7994 | 82912.8986 | kWh | GS |  | 2019-03-29 | 5 | 285646.6636 | 82912.8986 | 217348.2997 | 0 | 300261.1983
2088 | 0.007072% | 0.007814% | [6 empty] | 2019-03-29 | 6 | 1.8975 | 87432.059 | kWh | GS |  | 2019-03-29 | 6 | 336001.8827 | 87432.059 | 242376.2286 | 0 | 329808.2876
2089 | 0.006023% | 0.007469% | [6 empty] | 2019-03-29 | 7 | 2.1589 | 99478.2479 | kWh | GS |  | 2019-03-29 | 7 | 429018.5926 | 99478.2479 | 290672.049 | 0 | 390150.2969
2090 | 0.005263% | 0.007234% | [6 empty] | 2019-03-29 | 8 | 2.425 | 111741.1844 | kWh | GS |  | 2019-03-29 | 8 | 467475.0228 | 111741.1844 | 327227.8242 | 0 | 438969.0086
2091 | 0.004943% | 0.007124% | [6 empty] | 2019-03-29 | 9 | 2.6761 | 123308.6079 | kWh | GS |  | 2019-03-29 | 9 | 438679.5663 | 123308.6079 | 352121.6745 | 0 | 475430.2824
2092 | 0.005101% | 0.007061% | [6 empty] | 2019-03-29 | 10 | 2.9182 | 134466.2083 | kWh | GS |  | 2019-03-29 | 10 | 391040.9042 | 134466.2083 | 368411.7154 | 0 | 502877.9237
2093 | 0.005225% | 0.007371% | [6 empty] | 2019-03-29 | 11 | 3.1365 | 144521.4149 | kWh | GS |  | 2019-03-29 | 11 | 375429.4686 | 144521.4149 | 380364.4726 | 0 | 524885.8875
2094 | 0.006146% | 0.008096% | [6 empty] | 2019-03-29 | 12 | 3.3235 | 153140.694 | kWh | GS |  | 2019-03-29 | 12 | 363355.1047 | 153140.694 | 384466.1872 | 0 | 537606.8812
2095 | 0.007847% | 0.009577% | [6 empty] | 2019-03-29 | 13 | 3.3849 | 155970.507 | kWh | GS |  | 2019-03-29 | 13 | 368898.2691 | 155970.507 | 385747.8862 | 0 | 541718.3932
2096 | 0.008551% | 0.01078% | [6 empty] | 2019-03-29 | 14 | 3.472 | 159980.8791 | kWh | GS |  | 2019-03-29 | 14 | 393758.492 | 159980.8791 | 390433.1269 | 0 | 550414.006
2097 | 0.008024% | 0.01167% | [6 empty] | 2019-03-29 | 15 | 3.506 | 161549.3169 | kWh | GS |  | 2019-03-29 | 15 | 412309.9497 | 161549.3169 | 385108.4839 | 0 | 546657.8008
2098 | 0.007153% | 0.01234% | [6 empty] | 2019-03-29 | 16 | 3.4943 | 161012.0045 | kWh | GS |  | 2019-03-29 | 16 | 448292.5964 | 161012.0045 | 368456.014 | 0 | 529468.0185
2099 | 0.006867% | 0.01288% | [6 empty] | 2019-03-29 | 17 | 3.3645 | 155028.6013 | kWh | GS |  | 2019-03-29 | 17 | 508157.5626 | 155028.6013 | 345494.5156 | 0 | 500523.1169
2100 | 0.006646% | 0.0132% | [6 empty] | 2019-03-29 | 18 | 3.0412 | 140131.4504 | kWh | GS |  | 2019-03-29 | 18 | 537050.986 | 140131.4504 | 321071.3893 | 0 | 461202.8397
2101 | 0.006748% | 0.0133% | [6 empty] | 2019-03-29 | 19 | 2.7709 | 127676.3382 | kWh | GS |  | 2019-03-29 | 19 | 517363.3328 | 127676.3382 | 298730.6755 | 0 | 426407.0137
2102 | 0.007202% | 0.01351% | [6 empty] | 2019-03-29 | 20 | 2.6987 | 124350.9263 | kWh | GS |  | 2019-03-29 | 20 | 513190.5184 | 124350.9263 | 293646.8502 | 0 | 417997.7765
2103 | 0.007542% | 0.01342% | [6 empty] | 2019-03-29 | 21 | 2.7347 | 126008.7059 | kWh | GS |  | 2019-03-29 | 21 | 517745.5606 | 126008.7059 | 292529.353 | 0 | 418538.0589
2104 | 0.0082% | 0.013% | [6 empty] | 2019-03-29 | 22 | 2.5221 | 116211.3546 | kWh | GS |  | 2019-03-29 | 22 | 501976.9605 | 116211.3546 | 272070.3462 | 0 | 388281.7008
2105 | 0.009295% | 0.01229% | [6 empty] | 2019-03-29 | 23 | 2.2787 | 104999.62 | kWh | GS |  | 2019-03-29 | 23 | 459741.6942 | 104999.62 | 246212.182 | 0 | 351211.802
2106 | 0.009823% | 0.01132% | [6 empty] | 2019-03-29 | 24 | 2.0762 | 95666.0416 | kWh | GS |  | 2019-03-29 | 24 | 395526.9939 | 95666.0416 | 224744.5854 | 0 | 320410.627
2107 | 0.009463% | 0.01047% | [6 empty] | 2019-03-30 | 1 | 1.9644 | 90514.046 | kWh | GS |  | 2019-03-30 | 1 | 327070.287 | 90514.046 | 214776.7757 | 0 | 305290.8217
2108 | 0.009387% | 0.01026% | [6 empty] | 2019-03-30 | 2 | 1.8592 | 85666.8093 | kWh | GS |  | 2019-03-30 | 2 | 284448.6923 | 85666.8093 | 206579.8425 | 0 | 292246.6518
2109 | 0.00947% | 0.01027% | [6 empty] | 2019-03-30 | 3 | 1.7891 | 82436.7767 | kWh | GS |  | 2019-03-30 | 3 | 266014.8636 | 82436.7767 | 203635.9123 | 0 | 286072.689
2110 | 0.009182% | 0.009532% | [6 empty] | 2019-03-30 | 4 | 1.7516 | 80711.9811 | kWh | GS |  | 2019-03-30 | 4 | 252960.0223 | 80711.9811 | 203301.5995 | 0 | 284013.5806
2111 | 0.008409% | 0.008622% | [6 empty] | 2019-03-30 | 5 | 1.747 | 80497.1215 | kWh | GS |  | 2019-03-30 | 5 | 251670.2547 | 80497.1215 | 203681.3967 | 0 | 284178.5182
2112 | 0.007235% | 0.007865% | [6 empty] | 2019-03-30 | 6 | 1.7701 | 81562.8002 | kWh | GS |  | 2019-03-30 | 6 | 271581.869 | 81562.8002 | 211612.075 | 0 | 293174.8752
2113 | 0.005983% | 0.007494% | [6 empty] | 2019-03-30 | 7 | 1.8801 | 86630.6457 | kWh | GS |  | 2019-03-30 | 7 | 300134.9739 | 86630.6457 | 229428.4136 | 0 | 316059.0593
2114 | 0.005203% | 0.007174% | [6 empty] | 2019-03-30 | 8 | 1.9109 | 88052.125 | kWh | GS |  | 2019-03-30 | 8 | 359093.5773 | 88052.125 | 246146.0578 | 0 | 334198.1828
2115 | 0.004866% | 0.007023% | [6 empty] | 2019-03-30 | 9 | 1.9274 | 88810.46 | kWh | GS |  | 2019-03-30 | 9 | 434690.0118 | 88810.46 | 258643.4745 | 0 | 347453.9346
2116 | 0.004627% | 0.006972% | [6 empty] | 2019-03-30 | 10 | 2.1024 | 96875.4438 | kWh | GS |  | 2019-03-30 | 10 | 445716.0478 | 96875.4438 | 272235.7231 | 0 | 369111.1669
2117 | 0.004603% | 0.006976% | [6 empty] | 2019-03-30 | 11 | 2.3172 | 106769.8426 | kWh | GS |  | 2019-03-30 | 11 | 449648.6171 | 106769.8426 | 278630.2037 | 0 | 385400.0463
2118 | 0.004968% | 0.007197% | [6 empty] | 2019-03-30 | 12 | 2.4456 | 112686.4272 | kWh | GS |  | 2019-03-30 | 12 | 430698.1854 | 112686.4272 | 276647.6203 | 0 | 389334.0475
2119 | 0.00549% | 0.007759% | [6 empty] | 2019-03-30 | 13 | 2.5107 | 115689.3606 | kWh | GS |  | 2019-03-30 | 13 | 439719.6692 | 115689.3606 | 275507.1443 | 0 | 391196.5049
2120 | 0.006568% | 0.008204% | [6 empty] | 2019-03-30 | 14 | 2.66 | 122567.8968 | kWh | GS |  | 2019-03-30 | 14 | 463265.0542 | 122567.8968 | 276105.9527 | 0 | 398673.8495
2121 | 0.007951% | 0.008529% | [6 empty] | 2019-03-30 | 15 | 2.743 | 126390.4535 | kWh | GS |  | 2019-03-30 | 15 | 492674.5639 | 126390.4535 | 277804.1828 | 0 | 404194.6363
2122 | 0.008153% | 0.009061% | [6 empty] | 2019-03-30 | 16 | 2.807 | 129341.0089 | kWh | GS |  | 2019-03-30 | 16 | 541489.4947 | 129341.0089 | 278217.9924 | 0 | 407559.0013
2123 | 0.008225% | 0.009461% | [6 empty] | 2019-03-30 | 17 | 2.7806 | 128123.7272 | kWh | GS |  | 2019-03-30 | 17 | 599039.4747 | 128123.7272 | 277891.1439 | 0 | 406014.8711
2124 | 0.007878% | 0.009557% | [6 empty] | 2019-03-30 | 18 | 2.7517 | 126791.0868 | kWh | GS |  | 2019-03-30 | 18 | 632178.327 | 126791.0868 | 274652.4017 | 0 | 401443.4885
2125 | 0.008043% | 0.009603% | [6 empty] | 2019-03-30 | 19 | 2.7338 | 125969.381 | kWh | GS |  | 2019-03-30 | 19 | 593968.6858 | 125969.381 | 265225.6523 | 0 | 391195.0333
2126 | 0.008474% | 0.009787% | [6 empty] | 2019-03-30 | 20 | 2.6404 | 121666.3989 | kWh | GS |  | 2019-03-30 | 20 | 571711.9256 | 121666.3989 | 257018.5625 | 0 | 378684.9614
2127 | 0.009012% | 0.009922% | [6 empty] | 2019-03-30 | 21 | 2.6734 | 123185.123 | kWh | GS |  | 2019-03-30 | 21 | 564095.1021 | 123185.123 | 253889.9553 | 0 | 377075.0783
2128 | 0.009905% | 0.01% | [6 empty] | 2019-03-30 | 22 | 2.4967 | 115041.0032 | kWh | GS |  | 2019-03-30 | 22 | 524783.1489 | 115041.0032 | 243644.2971 | 0 | 358685.3003
2129 | 0.01096% | 0.009967% | [6 empty] | 2019-03-30 | 23 | 2.3511 | 108331.8387 | kWh | GS |  | 2019-03-30 | 23 | 491514.972 | 108331.8387 | 229062.6399 | 0 | 337394.4786
2130 | 0.01156% | 0.009855% | [6 empty] | 2019-03-30 | 24 | 2.1783 | 100372.0921 | kWh | GS |  | 2019-03-30 | 24 | 414287.4719 | 100372.0921 | 214750.0758 | 0 | 315122.1679
2131 | 0.01086% | 0.009603% | [6 empty] | 2019-03-31 | 1 | 2.0467 | 94306.4438 | kWh | GS |  | 2019-03-31 | 1 | 343741.7866 | 94306.4438 | 205438.0796 | 0 | 299744.5234
2132 | 0.01046% | 0.009296% | [6 empty] | 2019-03-31 | 2 | 1.9618 | 90393.9332 | kWh | GS |  | 2019-03-31 | 2 | 295758.0669 | 90393.9332 | 198536.0647 | 0 | 288929.9979
2133 | 0.01032% | 0.009256% | [6 empty] | 2019-03-31 | 3 | 1.9027 | 87673.9928 | kWh | GS |  | 2019-03-31 | 3 | 260950.968 | 87673.9928 | 194812.7554 | 0 | 282486.7482
2134 | 0.009599% | 0.008805% | [6 empty] | 2019-03-31 | 4 | 1.8281 | 84237.1884 | kWh | GS |  | 2019-03-31 | 4 | 242549.7868 | 84237.1884 | 193365.7421 | 0 | 277602.9305
2135 | 0.00899% | 0.008282% | [6 empty] | 2019-03-31 | 5 | 1.7779 | 81920.6648 | kWh | GS |  | 2019-03-31 | 5 | 238996.5673 | 81920.6648 | 197804.4714 | 0 | 279725.1362
2136 | 0.007578% | 0.007736% | [6 empty] | 2019-03-31 | 6 | 1.7777 | 81910.8861 | kWh | GS |  | 2019-03-31 | 6 | 249357.2845 | 81910.8861 | 203282.9935 | 0 | 285193.8796
2137 | 0.006288% | 0.007358% | [6 empty] | 2019-03-31 | 7 | 1.8127 | 83526.9405 | kWh | GS |  | 2019-03-31 | 7 | 261149.2757 | 83526.9405 | 218820.4734 | 0 | 302347.4139
2138 | 0.00541% | 0.007093% | [6 empty] | 2019-03-31 | 8 | 1.7285 | 79645.2704 | kWh | GS |  | 2019-03-31 | 8 | 310052.8613 | 79645.2704 | 227724.2656 | 0 | 307369.536
2139 | 0.004773% | 0.006934% | [6 empty] | 2019-03-31 | 9 | 1.7343 | 79915.1571 | kWh | GS |  | 2019-03-31 | 9 | 393025.2613 | 79915.1571 | 241883.4044 | 0 | 321798.5615
2140 | 0.004437% | 0.006815% | [6 empty] | 2019-03-31 | 10 | 2.0374 | 93880.0421 | kWh | GS |  | 2019-03-31 | 10 | 444665.0356 | 93880.0421 | 260560.833 | 0 | 354440.8751
2141 | 0.004372% | 0.006867% | [6 empty] | 2019-03-31 | 11 | 2.3239 | 107079.2581 | kWh | GS |  | 2019-03-31 | 11 | 467799.6124 | 107079.2581 | 274989.002 | 0 | 382068.2601
2142 | 0.004561% | 0.007001% | [6 empty] | 2019-03-31 | 12 | 2.6428 | 121775.1771 | kWh | GS |  | 2019-03-31 | 12 | 492408.6782 | 121775.1771 | 279905.6993 | 0 | 401680.8764
2143 | 0.004777% | 0.007422% | [6 empty] | 2019-03-31 | 13 | 2.7611 | 127226.3031 | kWh | GS |  | 2019-03-31 | 13 | 540178.6488 | 127226.3031 | 278618.8513 | 0 | 405845.1544
2144 | 0.005671% | 0.007545% | [6 empty] | 2019-03-31 | 14 | 2.682 | 123582.0178 | kWh | GS |  | 2019-03-31 | 14 | 572284.3464 | 123582.0178 | 280743.4125 | 0 | 404325.4303
2145 | 0.007189% | 0.0079% | [6 empty] | 2019-03-31 | 15 | 2.7106 | 124898.0815 | kWh | GS |  | 2019-03-31 | 15 | 621857.0235 | 124898.0815 | 283616.2914 | 0 | 408514.3729
2146 | 0.008134% | 0.008701% | [6 empty] | 2019-03-31 | 16 | 2.7543 | 126910.8054 | kWh | GS |  | 2019-03-31 | 16 | 688941.31 | 126910.8054 | 290148.6966 | 0 | 417059.502
2147 | 0.008557% | 0.009379% | [6 empty] | 2019-03-31 | 17 | 2.75 | 126714.8765 | kWh | GS |  | 2019-03-31 | 17 | 729744.5413 | 126714.8765 | 291766.3267 | 0 | 418481.2032
2148 | 0.009007% | 0.00986% | [6 empty] | 2019-03-31 | 18 | 2.733 | 125933.3643 | kWh | GS |  | 2019-03-31 | 18 | 739612.5456 | 125933.3643 | 284643.6901 | 0 | 410577.0544
2149 | 0.009881% | 0.009963% | [6 empty] | 2019-03-31 | 19 | 2.6607 | 122599.3739 | kWh | GS |  | 2019-03-31 | 19 | 727414.6126 | 122599.3739 | 273492.954 | 0 | 396092.3279
2150 | 0.01047% | 0.009925% | [6 empty] | 2019-03-31 | 20 | 2.5806 | 118908.662 | kWh | GS |  | 2019-03-31 | 20 | 691535.2161 | 118908.662 | 258821.1953 | 0 | 377729.8573
2151 | 0.01137% | 0.01003% | [6 empty] | 2019-03-31 | 21 | 2.5072 | 115524.5179 | kWh | GS |  | 2019-03-31 | 21 | 668901.5643 | 115524.5179 | 251289.5593 | 0 | 366814.0772
2152 | 0.0126% | 0.01024% | [6 empty] | 2019-03-31 | 22 | 2.3778 | 109565.0337 | kWh | GS |  | 2019-03-31 | 22 | 602621.4996 | 109565.0337 | 242194.2116 | 0 | 351759.2453
2153 | 0.01335% | 0.01027% | [6 empty] | 2019-03-31 | 23 | 2.192 | 101004.3892 | kWh | GS |  | 2019-03-31 | 23 | 522426.8607 | 101004.3892 | 226565.8832 | 0 | 327570.2724
2154 | 0.01353% | 0.01008% | [6 empty] | 2019-03-31 | 24 | 2.049 | 94412.8364 | kWh | GS |  | 2019-03-31 | 24 | 414267.2576 | 94412.8364 | 211213.8833 | 0 | 305626.7197
2155 | 0.01331% | 0.009723% | [6 empty] | 2019-04-01 | 1 | 1.9321 | 89028.8527 | kWh | GS |  | 2019-04-01 | 1 | 336537.6594 | 89028.8527 | 204308.1073 | 0 | 293336.96
2156 | 0.01265% | 0.009273% | [6 empty] | 2019-04-01 | 2 | 1.7936 | 82644.2051 | kWh | GS |  | 2019-04-01 | 2 | 276847.5438 | 82644.2051 | 198534.0231 | 0 | 281178.2282
2157 | 0.01224% | 0.009005% | [6 empty] | 2019-04-01 | 3 | 1.7745 | 81763.3096 | kWh | GS |  | 2019-04-01 | 3 | 248212.1448 | 81763.3096 | 195321.5896 | 0 | 277084.8993
2158 | 0.01102% | 0.008635% | [6 empty] | 2019-04-01 | 4 | 1.7391 | 80136.0531 | kWh | GS |  | 2019-04-01 | 4 | 240436.414 | 80136.0531 | 197661.6122 | 0 | 277797.6653
2159 | 0.009556% | 0.008041% | [6 empty] | 2019-04-01 | 5 | 1.7317 | 79794.9073 | kWh | GS |  | 2019-04-01 | 5 | 252352.4016 | 79794.9073 | 208705.7099 | 0 | 288500.6172
2160 | 0.007578% | 0.007503% | [6 empty] | 2019-04-01 | 6 | 1.8039 | 83119.5892 | kWh | GS |  | 2019-04-01 | 6 | 294992.2415 | 83119.5892 | 236943.8644 | 0 | 320063.4536
2161 | 0.006156% | 0.007201% | [6 empty] | 2019-04-01 | 7 | 2.0684 | 95306.3843 | kWh | GS |  | 2019-04-01 | 7 | 386078.8662 | 95306.3843 | 280659.2473 | 0 | 375965.6316
2162 | 0.005064% | 0.006902% | [6 empty] | 2019-04-01 | 8 | 2.4545 | 113098.1606 | kWh | GS |  | 2019-04-01 | 8 | 409304.9067 | 113098.1606 | 318920.1926 | 0 | 432018.3532
2163 | 0.00454% | 0.006802% | [6 empty] | 2019-04-01 | 9 | 2.6934 | 124104.6148 | kWh | GS |  | 2019-04-01 | 9 | 410355.3899 | 124104.6148 | 343441.2451 | 0 | 467545.8599
2164 | 0.004398% | 0.006819% | [6 empty] | 2019-04-01 | 10 | 2.9683 | 136773.1125 | kWh | GS |  | 2019-04-01 | 10 | 415965.3561 | 136773.1125 | 357842.5936 | 0 | 494615.7061
2165 | 0.004616% | 0.007082% | [6 empty] | 2019-04-01 | 11 | 3.0615 | 141069.9698 | kWh | GS |  | 2019-04-01 | 11 | 438126.2069 | 141069.9698 | 364126.8004 | 0 | 505196.7702
2166 | 0.005396% | 0.007857% | [6 empty] | 2019-04-01 | 12 | 3.1663 | 145896.8635 | kWh | GS |  | 2019-04-01 | 12 | 446943.603 | 145896.8635 | 363357.0267 | 0 | 509253.8902
2167 | 0.007062% | 0.009229% | [6 empty] | 2019-04-01 | 13 | 3.1438 | 144860.4796 | kWh | GS |  | 2019-04-01 | 13 | 438331.7331 | 144860.4796 | 362966.942 | 0 | 507827.4216
2168 | 0.007487% | 0.01061% | [6 empty] | 2019-04-01 | 14 | 3.0714 | 141525.553 | kWh | GS |  | 2019-04-01 | 14 | 448302.75 | 141525.553 | 363008.6401 | 0 | 504534.1931
2169 | 0.007506% | 0.01148% | [6 empty] | 2019-04-01 | 15 | 3.1457 | 144949.6942 | kWh | GS |  | 2019-04-01 | 15 | 465847.31 | 144949.6942 | 355015.6983 | 0 | 499965.3925
2170 | 0.007609% | 0.01214% | [6 empty] | 2019-04-01 | 16 | 3.0289 | 139564.7155 | kWh | GS |  | 2019-04-01 | 16 | 462361.7842 | 139564.7155 | 337210.4986 | 0 | 476775.2141
2171 | 0.008014% | 0.0124% | [6 empty] | 2019-04-01 | 17 | 2.8317 | 130477.2521 | kWh | GS |  | 2019-04-01 | 17 | 530411.5978 | 130477.2521 | 316831.4769 | 0 | 447308.729
2172 | 0.008175% | 0.0125% | [6 empty] | 2019-04-01 | 18 | 2.555 | 117727.9232 | kWh | GS |  | 2019-04-01 | 18 | 592284.8613 | 117727.9232 | 300291.4087 | 0 | 418019.3319
2173 | 0.008018% | 0.01247% | [6 empty] | 2019-04-01 | 19 | 2.4502 | 112899.796 | kWh | GS |  | 2019-04-01 | 19 | 643304.4387 | 112899.796 | 289522.8493 | 0 | 402422.6453
2174 | 0.0082% | 0.01239% | [6 empty] | 2019-04-01 | 20 | 2.5401 | 117042.358 | kWh | GS |  | 2019-04-01 | 20 | 659430.4508 | 117042.358 | 285714.0762 | 0 | 402756.4342
2175 | 0.008521% | 0.01227% | [6 empty] | 2019-04-01 | 21 | 2.3851 | 109900.3295 | kWh | GS |  | 2019-04-01 | 21 | 670869.8081 | 109900.3295 | 282961.0691 | 0 | 392861.3986
2176 | 0.008457% | 0.0117% | [6 empty] | 2019-04-01 | 22 | 2.2031 | 101514.9272 | kWh | GS |  | 2019-04-01 | 22 | 613193.0949 | 101514.9272 | 266045.894 | 0 | 367560.8212
2177 | 0.009702% | 0.01098% | [6 empty] | 2019-04-01 | 23 | 2.1399 | 98600.5914 | kWh | GS |  | 2019-04-01 | 23 | 552876.0668 | 98600.5914 | 240437.1376 | 0 | 339037.729
2178 | 0.01083% | 0.01026% | [6 empty] | 2019-04-01 | 24 | 2.0072 | 92489.0253 | kWh | GS |  | 2019-04-01 | 24 | 462147.16 | 92489.0253 | 224037.7916 | 0 | 316526.8169
2179 | 0.01177% | 0.009879% | [6 empty] | 2019-04-02 | 1 | 1.896 | 87362.4979 | kWh | GS |  | 2019-04-02 | 1 | 388753.6404 | 87362.4979 | 214737.6141 | 0 | 302100.112
2180 | 0.01206% | 0.009887% | [6 empty] | 2019-04-02 | 2 | 1.839 | 84736.1247 | kWh | GS |  | 2019-04-02 | 2 | 357969.0484 | 84736.1247 | 209059.5209 | 0 | 293795.6456
2181 | 0.01227% | 0.009644% | [6 empty] | 2019-04-02 | 3 | 1.7998 | 82932.8644 | kWh | GS |  | 2019-04-02 | 3 | 335294.58 | 82932.8644 | 203230.3314 | 0 | 286163.1959
2182 | 0.01122% | 0.009023% | [6 empty] | 2019-04-02 | 4 | 1.8054 | 83188.4092 | kWh | GS |  | 2019-04-02 | 4 | 321352.4538 | 83188.4092 | 203231.1585 | 0 | 286419.5677
2183 | 0.01011% | 0.008323% | [6 empty] | 2019-04-02 | 5 | 1.8423 | 84891.2636 | kWh | GS |  | 2019-04-02 | 5 | 327030.21 | 84891.2636 | 214291.3936 | 0 | 299182.6572
2184 | 0.008453% | 0.00777% | [6 empty] | 2019-04-02 | 6 | 1.9342 | 89121.7902 | kWh | GS |  | 2019-04-02 | 6 | 380336.0369 | 89121.7902 | 240216.7773 | 0 | 329338.5675
2185 | 0.007111% | 0.007416% | [6 empty] | 2019-04-02 | 7 | 2.1774 | 100331.9334 | kWh | GS |  | 2019-04-02 | 7 | 471065.5867 | 100331.9334 | 288330.1819 | 0 | 388662.1153
2186 | 0.006548% | 0.007212% | [6 empty] | 2019-04-02 | 8 | 2.5936 | 119507.3902 | kWh | GS |  | 2019-04-02 | 8 | 497528.9616 | 119507.3902 | 325163.4337 | 0 | 444670.8239
2187 | 0.006133% | 0.007025% | [6 empty] | 2019-04-02 | 9 | 2.7991 | 128975.9829 | kWh | GS |  | 2019-04-02 | 9 | 493447.4955 | 128975.9829 | 345999.7285 | 0 | 474975.7114
2188 | 0.005878% | 0.007031% | [6 empty] | 2019-04-02 | 10 | 3.0504 | 140557.7553 | kWh | GS |  | 2019-04-02 | 10 | 472857.5131 | 140557.7553 | 361457.9507 | 0 | 502015.706
2189 | 0.005982% | 0.007344% | [6 empty] | 2019-04-02 | 11 | 3.182 | 146620.3769 | kWh | GS |  | 2019-04-02 | 11 | 475068.511 | 146620.3769 | 368057.4941 | 0 | 514677.871
2190 | 0.006957% | 0.008085% | [6 empty] | 2019-04-02 | 12 | 3.2304 | 148848.5323 | kWh | GS |  | 2019-04-02 | 12 | 458735.2548 | 148848.5323 | 367730.4777 | 0 | 516579.01
2191 | 0.008616% | 0.009541% | [6 empty] | 2019-04-02 | 13 | 3.1812 | 146583.9415 | kWh | GS |  | 2019-04-02 | 13 | 460578.0725 | 146583.9415 | 363136.9388 | 0 | 509720.8803
2192 | 0.009101% | 0.01092% | [6 empty] | 2019-04-02 | 14 | 3.0714 | 141526.0468 | kWh | GS |  | 2019-04-02 | 14 | 434453.804 | 141526.0468 | 360501.9119 | 0 | 502027.9587
2193 | 0.009026% | 0.01166% | [6 empty] | 2019-04-02 | 15 | 3.1211 | 143811.9572 | kWh | GS |  | 2019-04-02 | 15 | 387134.9003 | 143811.9572 | 352902.6661 | 0 | 496714.6233
2194 | 0.008649% | 0.01232% | [6 empty] | 2019-04-02 | 16 | 3.0324 | 139727.295 | kWh | GS |  | 2019-04-02 | 16 | 375836.4966 | 139727.295 | 341485.4561 | 0 | 481212.7511
2195 | 0.00869% | 0.01263% | [6 empty] | 2019-04-02 | 17 | 2.9593 | 136358.5799 | kWh | GS |  | 2019-04-02 | 17 | 408342.0101 | 136358.5799 | 321463.6249 | 0 | 457822.2048
2196 | 0.008391% | 0.01268% | [6 empty] | 2019-04-02 | 18 | 2.6248 | 120945.7994 | kWh | GS |  | 2019-04-02 | 18 | 459546.0912 | 120945.7994 | 303515.1279 | 0 | 424460.9273
2197 | 0.008425% | 0.01251% | [6 empty] | 2019-04-02 | 19 | 2.4645 | 113558.1544 | kWh | GS |  | 2019-04-02 | 19 | 495747.7708 | 113558.1544 | 288730.7624 | 0 | 402288.9168
2198 | 0.007947% | 0.01232% | [6 empty] | 2019-04-02 | 20 | 2.4398 | 112419.8829 | kWh | GS |  | 2019-04-02 | 20 | 551341.927 | 112419.8829 | 279664.7349 | 0 | 392084.6178
2199 | 0.007081% | 0.01219% | [6 empty] | 2019-04-02 | 21 | 2.4501 | 112894.7422 | kWh | GS |  | 2019-04-02 | 21 | 590117.2007 | 112894.7422 | 280188.7625 | 0 | 393083.5047
2200 | 0.006875% | 0.01181% | [6 empty] | 2019-04-02 | 22 | 2.255 | 103907.6018 | kWh | GS |  | 2019-04-02 | 22 | 545937.214 | 103907.6018 | 260920.2828 | 0 | 364827.8846
2201 | 0.007469% | 0.01124% | [6 empty] | 2019-04-02 | 23 | 2.0962 | 96586.973 | kWh | GS |  | 2019-04-02 | 23 | 514913.5519 | 96586.973 | 235758.3444 | 0 | 332345.3174
2202 | 0.008406% | 0.01042% | [6 empty] | 2019-04-02 | 24 | 1.9585 | 90245.3859 | kWh | GS |  | 2019-04-02 | 24 | 432603.3171 | 90245.3859 | 220370.7121 | 0 | 310616.098
2203 | 0.009068% | 0.009875% | [6 empty] | 2019-04-03 | 1 | 1.8892 | 87048.7669 | kWh | GS |  | 2019-04-03 | 1 | 379465.8982 | 87048.7669 | 213378.5925 | 0 | 300427.3594
2204 | 0.01008% | 0.009625% | [6 empty] | 2019-04-03 | 2 | 1.8555 | 85499.0604 | kWh | GS |  | 2019-04-03 | 2 | 362279.9573 | 85499.0604 | 207027.4288 | 0 | 292526.4892
2205 | 0.01079% | 0.009649% | [6 empty] | 2019-04-03 | 3 | 1.8287 | 84261.2655 | kWh | GS |  | 2019-04-03 | 3 | 357788.5353 | 84261.2655 | 205955.9342 | 0 | 290217.1997
2206 | 0.009986% | 0.008956% | [6 empty] | 2019-04-03 | 4 | 1.8369 | 84641.6904 | kWh | GS |  | 2019-04-03 | 4 | 382405.3669 | 84641.6904 | 205760.0575 | 0 | 290401.7479
2207 | 0.009418% | 0.008158% | [6 empty] | 2019-04-03 | 5 | 1.891 | 87134.9917 | kWh | GS |  | 2019-04-03 | 5 | 409211.1617 | 87134.9917 | 217922.5826 | 0 | 305057.5743
2208 | 0.007913% | 0.007625% | [6 empty] | 2019-04-03 | 6 | 2.0553 | 94704.0434 | kWh | GS |  | 2019-04-03 | 6 | 499199.9878 | 94704.0434 | 247912.1224 | 0 | 342616.1658
2209 | 0.006941% | 0.007375% | [6 empty] | 2019-04-03 | 7 | 2.3686 | 109140.4445 | kWh | GS |  | 2019-04-03 | 7 | 616952.1395 | 109140.4445 | 298036.2538 | 0 | 407176.6983
2210 | 0.006627% | 0.007181% | [6 empty] | 2019-04-03 | 8 | 2.7635 | 127337.0229 | kWh | GS |  | 2019-04-03 | 8 | 662473.9418 | 127337.0229 | 331838.6056 | 0 | 459175.6285
2211 | 0.006544% | 0.007124% | [6 empty] | 2019-04-03 | 9 | 3.0137 | 138866.4713 | kWh | GS |  | 2019-04-03 | 9 | 590616.5838 | 138866.4713 | 350604.8415 | 0 | 489471.3128
2212 | 0.006995% | 0.007129% | [6 empty] | 2019-04-03 | 10 | 3.073 | 141597.7266 | kWh | GS |  | 2019-04-03 | 10 | 506610.7484 | 141597.7266 | 360613.4625 | 0 | 502211.1891
2213 | 0.007485% | 0.007489% | [6 empty] | 2019-04-03 | 11 | 3.2631 | 150357.9211 | kWh | GS |  | 2019-04-03 | 11 | 438064.5641 | 150357.9211 | 365424.4956 | 0 | 515782.4167
2214 | 0.009131% | 0.008411% | [6 empty] | 2019-04-03 | 12 | 3.2827 | 151259.1151 | kWh | GS |  | 2019-04-03 | 12 | 413970.3733 | 151259.1151 | 371194.494 | 0 | 522453.6091
2215 | 0.01128% | 0.009995% | [6 empty] | 2019-04-03 | 13 | 3.2119 | 147997.2252 | kWh | GS |  | 2019-04-03 | 13 | 376517.1399 | 147997.2252 | 362726.0538 | 0 | 510723.279
2216 | 0.01212% | 0.01127% | [6 empty] | 2019-04-03 | 14 | 3.2323 | 148938.8069 | kWh | GS |  | 2019-04-03 | 14 | 357460.3028 | 148938.8069 | 365223.9664 | 0 | 514162.7733
2217 | 0.0108% | 0.01202% | [6 empty] | 2019-04-03 | 15 | 3.2946 | 151808.9744 | kWh | GS |  | 2019-04-03 | 15 | 357018.4435 | 151808.9744 | 362921.3534 | 0 | 514730.3278
2218 | 0.009267% | 0.01233% | [6 empty] | 2019-04-03 | 16 | 3.2136 | 148075.0837 | kWh | GS |  | 2019-04-03 | 16 | 374858.0943 | 148075.0837 | 350658.1086 | 0 | 498733.1923
2219 | 0.008013% | 0.01266% | [6 empty] | 2019-04-03 | 17 | 3.0891 | 142341.8203 | kWh | GS |  | 2019-04-03 | 17 | 405996.6568 | 142341.8203 | 332139.6211 | 0 | 474481.4414
2220 | 0.007572% | 0.01283% | [6 empty] | 2019-04-03 | 18 | 2.808 | 129387.5781 | kWh | GS |  | 2019-04-03 | 18 | 453350.6598 | 129387.5781 | 314186.1664 | 0 | 443573.7445
2221 | 0.006887% | 0.01254% | [6 empty] | 2019-04-03 | 19 | 2.5566 | 117800.963 | kWh | GS |  | 2019-04-03 | 19 | 481008.6334 | 117800.963 | 297766.5883 | 0 | 415567.5513
2222 | 0.006538% | 0.01262% | [6 empty] | 2019-04-03 | 20 | 2.5349 | 116801.4473 | kWh | GS |  | 2019-04-03 | 20 | 512664.9601 | 116801.4473 | 288242.0116 | 0 | 405043.4589
2223 | 0.00653% | 0.01264% | [6 empty] | 2019-04-03 | 21 | 2.5327 | 116703.8536 | kWh | GS |  | 2019-04-03 | 21 | 535427.2413 | 116703.8536 | 285096.3087 | 0 | 401800.1623
2224 | 0.006857% | 0.01224% | [6 empty] | 2019-04-03 | 22 | 2.3121 | 106535.7922 | kWh | GS |  | 2019-04-03 | 22 | 526774.9681 | 106535.7922 | 265144.0616 | 0 | 371679.8538
2225 | 0.007426% | 0.01165% | [6 empty] | 2019-04-03 | 23 | 2.13 | 98145.6935 | kWh | GS |  | 2019-04-03 | 23 | 472414.0278 | 98145.6935 | 239421.687 | 0 | 337567.3804
2226 | 0.008292% | 0.01089% | [6 empty] | 2019-04-03 | 24 | 2.0076 | 92506.0721 | kWh | GS |  | 2019-04-03 | 24 | 393292.8754 | 92506.0721 | 221222.238 | 0 | 313728.3101
2227 | 0.008798% | 0.0102% | [6 empty] | 2019-04-04 | 1 | 1.8909 | 87126.8075 | kWh | GS |  | 2019-04-04 | 1 | 333607.3223 | 87126.8075 | 212600.144 | 0 | 299726.9515
2228 | 0.009377% | 0.009943% | [6 empty] | 2019-04-04 | 2 | 1.8503 | 85258.0427 | kWh | GS |  | 2019-04-04 | 2 | 308644.3199 | 85258.0427 | 207805.517 | 0 | 293063.5597
2229 | 0.009794% | 0.009863% | [6 empty] | 2019-04-04 | 3 | 1.8493 | 85213.7727 | kWh | GS |  | 2019-04-04 | 3 | 298856.7278 | 85213.7727 | 204369.5441 | 0 | 289583.3168
2230 | 0.009635% | 0.009124% | [6 empty] | 2019-04-04 | 4 | 1.8425 | 84900.0945 | kWh | GS |  | 2019-04-04 | 4 | 304726.7531 | 84900.0945 | 203894.3675 | 0 | 288794.462
2231 | 0.008641% | 0.008287% | [6 empty] | 2019-04-04 | 5 | 1.8503 | 85259.7901 | kWh | GS |  | 2019-04-04 | 5 | 318929.7641 | 85259.7901 | 215064.6671 | 0 | 300324.4572
2232 | 0.007194% | 0.007701% | [6 empty] | 2019-04-04 | 6 | 1.971 | 90817.9898 | kWh | GS |  | 2019-04-04 | 6 | 381609.4999 | 90817.9898 | 241613.077 | 0 | 332431.0668
2233 | 0.006102% | 0.007358% | [6 empty] | 2019-04-04 | 7 | 2.2355 | 103007.5492 | kWh | GS |  | 2019-04-04 | 7 | 490062.7155 | 103007.5492 | 292704.9333 | 0 | 395712.4825
2234 | 0.005646% | 0.007194% | [6 empty] | 2019-04-04 | 8 | 2.504 | 115377.6588 | kWh | GS |  | 2019-04-04 | 8 | 509186.1233 | 115377.6588 | 321844.4042 | 0 | 437222.063
2235 | 0.005467% | 0.007109% | [6 empty] | 2019-04-04 | 9 | 2.7258 | 125598.3327 | kWh | GS |  | 2019-04-04 | 9 | 448978.587 | 125598.3327 | 350201.5271 | 0 | 475799.8598
2236 | 0.005574% | 0.007089% | [6 empty] | 2019-04-04 | 10 | 2.9943 | 137973.1218 | kWh | GS |  | 2019-04-04 | 10 | 398264.3046 | 137973.1218 | 369307.0033 | 0 | 507280.1251
2237 | 0.005834% | 0.007372% | [6 empty] | 2019-04-04 | 11 | 3.2086 | 147844.4833 | kWh | GS |  | 2019-04-04 | 11 | 384952.7129 | 147844.4833 | 380696.7786 | 0 | 528541.2619
2238 | 0.00698% | 0.008161% | [6 empty] | 2019-04-04 | 12 | 3.3739 | 155463.2168 | kWh | GS |  | 2019-04-04 | 12 | 347896.8964 | 155463.2168 | 380948.4033 | 0 | 536411.6201
2239 | 0.008964% | 0.009714% | [6 empty] | 2019-04-04 | 13 | 3.4111 | 157175.5058 | kWh | GS |  | 2019-04-04 | 13 | 348454.0295 | 157175.5058 | 386233.3844 | 0 | 543408.8902
2240 | 0.009314% | 0.01073% | [6 empty] | 2019-04-04 | 14 | 3.4878 | 160711.0352 | kWh | GS |  | 2019-04-04 | 14 | 363814.543 | 160711.0352 | 388458.2142 | 0 | 549169.2494
2241 | 0.008212% | 0.01168% | [6 empty] | 2019-04-04 | 15 | 3.5879 | 165321.1706 | kWh | GS |  | 2019-04-04 | 15 | 378983.5054 | 165321.1706 | 383567.1899 | 0 | 548888.3605
2242 | 0.007285% | 0.01245% | [6 empty] | 2019-04-04 | 16 | 3.5242 | 162390.0633 | kWh | GS |  | 2019-04-04 | 16 | 421132.6207 | 162390.0633 | 369170.4152 | 0 | 531560.4785
2243 | 0.007041% | 0.01297% | [6 empty] | 2019-04-04 | 17 | 3.4366 | 158352.5109 | kWh | GS |  | 2019-04-04 | 17 | 463991.8085 | 158352.5109 | 353382.6044 | 0 | 511735.1153
2244 | 0.006364% | 0.01317% | [6 empty] | 2019-04-04 | 18 | 3.1013 | 142901.3773 | kWh | GS |  | 2019-04-04 | 18 | 532281.0253 | 142901.3773 | 333577.0587 | 0 | 476478.436
2245 | 0.006374% | 0.01334% | [6 empty] | 2019-04-04 | 19 | 2.7968 | 128868.8345 | kWh | GS |  | 2019-04-04 | 19 | 550867.6754 | 128868.8345 | 308649.1124 | 0 | 437517.9469
2246 | 0.006655% | 0.01348% | [6 empty] | 2019-04-04 | 20 | 2.7055 | 124663.1772 | kWh | GS |  | 2019-04-04 | 20 | 549515.6146 | 124663.1772 | 296710.2419 | 0 | 421373.4191
2247 | 0.006932% | 0.01347% | [6 empty] | 2019-04-04 | 21 | 2.7333 | 125944.9906 | kWh | GS |  | 2019-04-04 | 21 | 588240.9092 | 125944.9906 | 298660.7339 | 0 | 424605.7245
2248 | 0.007703% | 0.01305% | [6 empty] | 2019-04-04 | 22 | 2.4626 | 113471.3174 | kWh | GS |  | 2019-04-04 | 22 | 545893.7734 | 113471.3174 | 279525.2945 | 0 | 392996.6119
2249 | 0.008487% | 0.01256% | [6 empty] | 2019-04-04 | 23 | 2.2266 | 102595.0582 | kWh | GS |  | 2019-04-04 | 23 | 478232.9883 | 102595.0582 | 245687.7649 | 0 | 348282.8231
2250 | 0.009736% | 0.0117% | [6 empty] | 2019-04-04 | 24 | 2.0776 | 95733.7216 | kWh | GS |  | 2019-04-04 | 24 | 400385.811 | 95733.7216 | 230642.2665 | 0 | 326375.9881
2251 | 0.01008% | 0.01074% | [6 empty] | 2019-04-05 | 1 | 1.9418 | 89472.1329 | kWh | GS |  | 2019-04-05 | 1 | 322104.2969 | 89472.1329 | 220534.1149 | 0 | 310006.2478
2252 | 0.01005% | 0.01034% | [6 empty] | 2019-04-05 | 2 | 1.8518 | 85325.1956 | kWh | GS |  | 2019-04-05 | 2 | 278471.6881 | 85325.1956 | 215031.8318 | 0 | 300357.0274
2253 | 0.01076% | 0.01042% | [6 empty] | 2019-04-05 | 3 | 1.8308 | 84358.2752 | kWh | GS |  | 2019-04-05 | 3 | 258920.8727 | 84358.2752 | 209344.5092 | 0 | 293702.7844
2254 | 0.009985% | 0.009647% | [6 empty] | 2019-04-05 | 4 | 1.8419 | 84869.605 | kWh | GS |  | 2019-04-05 | 4 | 249704.443 | 84869.605 | 207760.5307 | 0 | 292630.1357
2255 | 0.008748% | 0.00855% | [6 empty] | 2019-04-05 | 5 | 1.8365 | 84623.7105 | kWh | GS |  | 2019-04-05 | 5 | 253576.2335 | 84623.7105 | 217681.8999 | 0 | 302305.6104
2256 | 0.007324% | 0.008012% | [6 empty] | 2019-04-05 | 6 | 1.9136 | 88173.8644 | kWh | GS |  | 2019-04-05 | 6 | 298692.1305 | 88173.8644 | 247321.919 | 0 | 335495.7834
2257 | 0.005892% | 0.00761% | [6 empty] | 2019-04-05 | 7 | 2.1667 | 99837.3075 | kWh | GS |  | 2019-04-05 | 7 | 374361.418 | 99837.3075 | 290553.9821 | 0 | 390391.2897
2258 | 0.005094% | 0.007373% | [6 empty] | 2019-04-05 | 8 | 2.4223 | 111612.7076 | kWh | GS |  | 2019-04-05 | 8 | 392059.0589 | 111612.7076 | 323820.9889 | 0 | 435433.6965
2259 | 0.004736% | 0.00721% | [6 empty] | 2019-04-05 | 9 | 2.665 | 122797.406 | kWh | GS |  | 2019-04-05 | 9 | 379955.0922 | 122797.406 | 350012.8351 | 0 | 472810.2411
2260 | 0.004567% | 0.007183% | [6 empty] | 2019-04-05 | 10 | 2.9477 | 135822.7458 | kWh | GS |  | 2019-04-05 | 10 | 358940.0459 | 135822.7458 | 373512.5368 | 0 | 509335.2826
2261 | 0.004638% | 0.007421% | [6 empty] | 2019-04-05 | 11 | 3.2075 | 147795.8028 | kWh | GS |  | 2019-04-05 | 11 | 364727.6212 | 147795.8028 | 387282.0188 | 0 | 535077.8216
2262 | 0.005463% | 0.008236% | [6 empty] | 2019-04-05 | 12 | 3.4444 | 158712.2958 | kWh | GS |  | 2019-04-05 | 12 | 366946.7646 | 158712.2958 | 397517.624 | 0 | 556229.9198
2263 | 0.006848% | 0.009583% | [6 empty] | 2019-04-05 | 13 | 3.5873 | 165293.4919 | kWh | GS |  | 2019-04-05 | 13 | 388819.8827 | 165293.4919 | 403026.9347 | 0 | 568320.4266
2264 | 0.007171% | 0.01069% | [6 empty] | 2019-04-05 | 14 | 3.7553 | 173037.3998 | kWh | GS |  | 2019-04-05 | 14 | 431738.3826 | 173037.3998 | 413867.7719 | 0 | 586905.1717
2265 | 0.00695% | 0.01161% | [6 empty] | 2019-04-05 | 15 | 3.9966 | 184153.7118 | kWh | GS |  | 2019-04-05 | 15 | 476667.7122 | 184153.7118 | 413230.964 | 0 | 597384.6758
2266 | 0.006566% | 0.0125% | [6 empty] | 2019-04-05 | 16 | 3.828 | 176388.2153 | kWh | GS |  | 2019-04-05 | 16 | 527494.8118 | 176388.2153 | 388916.7061 | 0 | 565304.9214
2267 | 0.006671% | 0.01314% | [6 empty] | 2019-04-05 | 17 | 3.5929 | 165554.9467 | kWh | GS |  | 2019-04-05 | 17 | 579508.1866 | 165554.9467 | 365029.3396 | 0 | 530584.2863
2268 | 0.006712% | 0.01365% | [6 empty] | 2019-04-05 | 18 | 3.1175 | 143650.3443 | kWh | GS |  | 2019-04-05 | 18 | 596202.3202 | 143650.3443 | 340287.0666 | 0 | 483937.4109
2269 | 0.007112% | 0.01395% | [6 empty] | 2019-04-05 | 19 | 2.8798 | 132695.9966 | kWh | GS |  | 2019-04-05 | 19 | 595301.0769 | 132695.9966 | 318297.0075 | 0 | 450993.0041
2270 | 0.007897% | 0.01441% | [6 empty] | 2019-04-05 | 20 | 2.9076 | 133978.1041 | kWh | GS |  | 2019-04-05 | 20 | 598739.9052 | 133978.1041 | 307856.5469 | 0 | 441834.651
2271 | 0.008719% | 0.01466% | [6 empty] | 2019-04-05 | 21 | 2.8895 | 133140.8243 | kWh | GS |  | 2019-04-05 | 21 | 574495.0047 | 133140.8243 | 302886.0307 | 0 | 436026.855
2272 | 0.009649% | 0.01388% | [6 empty] | 2019-04-05 | 22 | 2.6525 | 122221.8804 | kWh | GS |  | 2019-04-05 | 22 | 543504.9957 | 122221.8804 | 284277.5094 | 0 | 406499.3898
2273 | 0.0106% | 0.01302% | [6 empty] | 2019-04-05 | 23 | 2.4671 | 113678.6324 | kWh | GS |  | 2019-04-05 | 23 | 522883.6927 | 113678.6324 | 259122.1441 | 0 | 372800.7765
2274 | 0.01091% | 0.01188% | [6 empty] | 2019-04-05 | 24 | 2.2425 | 103327.7024 | kWh | GS |  | 2019-04-05 | 24 | 462990.8588 | 103327.7024 | 240173.6246 | 0 | 343501.327
2275 | 0.01089% | 0.01107% | [6 empty] | 2019-04-06 | 1 | 2.1243 | 97883.7905 | kWh | GS |  | 2019-04-06 | 1 | 381111.22 | 97883.7905 | 225158.4212 | 0 | 323042.2117
2276 | 0.01095% | 0.01085% | [6 empty] | 2019-04-06 | 2 | 1.9912 | 91751.7253 | kWh | GS |  | 2019-04-06 | 2 | 331568.428 | 91751.7253 | 218708.6383 | 0 | 310460.3636
2277 | 0.01051% | 0.0107% | [6 empty] | 2019-04-06 | 3 | 1.9228 | 88599.9935 | kWh | GS |  | 2019-04-06 | 3 | 293900.9367 | 88599.9935 | 213477.5427 | 0 | 302077.5362
2278 | 0.009941% | 0.009979% | [6 empty] | 2019-04-06 | 4 | 1.8783 | 86546.8297 | kWh | GS |  | 2019-04-06 | 4 | 273359.2395 | 86546.8297 | 209938.8286 | 0 | 296485.6583
2279 | 0.009564% | 0.009152% | [6 empty] | 2019-04-06 | 5 | 1.8652 | 85945.5069 | kWh | GS |  | 2019-04-06 | 5 | 265464.3938 | 85945.5069 | 215009.1475 | 0 | 300954.6544
2280 | 0.008469% | 0.008432% | [6 empty] | 2019-04-06 | 6 | 1.9079 | 87911.656 | kWh | GS |  | 2019-04-06 | 6 | 265048.9463 | 87911.656 | 221853.1452 | 0 | 309764.8012
2281 | 0.006971% | 0.00793% | [6 empty] | 2019-04-06 | 7 | 1.9936 | 91860.7572 | kWh | GS |  | 2019-04-06 | 7 | 288120.5748 | 91860.7572 | 240788.9796 | 0 | 332649.7368
2282 | 0.006065% | 0.007621% | [6 empty] | 2019-04-06 | 8 | 1.9331 | 89074.0706 | kWh | GS |  | 2019-04-06 | 8 | 333163.069 | 89074.0706 | 256461.1987 | 0 | 345535.2693
2283 | 0.005376% | 0.007415% | [6 empty] | 2019-04-06 | 9 | 2.0158 | 92882.7925 | kWh | GS |  | 2019-04-06 | 9 | 406716.1117 | 92882.7925 | 269244.2568 | 0 | 362127.0493
2284 | 0.005% | 0.007278% | [6 empty] | 2019-04-06 | 10 | 2.3544 | 108485.2764 | kWh | GS |  | 2019-04-06 | 10 | 461223.0799 | 108485.2764 | 288893.8437 | 0 | 397379.1201
2285 | 0.004856% | 0.007388% | [6 empty] | 2019-04-06 | 11 | 2.6086 | 120200.9421 | kWh | GS |  | 2019-04-06 | 11 | 474372.4013 | 120200.9421 | 298963.1024 | 0 | 419164.0445
2286 | 0.004848% | 0.007604% | [6 empty] | 2019-04-06 | 12 | 2.8542 | 131514.952 | kWh | GS |  | 2019-04-06 | 12 | 502645.0533 | 131514.952 | 307109.237 | 0 | 438624.189
2287 | 0.00527% | 0.008166% | [6 empty] | 2019-04-06 | 13 | 3.0904 | 142400.8588 | kWh | GS |  | 2019-04-06 | 13 | 569311.9372 | 142400.8588 | 311635.3965 | 0 | 454036.2553
2288 | 0.006094% | 0.008482% | [6 empty] | 2019-04-06 | 14 | 3.1775 | 146410.9948 | kWh | GS |  | 2019-04-06 | 14 | 658727.5485 | 146410.9948 | 314591.2745 | 0 | 461002.2693
2289 | 0.007439% | 0.008889% | [6 empty] | 2019-04-06 | 15 | 3.271 | 150719.0724 | kWh | GS |  | 2019-04-06 | 15 | 724272.1853 | 150719.0724 | 315920.6459 | 0 | 466639.7183
2290 | 0.008436% | 0.009755% | [6 empty] | 2019-04-06 | 16 | 3.3106 | 152545.9125 | kWh | GS |  | 2019-04-06 | 16 | 764150.4455 | 152545.9125 | 314647.9085 | 0 | 467193.821
2291 | 0.008677% | 0.01029% | [6 empty] | 2019-04-06 | 17 | 3.256 | 150031.9768 | kWh | GS |  | 2019-04-06 | 17 | 799614.8394 | 150031.9768 | 313571.8064 | 0 | 463603.7832
2292 | 0.009194% | 0.01077% | [6 empty] | 2019-04-06 | 18 | 3.1614 | 145673.109 | kWh | GS |  | 2019-04-06 | 18 | 810274.9657 | 145673.109 | 307766.0536 | 0 | 453439.1626
2293 | 0.01041% | 0.01115% | [6 empty] | 2019-04-06 | 19 | 2.9749 | 137075.6958 | kWh | GS |  | 2019-04-06 | 19 | 764422.254 | 137075.6958 | 294522.2684 | 0 | 431597.9642
2294 | 0.01205% | 0.01132% | [6 empty] | 2019-04-06 | 20 | 2.885 | 132936.2743 | kWh | GS |  | 2019-04-06 | 20 | 724370.6588 | 132936.2743 | 286095.2995 | 0 | 419031.5738
2295 | 0.01325% | 0.01146% | [6 empty] | 2019-04-06 | 21 | 2.841 | 130908.3132 | kWh | GS |  | 2019-04-06 | 21 | 674890.9523 | 130908.3132 | 281738.5922 | 0 | 412646.9054
2296 | 0.01398% | 0.01147% | [6 empty] | 2019-04-06 | 22 | 2.6395 | 121622.4806 | kWh | GS |  | 2019-04-06 | 22 | 624068.3479 | 121622.4806 | 273822.5759 | 0 | 395445.0565
2297 | 0.01463% | 0.01138% | [6 empty] | 2019-04-06 | 23 | 2.4518 | 112974.342 | kWh | GS |  | 2019-04-06 | 23 | 557143.5899 | 112974.342 | 252854.8032 | 0 | 365829.1452
2298 | 0.01482% | 0.01113% | [6 empty] | 2019-04-06 | 24 | 2.294 | 105704.3715 | kWh | GS |  | 2019-04-06 | 24 | 480928.3259 | 105704.3715 | 231185.9447 | 0 | 336890.3162
2299 | 0.01398% | 0.01059% | [6 empty] | 2019-04-07 | 1 | 2.2007 | 101402.4235 | kWh | GS |  | 2019-04-07 | 1 | 416127.1203 | 101402.4235 | 221866.1196 | 0 | 323268.5431
2300 | 0.01325% | 0.01029% | [6 empty] | 2019-04-07 | 2 | 2.0821 | 95939.1086 | kWh | GS |  | 2019-04-07 | 2 | 343090.7201 | 95939.1086 | 218346.3884 | 0 | 314285.497
2301 | 0.01234% | 0.01013% | [6 empty] | 2019-04-07 | 3 | 2.0157 | 92878.2044 | kWh | GS |  | 2019-04-07 | 3 | 304486.5148 | 92878.2044 | 210512.469 | 0 | 303390.6734
2302 | 0.01142% | 0.009707% | [6 empty] | 2019-04-07 | 4 | 1.9561 | 90133.698 | kWh | GS |  | 2019-04-07 | 4 | 279030.3821 | 90133.698 | 207911.241 | 0 | 298044.939
2303 | 0.01019% | 0.00898% | [6 empty] | 2019-04-07 | 5 | 1.8724 | 86274.8173 | kWh | GS |  | 2019-04-07 | 5 | 265801.2055 | 86274.8173 | 211936.4164 | 0 | 298211.2337
2304 | 0.008797% | 0.00827% | [6 empty] | 2019-04-07 | 6 | 1.8397 | 84769.6124 | kWh | GS |  | 2019-04-07 | 6 | 261962.5742 | 84769.6124 | 220198.1413 | 0 | 304967.7537
2305 | 0.007612% | 0.007936% | [6 empty] | 2019-04-07 | 7 | 1.8556 | 85501.4818 | kWh | GS |  | 2019-04-07 | 7 | 269780.1516 | 85501.4818 | 232646.414 | 0 | 318147.8958
2306 | 0.006276% | 0.007715% | [6 empty] | 2019-04-07 | 8 | 1.7357 | 79977.1312 | kWh | GS |  | 2019-04-07 | 8 | 326570.9174 | 79977.1312 | 243796.0719 | 0 | 323773.2031
2307 | 0.005569% | 0.007448% | [6 empty] | 2019-04-07 | 9 | 1.8482 | 85163.0827 | kWh | GS |  | 2019-04-07 | 9 | 417130.8235 | 85163.0827 | 260290.0864 | 0 | 345453.1691
2308 | 0.005104% | 0.007316% | [6 empty] | 2019-04-07 | 10 | 2.2736 | 104764.0403 | kWh | GS |  | 2019-04-07 | 10 | 487514.8115 | 104764.0403 | 285315.8642 | 0 | 390079.9045
2309 | 0.004862% | 0.00732% | [6 empty] | 2019-04-07 | 11 | 2.6612 | 122621.4635 | kWh | GS |  | 2019-04-07 | 11 | 543037.7418 | 122621.4635 | 301717.8048 | 0 | 424339.2683
2310 | 0.004792% | 0.007486% | [6 empty] | 2019-04-07 | 12 | 3.1204 | 143782.9737 | kWh | GS |  | 2019-04-07 | 12 | 626895.5701 | 143782.9737 | 311664.4323 | 0 | 455447.406
2311 | 0.004935% | 0.00781% | [6 empty] | 2019-04-07 | 13 | 3.2052 | 147687.8446 | kWh | GS |  | 2019-04-07 | 13 | 709766.5009 | 147687.8446 | 309093.605 | 0 | 456781.4496
2312 | 0.005973% | 0.007948% | [6 empty] | 2019-04-07 | 14 | 3.1835 | 146688.9996 | kWh | GS |  | 2019-04-07 | 14 | 785557.468 | 146688.9996 | 311415.4876 | 0 | 458104.4872
2313 | 0.00763% | 0.00848% | [6 empty] | 2019-04-07 | 15 | 3.1733 | 146219.5916 | kWh | GS |  | 2019-04-07 | 15 | 845584.0317 | 146219.5916 | 314662.5517 | 0 | 460882.1433
2314 | 0.008917% | 0.009576% | [6 empty] | 2019-04-07 | 16 | 3.1042 | 143036.4128 | kWh | GS |  | 2019-04-07 | 16 | 877424.1758 | 143036.4128 | 311039.176 | 0 | 454075.5888
2315 | 0.009933% | 0.01042% | [6 empty] | 2019-04-07 | 17 | 2.9899 | 137769.0763 | kWh | GS |  | 2019-04-07 | 17 | 860145.0211 | 137769.0763 | 299881.2131 | 0 | 437650.2894
2316 | 0.01147% | 0.01118% | [6 empty] | 2019-04-07 | 18 | 2.9358 | 135276.7838 | kWh | GS |  | 2019-04-07 | 18 | 851276.1509 | 135276.7838 | 297808.8282 | 0 | 433085.612
2317 | 0.01298% | 0.01121% | [6 empty] | 2019-04-07 | 19 | 2.8702 | 132254.8648 | kWh | GS |  | 2019-04-07 | 19 | 841053.0907 | 132254.8648 | 286193.3552 | 0 | 418448.22
2318 | 0.01437% | 0.01125% | [6 empty] | 2019-04-07 | 20 | 2.7919 | 128645.1814 | kWh | GS |  | 2019-04-07 | 20 | 793089.2543 | 128645.1814 | 276680.8174 | 0 | 405325.9988
2319 | 0.01547% | 0.01131% | [6 empty] | 2019-04-07 | 21 | 2.7979 | 128922.0858 | kWh | GS |  | 2019-04-07 | 21 | 792706.1478 | 128922.0858 | 272500.4844 | 0 | 401422.5702
2320 | 0.01605% | 0.01115% | [6 empty] | 2019-04-07 | 22 | 2.6306 | 121214.9421 | kWh | GS |  | 2019-04-07 | 22 | 736723.5533 | 121214.9421 | 262063.8501 | 0 | 383278.7922
2321 | 0.01573% | 0.01074% | [6 empty] | 2019-04-07 | 23 | 2.4385 | 112362.2244 | kWh | GS |  | 2019-04-07 | 23 | 651742.8945 | 112362.2244 | 246269.5692 | 0 | 358631.7936
2322 | 0.01557% | 0.01063% | [6 empty] | 2019-04-07 | 24 | 2.3001 | 105983.7128 | kWh | GS |  | 2019-04-07 | 24 | 527915.4858 | 105983.7128 | 233991.7138 | 0 | 339975.4266
2323 | 0.01538% | 0.01027% | [6 empty] | 2019-04-08 | 1 | 2.1367 | 98454.1435 | kWh | GS |  | 2019-04-08 | 1 | 441835.512 | 98454.1435 | 224215.197 | 0 | 322669.3405
2324 | 0.01451% | 0.00995% | [6 empty] | 2019-04-08 | 2 | 2.0437 | 94170.485 | kWh | GS |  | 2019-04-08 | 2 | 368469.5066 | 94170.485 | 218126.3093 | 0 | 312296.7943
2325 | 0.0145% | 0.009854% | [6 empty] | 2019-04-08 | 3 | 2.0054 | 92405.1123 | kWh | GS |  | 2019-04-08 | 3 | 334307.1993 | 92405.1123 | 214827.8697 | 0 | 307232.982
2326 | 0.01348% | 0.009409% | [6 empty] | 2019-04-08 | 4 | 1.9752 | 91015.2662 | kWh | GS |  | 2019-04-08 | 4 | 309333.6176 | 91015.2662 | 216092.5775 | 0 | 307107.8437
2327 | 0.01192% | 0.008804% | [6 empty] | 2019-04-08 | 5 | 1.9503 | 89864.5283 | kWh | GS |  | 2019-04-08 | 5 | 294418.2784 | 89864.5283 | 231176.7175 | 0 | 321041.2458
2328 | 0.009656% | 0.008346% | [6 empty] | 2019-04-08 | 6 | 2.0459 | 94271.8395 | kWh | GS |  | 2019-04-08 | 6 | 316900.8498 | 94271.8395 | 264989.4736 | 0 | 359261.3131
2329 | 0.008082% | 0.007921% | [6 empty] | 2019-04-08 | 7 | 2.3152 | 106681.2138 | kWh | GS |  | 2019-04-08 | 7 | 392125.0389 | 106681.2138 | 313677.4687 | 0 | 420358.6825
2330 | 0.00674% | 0.007666% | [6 empty] | 2019-04-08 | 8 | 2.7007 | 124441.4284 | kWh | GS |  | 2019-04-08 | 8 | 423189.1598 | 124441.4284 | 358546.7259 | 0 | 482988.1543
2331 | 0.006115% | 0.007542% | [6 empty] | 2019-04-08 | 9 | 3.0498 | 140526.3977 | kWh | GS |  | 2019-04-08 | 9 | 402020.7154 | 140526.3977 | 394682.1056 | 0 | 535208.5033
2332 | 0.005658% | 0.007539% | [6 empty] | 2019-04-08 | 10 | 3.4386 | 158442.6941 | kWh | GS |  | 2019-04-08 | 10 | 411565.6918 | 158442.6941 | 425841.2589 | 0 | 584283.953
2333 | 0.005385% | 0.007881% | [6 empty] | 2019-04-08 | 11 | 3.8726 | 178440.9971 | kWh | GS |  | 2019-04-08 | 11 | 436697.4841 | 178440.9971 | 438388.5461 | 0 | 616829.5432
2334 | 0.005797% | 0.008819% | [6 empty] | 2019-04-08 | 12 | 4.2476 | 195718.8774 | kWh | GS |  | 2019-04-08 | 12 | 503837.6974 | 195718.8774 | 449962.1942 | 0 | 645681.0716
2335 | 0.007173% | 0.01032% | [6 empty] | 2019-04-08 | 13 | 4.4457 | 204849.3635 | kWh | GS |  | 2019-04-08 | 13 | 592783.6774 | 204849.3635 | 457617.257 | 0 | 662466.6205
2336 | 0.007741% | 0.01186% | [6 empty] | 2019-04-08 | 14 | 4.5989 | 211909.5485 | kWh | GS |  | 2019-04-08 | 14 | 670965.3487 | 211909.5485 | 462556.6954 | 0 | 674466.2439
2337 | 0.007354% | 0.01314% | [6 empty] | 2019-04-08 | 15 | 4.766 | 219605.7048 | kWh | GS |  | 2019-04-08 | 15 | 725890.269 | 219605.7048 | 457568.9758 | 0 | 677174.6806
2338 | 0.007528% | 0.01434% | [6 empty] | 2019-04-08 | 16 | 4.6164 | 212713.8774 | kWh | GS |  | 2019-04-08 | 16 | 759144.0165 | 212713.8774 | 443661.7771 | 0 | 656375.6545
2339 | 0.007988% | 0.01514% | [6 empty] | 2019-04-08 | 17 | 4.2444 | 195572.2062 | kWh | GS |  | 2019-04-08 | 17 | 783725.1431 | 195572.2062 | 410922.2005 | 0 | 606494.4067
2340 | 0.009216% | 0.01585% | [6 empty] | 2019-04-08 | 18 | 3.5357 | 162915.9669 | kWh | GS |  | 2019-04-08 | 18 | 756116.8361 | 162915.9669 | 365978.7879 | 0 | 528894.7548
2341 | 0.01084% | 0.01626% | [6 empty] | 2019-04-08 | 19 | 3.1316 | 144299.1872 | kWh | GS |  | 2019-04-08 | 19 | 753739.734 | 144299.1872 | 335408.1344 | 0 | 479707.3216
2342 | 0.01227% | 0.01656% | [6 empty] | 2019-04-08 | 20 | 3.0667 | 141309.1351 | kWh | GS |  | 2019-04-08 | 20 | 754683.9578 | 141309.1351 | 324607.1507 | 0 | 465916.2858
2343 | 0.01328% | 0.01662% | [6 empty] | 2019-04-08 | 21 | 2.9816 | 137387.8429 | kWh | GS |  | 2019-04-08 | 21 | 744565.4517 | 137387.8429 | 320935.904 | 0 | 458323.7469
2344 | 0.01389% | 0.01611% | [6 empty] | 2019-04-08 | 22 | 2.6995 | 124389.2136 | kWh | GS |  | 2019-04-08 | 22 | 698261.684 | 124389.2136 | 303155.6565 | 0 | 427544.8701
2345 | 0.01434% | 0.01489% | [6 empty] | 2019-04-08 | 23 | 2.45 | 112888.9248 | kWh | GS |  | 2019-04-08 | 23 | 601881.9804 | 112888.9248 | 272110.0279 | 0 | 384998.9527
2346 | 0.01383% | 0.01298% | [6 empty] | 2019-04-08 | 24 | 2.3147 | 106656.7571 | kWh | GS |  | 2019-04-08 | 24 | 490105.9459 | 106656.7571 | 254202.8975 | 0 | 360859.6546
2347 | 0.01379% | 0.01178% | [6 empty] | 2019-04-09 | 1 | 2.139 | 98559.1444 | kWh | GS |  | 2019-04-09 | 1 | 412218.4244 | 98559.1444 | 241290.7022 | 0 | 339849.8466
2348 | 0.0138% | 0.01144% | [6 empty] | 2019-04-09 | 2 | 2.089 | 96255.5645 | kWh | GS |  | 2019-04-09 | 2 | 355533.8871 | 96255.5645 | 233918.7186 | 0 | 330174.2831
2349 | 0.01362% | 0.01125% | [6 empty] | 2019-04-09 | 3 | 2.0481 | 94373.1126 | kWh | GS |  | 2019-04-09 | 3 | 320601.2988 | 94373.1126 | 225428.3348 | 0 | 319801.4474
2350 | 0.01277% | 0.0105% | [6 empty] | 2019-04-09 | 4 | 2.0275 | 93423.6353 | kWh | GS |  | 2019-04-09 | 4 | 297624.6326 | 93423.6353 | 227910.3493 | 0 | 321333.9846
2351 | 0.01101% | 0.009451% | [6 empty] | 2019-04-09 | 5 | 2.0054 | 92402.8235 | kWh | GS |  | 2019-04-09 | 5 | 294277.168 | 92402.8235 | 240946.9676 | 0 | 333349.7911
2352 | 0.008965% | 0.008858% | [6 empty] | 2019-04-09 | 6 | 2.0816 | 95914.4985 | kWh | GS |  | 2019-04-09 | 6 | 334276.6593 | 95914.4985 | 269057.1868 | 0 | 364971.6853
2353 | 0.00754% | 0.008343% | [6 empty] | 2019-04-09 | 7 | 2.3799 | 109659.3334 | kWh | GS |  | 2019-04-09 | 7 | 427541.2139 | 109659.3334 | 326213.4763 | 0 | 435872.8097
2354 | 0.006503% | 0.008105% | [6 empty] | 2019-04-09 | 8 | 2.7248 | 125554.8797 | kWh | GS |  | 2019-04-09 | 8 | 418735.0935 | 125554.8797 | 359670.8001 | 0 | 485225.6798
2355 | 0.005864% | 0.00785% | [6 empty] | 2019-04-09 | 9 | 3.0662 | 141284.2745 | kWh | GS |  | 2019-04-09 | 9 | 389007.8813 | 141284.2745 | 393453.6961 | 0 | 534737.9706
2356 | 0.005444% | 0.007888% | [6 empty] | 2019-04-09 | 10 | 3.496 | 161086.7329 | kWh | GS |  | 2019-04-09 | 10 | 385414.2902 | 161086.7329 | 417425.5033 | 0 | 578512.2362
2357 | 0.005383% | 0.008183% | [6 empty] | 2019-04-09 | 11 | 3.9367 | 181395.0151 | kWh | GS |  | 2019-04-09 | 11 | 431929.4957 | 181395.0151 | 432741.4296 | 0 | 614136.4447
2358 | 0.006114% | 0.008959% | [6 empty] | 2019-04-09 | 12 | 4.2093 | 193953.8294 | kWh | GS |  | 2019-04-09 | 12 | 467537.7123 | 193953.8294 | 441671.8023 | 0 | 635625.6317
2359 | 0.00782% | 0.0107% | [6 empty] | 2019-04-09 | 13 | 4.3402 | 199986.4893 | kWh | GS |  | 2019-04-09 | 13 | 532815.3091 | 199986.4893 | 445079.1956 | 0 | 645065.6849
2360 | 0.007659% | 0.01191% | [6 empty] | 2019-04-09 | 14 | 4.5626 | 210236.2954 | kWh | GS |  | 2019-04-09 | 14 | 594548.7103 | 210236.2954 | 452060.434 | 0 | 662296.7294
2361 | 0.007115% | 0.01313% | [6 empty] | 2019-04-09 | 15 | 4.5429 | 209327.0761 | kWh | GS |  | 2019-04-09 | 15 | 636719.5687 | 209327.0761 | 442201.5543 | 0 | 651528.6304
2362 | 0.00705% | 0.0142% | [6 empty] | 2019-04-09 | 16 | 4.3745 | 201567.6725 | kWh | GS |  | 2019-04-09 | 16 | 661338.8947 | 201567.6725 | 421658.3305 | 0 | 623226.003
2363 | 0.007901% | 0.01508% | [6 empty] | 2019-04-09 | 17 | 4.1915 | 193136.7204 | kWh | GS |  | 2019-04-09 | 17 | 692585.641 | 193136.7204 | 399713.6088 | 0 | 592850.3292
2364 | 0.008552% | 0.0156% | [6 empty] | 2019-04-09 | 18 | 3.6293 | 167229.3909 | kWh | GS |  | 2019-04-09 | 18 | 711709.0312 | 167229.3909 | 370975.3635 | 0 | 538204.7544
2365 | 0.009746% | 0.01584% | [6 empty] | 2019-04-09 | 19 | 3.1904 | 147004.9509 | kWh | GS |  | 2019-04-09 | 19 | 726311.9307 | 147004.9509 | 342807.0793 | 0 | 489812.0302
2366 | 0.01088% | 0.01626% | [6 empty] | 2019-04-09 | 20 | 3.0045 | 138441.4591 | kWh | GS |  | 2019-04-09 | 20 | 716639.951 | 138441.4591 | 329522.2797 | 0 | 467963.7388
2367 | 0.01165% | 0.01599% | [6 empty] | 2019-04-09 | 21 | 2.9598 | 136379.567 | kWh | GS |  | 2019-04-09 | 21 | 717970.8509 | 136379.567 | 317277.1438 | 0 | 453656.7108
2368 | 0.0121% | 0.0153% | [6 empty] | 2019-04-09 | 22 | 2.6814 | 123554.3614 | kWh | GS |  | 2019-04-09 | 22 | 680613.5369 | 123554.3614 | 296712.4238 | 0 | 420266.7852
2369 | 0.01267% | 0.01455% | [6 empty] | 2019-04-09 | 23 | 2.4258 | 111775.4733 | kWh | GS |  | 2019-04-09 | 23 | 583451.0394 | 111775.4733 | 266158.47 | 0 | 377933.9433
2370 | 0.01302% | 0.01321% | [6 empty] | 2019-04-09 | 24 | 2.2332 | 102900.2982 | kWh | GS |  | 2019-04-09 | 24 | 471428.3865 | 102900.2982 | 244763.5212 | 0 | 347663.8194
2371 | 0.01329% | 0.01202% | [6 empty] | 2019-04-10 | 1 | 2.0836 | 96008.3904 | kWh | GS |  | 2019-04-10 | 1 | 386399.8646 | 96008.3904 | 229044.877 | 0 | 325053.2674
2372 | 0.01311% | 0.01149% | [6 empty] | 2019-04-10 | 2 | 2.0109 | 92660.5387 | kWh | GS |  | 2019-04-10 | 2 | 335260.5824 | 92660.5387 | 221638.3506 | 0 | 314298.8893
2373 | 0.01313% | 0.01114% | [6 empty] | 2019-04-10 | 3 | 1.9205 | 88493.4882 | kWh | GS |  | 2019-04-10 | 3 | 297285.2389 | 88493.4882 | 217856.8223 | 0 | 306350.3105
2374 | 0.01245% | 0.01032% | [6 empty] | 2019-04-10 | 4 | 1.899 | 87501.4318 | kWh | GS |  | 2019-04-10 | 4 | 275221.5663 | 87501.4318 | 215430.4403 | 0 | 302931.8721
2375 | 0.01067% | 0.009278% | [6 empty] | 2019-04-10 | 5 | 1.8915 | 87157.1498 | kWh | GS |  | 2019-04-10 | 5 | 275445.2176 | 87157.1498 | 228348.24 | 0 | 315505.3898
2376 | 0.008623% | 0.008534% | [6 empty] | 2019-04-10 | 6 | 1.962 | 90403.2186 | kWh | GS |  | 2019-04-10 | 6 | 311074.5571 | 90403.2186 | 258730.3782 | 0 | 349133.5968
2377 | 0.007068% | 0.007979% | [6 empty] | 2019-04-10 | 7 | 2.2637 | 104306.2171 | kWh | GS |  | 2019-04-10 | 7 | 384485.8101 | 104306.2171 | 308099.5493 | 0 | 412405.7664
2378 | 0.006132% | 0.007715% | [6 empty] | 2019-04-10 | 8 | 2.5235 | 116278.8044 | kWh | GS |  | 2019-04-10 | 8 | 390814.2094 | 116278.8044 | 342356.8079 | 0 | 458635.6123
2379 | 0.005438% | 0.00752% | [6 empty] | 2019-04-10 | 9 | 2.8355 | 130652.7215 | kWh | GS |  | 2019-04-10 | 9 | 365900.0183 | 130652.7215 | 374719.1 | 0 | 505371.8215
2380 | 0.005034% | 0.007436% | [6 empty] | 2019-04-10 | 10 | 3.2517 | 149830.7868 | kWh | GS |  | 2019-04-10 | 10 | 366402.4917 | 149830.7868 | 396224.4699 | 0 | 546055.2567
2381 | 0.005038% | 0.007745% | [6 empty] | 2019-04-10 | 11 | 3.5382 | 163033.0209 | kWh | GS |  | 2019-04-10 | 11 | 374152.5849 | 163033.0209 | 409473.4675 | 0 | 572506.4884
2382 | 0.00569% | 0.008571% | [6 empty] | 2019-04-10 | 12 | 3.7076 | 170839.9937 | kWh | GS |  | 2019-04-10 | 12 | 400751.3366 | 170839.9937 | 412512.6677 | 0 | 583352.6614
2383 | 0.007033% | 0.01012% | [6 empty] | 2019-04-10 | 13 | 3.7758 | 173980.0073 | kWh | GS |  | 2019-04-10 | 13 | 430524.9394 | 173980.0073 | 415655.2444 | 0 | 589635.2517
2384 | 0.007149% | 0.01126% | [6 empty] | 2019-04-10 | 14 | 3.9684 | 182853.8835 | kWh | GS |  | 2019-04-10 | 14 | 479989.1166 | 182853.8835 | 419413.3557 | 0 | 602267.2392
2385 | 0.006693% | 0.01241% | [6 empty] | 2019-04-10 | 15 | 4.0954 | 188708.1196 | kWh | GS |  | 2019-04-10 | 15 | 520271.8446 | 188708.1196 | 423353.0211 | 0 | 612061.1407
2386 | 0.006702% | 0.0134% | [6 empty] | 2019-04-10 | 16 | 4.1745 | 192353.1623 | kWh | GS |  | 2019-04-10 | 16 | 599015.8692 | 192353.1623 | 412778.2104 | 0 | 605131.3727
2387 | 0.006844% | 0.01405% | [6 empty] | 2019-04-10 | 17 | 4.0456 | 186413.9611 | kWh | GS |  | 2019-04-10 | 17 | 668093.6961 | 186413.9611 | 392846.8069 | 0 | 579260.768
2388 | 0.00733% | 0.01432% | [6 empty] | 2019-04-10 | 18 | 3.6284 | 167190.3521 | kWh | GS |  | 2019-04-10 | 18 | 726195.5395 | 167190.3521 | 366069.1503 | 0 | 533259.5024
2389 | 0.007875% | 0.01447% | [6 empty] | 2019-04-10 | 19 | 3.2596 | 150197.7243 | kWh | GS |  | 2019-04-10 | 19 | 742733.4599 | 150197.7243 | 340253.4997 | 0 | 490451.224
2390 | 0.00878% | 0.01478% | [6 empty] | 2019-04-10 | 20 | 3.0912 | 142437.437 | kWh | GS |  | 2019-04-10 | 20 | 696589.0767 | 142437.437 | 323403.4779 | 0 | 465840.9149
2391 | 0.009517% | 0.01502% | [6 empty] | 2019-04-10 | 21 | 2.9757 | 137116.1553 | kWh | GS |  | 2019-04-10 | 21 | 668852.129 | 137116.1553 | 315137.688 | 0 | 452253.8433
2392 | 0.01096% | 0.01485% | [6 empty] | 2019-04-10 | 22 | 2.6277 | 121079.6962 | kWh | GS |  | 2019-04-10 | 22 | 645173.3847 | 121079.6962 | 291355.049 | 0 | 412434.7452
2393 | 0.01222% | 0.01422% | [6 empty] | 2019-04-10 | 23 | 2.3901 | 110131.0393 | kWh | GS |  | 2019-04-10 | 23 | 550928.4216 | 110131.0393 | 258934.4182 | 0 | 369065.4575
2394 | 0.01328% | 0.01309% | [6 empty] | 2019-04-10 | 24 | 2.1732 | 100137.2048 | kWh | GS |  | 2019-04-10 | 24 | 439259.5227 | 100137.2048 | 236746.9355 | 0 | 336884.1403
2395 | 0.01359% | 0.01204% | [6 empty] | 2019-04-11 | 1 | 2.037 | 93862.7785 | kWh | GS |  | 2019-04-11 | 1 | 354127.1049 | 93862.7785 | 226475.4533 | 0 | 320338.2318
2396 | 0.01274% | 0.01144% | [6 empty] | 2019-04-11 | 2 | 1.9336 | 89097.063 | kWh | GS |  | 2019-04-11 | 2 | 302852.3065 | 89097.063 | 218920.9794 | 0 | 308018.0424
2397 | 0.01223% | 0.0111% | [6 empty] | 2019-04-11 | 3 | 1.8832 | 86775.0727 | kWh | GS |  | 2019-04-11 | 3 | 264151.3874 | 86775.0727 | 215662.1597 | 0 | 302437.2324
2398 | 0.0118% | 0.01012% | [6 empty] | 2019-04-11 | 4 | 1.8908 | 87125.2913 | kWh | GS |  | 2019-04-11 | 4 | 258531.9748 | 87125.2913 | 216513.4771 | 0 | 303638.7684
2399 | 0.01008% | 0.00906% | [6 empty] | 2019-04-11 | 5 | 1.9046 | 87760.1918 | kWh | GS |  | 2019-04-11 | 5 | 258946.408 | 87760.1918 | 229770.8875 | 0 | 317531.0793
2400 | 0.008035% | 0.00827% | [6 empty] | 2019-04-11 | 6 | 1.9836 | 91400.3101 | kWh | GS |  | 2019-04-11 | 6 | 294185.8056 | 91400.3101 | 260477.9985 | 0 | 351878.3086
2401 | 0.006477% | 0.007864% | [6 empty] | 2019-04-11 | 7 | 2.3084 | 106366.9523 | kWh | GS |  | 2019-04-11 | 7 | 380558.6649 | 106366.9523 | 312581.8814 | 0 | 418948.8337
2402 | 0.00554% | 0.007561% | [6 empty] | 2019-04-11 | 8 | 2.7107 | 124902.176 | kWh | GS |  | 2019-04-11 | 8 | 390279.4428 | 124902.176 | 348240.7216 | 0 | 473142.8976
2403 | 0.004832% | 0.007424% | [6 empty] | 2019-04-11 | 9 | 2.9549 | 136155.7894 | kWh | GS |  | 2019-04-11 | 9 | 358179.2551 | 136155.7894 | 383007.493 | 0 | 519163.2824
2404 | 0.004729% | 0.007454% | [6 empty] | 2019-04-11 | 10 | 3.4977 | 161168.3941 | kWh | GS |  | 2019-04-11 | 10 | 384472.0617 | 161168.3941 | 418374.0532 | 0 | 579542.4473
2405 | 0.004736% | 0.007795% | [6 empty] | 2019-04-11 | 11 | 3.8845 | 178991.0864 | kWh | GS |  | 2019-04-11 | 11 | 434417.7194 | 178991.0864 | 436526.8071 | 0 | 615517.8935
2406 | 0.005381% | 0.008638% | [6 empty] | 2019-04-11 | 12 | 4.2371 | 195235.7316 | kWh | GS |  | 2019-04-11 | 12 | 475815.8158 | 195235.7316 | 444008.3729 | 0 | 639244.1045
2407 | 0.006961% | 0.01028% | [6 empty] | 2019-04-11 | 13 | 4.3113 | 198656.4189 | kWh | GS |  | 2019-04-11 | 13 | 535873.9868 | 198656.4189 | 447506.6309 | 0 | 646163.0498
2408 | 0.007139% | 0.01161% | [6 empty] | 2019-04-11 | 14 | 4.4524 | 205158.0506 | kWh | GS |  | 2019-04-11 | 14 | 602726.1339 | 205158.0506 | 448034.9453 | 0 | 653192.9959
2409 | 0.006552% | 0.01274% | [6 empty] | 2019-04-11 | 15 | 4.6586 | 214660.9698 | kWh | GS |  | 2019-04-11 | 15 | 657928.8506 | 214660.9698 | 448284.9694 | 0 | 662945.9392
2410 | 0.007033% | 0.01423% | [6 empty] | 2019-04-11 | 16 | 4.5737 | 210745.1358 | kWh | GS |  | 2019-04-11 | 16 | 726739.7825 | 210745.1358 | 431020.8385 | 0 | 641765.9743
2411 | 0.007946% | 0.01511% | [6 empty] | 2019-04-11 | 17 | 4.4273 | 203999.0283 | kWh | GS |  | 2019-04-11 | 17 | 790836.7613 | 203999.0283 | 408040.7495 | 0 | 612039.7778
2412 | 0.008703% | 0.01569% | [6 empty] | 2019-04-11 | 18 | 4.0284 | 185622.2805 | kWh | GS |  | 2019-04-11 | 18 | 842065.9565 | 185622.2805 | 383211.5708 | 0 | 568833.8513
2413 | 0.009802% | 0.01586% | [6 empty] | 2019-04-11 | 19 | 3.6732 | 169251.4507 | kWh | GS |  | 2019-04-11 | 19 | 852538.6373 | 169251.4507 | 356967.7516 | 0 | 526219.2023
2414 | 0.01102% | 0.01603% | [6 empty] | 2019-04-11 | 20 | 3.4154 | 157375.3356 | kWh | GS |  | 2019-04-11 | 20 | 791041.7671 | 157375.3356 | 338560.29 | 0 | 495935.6256
2415 | 0.01203% | 0.01627% | [6 empty] | 2019-04-11 | 21 | 3.3072 | 152389.8902 | kWh | GS |  | 2019-04-11 | 21 | 776248.1779 | 152389.8902 | 327927.345 | 0 | 480317.2352
2416 | 0.01329% | 0.01575% | [6 empty] | 2019-04-11 | 22 | 2.937 | 135331.2994 | kWh | GS |  | 2019-04-11 | 22 | 736703.7264 | 135331.2994 | 304639.0514 | 0 | 439970.3508
2417 | 0.01447% | 0.01502% | [6 empty] | 2019-04-11 | 23 | 2.6277 | 121077.4401 | kWh | GS |  | 2019-04-11 | 23 | 626042.171 | 121077.4401 | 271359.4197 | 0 | 392436.8598
2418 | 0.0154% | 0.01396% | [6 empty] | 2019-04-11 | 24 | 2.4284 | 111895.9781 | kWh | GS |  | 2019-04-11 | 24 | 506275.8278 | 111895.9781 | 249998.2336 | 0 | 361894.2117
2419 | 0.01559% | 0.01292% | [6 empty] | 2019-04-12 | 1 | 2.2239 | 102471.0923 | kWh | GS |  | 2019-04-12 | 1 | 419503.8363 | 102471.0923 | 236525.6131 | 0 | 338996.7054
2420 | 0.01447% | 0.01217% | [6 empty] | 2019-04-12 | 2 | 2.1158 | 97492.7021 | kWh | GS |  | 2019-04-12 | 2 | 346550.2712 | 97492.7021 | 230446.0753 | 0 | 327938.7774
2421 | 0.0142% | 0.01179% | [6 empty] | 2019-04-12 | 3 | 2.0746 | 95595.4902 | kWh | GS |  | 2019-04-12 | 3 | 314290.9694 | 95595.4902 | 226148.6069 | 0 | 321744.0971
2422 | 0.01348% | 0.0108% | [6 empty] | 2019-04-12 | 4 | 2.056 | 94734.1685 | kWh | GS |  | 2019-04-12 | 4 | 288809.4168 | 94734.1685 | 224455.7858 | 0 | 319189.9543
2423 | 0.01145% | 0.009634% | [6 empty] | 2019-04-12 | 5 | 2.067 | 95243.4399 | kWh | GS |  | 2019-04-12 | 5 | 281728.5981 | 95243.4399 | 238599.2085 | 0 | 333842.6484
2424 | 0.00926% | 0.008884% | [6 empty] | 2019-04-12 | 6 | 2.1243 | 97885.6933 | kWh | GS |  | 2019-04-12 | 6 | 319670.9804 | 97885.6933 | 271363.5446 | 0 | 369249.2379
2425 | 0.007673% | 0.008322% | [6 empty] | 2019-04-12 | 7 | 2.3525 | 108399.3099 | kWh | GS |  | 2019-04-12 | 7 | 390913.2997 | 108399.3099 | 319884.0331 | 0 | 428283.343
2426 | 0.006339% | 0.00805% | [6 empty] | 2019-04-12 | 8 | 2.5532 | 117648.0524 | kWh | GS |  | 2019-04-12 | 8 | 409388.5869 | 117648.0524 | 356050.7855 | 0 | 473698.8379
2427 | 0.005749% | 0.007898% | [6 empty] | 2019-04-12 | 9 | 3.079 | 141876.1744 | kWh | GS |  | 2019-04-12 | 9 | 401503.0859 | 141876.1744 | 397453.4811 | 0 | 539329.6555
2428 | 0.005283% | 0.007835% | [6 empty] | 2019-04-12 | 10 | 3.7096 | 170930.5117 | kWh | GS |  | 2019-04-12 | 10 | 430985.3123 | 170930.5117 | 422382.4034 | 0 | 593312.9151
2429 | 0.005153% | 0.008195% | [6 empty] | 2019-04-12 | 11 | 4.1254 | 190088.4707 | kWh | GS |  | 2019-04-12 | 11 | 500990.6174 | 190088.4707 | 439516.9737 | 0 | 629605.4444
2430 | 0.005847% | 0.009064% | [6 empty] | 2019-04-12 | 12 | 4.4798 | 206422.2594 | kWh | GS |  | 2019-04-12 | 12 | 562903.8052 | 206422.2594 | 454188.1732 | 0 | 660610.4326
2431 | 0.00715% | 0.01051% | [6 empty] | 2019-04-12 | 13 | 4.6133 | 212570.4961 | kWh | GS |  | 2019-04-12 | 13 | 649273.6606 | 212570.4961 | 458771.2607 | 0 | 671341.7568
2432 | 0.007488% | 0.01163% | [6 empty] | 2019-04-12 | 14 | 4.7328 | 218078.8935 | kWh | GS |  | 2019-04-12 | 14 | 717071.2755 | 218078.8935 | 463525.8982 | 0 | 681604.7917
2433 | 0.007344% | 0.01324% | [6 empty] | 2019-04-12 | 15 | 4.7359 | 218221.7164 | kWh | GS |  | 2019-04-12 | 15 | 785968.0709 | 218221.7164 | 456595.3984 | 0 | 674817.1148
2434 | 0.007883% | 0.01456% | [6 empty] | 2019-04-12 | 16 | 4.7753 | 220036.1799 | kWh | GS |  | 2019-04-12 | 16 | 837205.3887 | 220036.1799 | 439745.9149 | 0 | 659782.0948
2435 | 0.009164% | 0.01546% | [6 empty] | 2019-04-12 | 17 | 4.5063 | 207643.2603 | kWh | GS |  | 2019-04-12 | 17 | 853747.5966 | 207643.2603 | 412638.7464 | 0 | 620282.0067
2436 | 0.0103% | 0.01622% | [6 empty] | 2019-04-12 | 18 | 4.0369 | 186014.3943 | kWh | GS |  | 2019-04-12 | 18 | 878142.7731 | 186014.3943 | 387981.6698 | 0 | 573996.0641
2437 | 0.01188% | 0.01648% | [6 empty] | 2019-04-12 | 19 | 3.6297 | 167250.5781 | kWh | GS |  | 2019-04-12 | 19 | 856804.4555 | 167250.5781 | 357627.7875 | 0 | 524878.3656
2438 | 0.01312% | 0.01673% | [6 empty] | 2019-04-12 | 20 | 3.4618 | 159513.2972 | kWh | GS |  | 2019-04-12 | 20 | 818364.3815 | 159513.2972 | 338295.5745 | 0 | 497808.8717
2439 | 0.01438% | 0.01657% | [6 empty] | 2019-04-12 | 21 | 3.4123 | 157233.1589 | kWh | GS |  | 2019-04-12 | 21 | 763781.4426 | 157233.1589 | 329934.2956 | 0 | 487167.4545
2440 | 0.01531% | 0.0162% | [6 empty] | 2019-04-12 | 22 | 3.1677 | 145962.9318 | kWh | GS |  | 2019-04-12 | 22 | 723194.8994 | 145962.9318 | 311112.3326 | 0 | 457075.2644
2441 | 0.01562% | 0.01523% | [6 empty] | 2019-04-12 | 23 | 2.8559 | 131592.0808 | kWh | GS |  | 2019-04-12 | 23 | 655115.8732 | 131592.0808 | 276294.288 | 0 | 407886.3688
2442 | 0.01606% | 0.01409% | [6 empty] | 2019-04-12 | 24 | 2.6604 | 122583.7668 | kWh | GS |  | 2019-04-12 | 24 | 580003.9187 | 122583.7668 | 260898.335 | 0 | 383482.1018
2443 | 0.01567% | 0.01288% | [6 empty] | 2019-04-13 | 1 | 2.4992 | 115158.7374 | kWh | GS |  | 2019-04-13 | 1 | 504283.5469 | 115158.7374 | 246672.7667 | 0 | 361831.5041
2444 | 0.01497% | 0.01222% | [6 empty] | 2019-04-13 | 2 | 2.3133 | 106591.5455 | kWh | GS |  | 2019-04-13 | 2 | 430260.6745 | 106591.5455 | 238120.0965 | 0 | 344711.642
2445 | 0.01397% | 0.01196% | [6 empty] | 2019-04-13 | 3 | 2.1709 | 100030.3825 | kWh | GS |  | 2019-04-13 | 3 | 386155.495 | 100030.3825 | 233004.4907 | 0 | 333034.8732
2446 | 0.01323% | 0.01122% | [6 empty] | 2019-04-13 | 4 | 2.1605 | 99553.8022 | kWh | GS |  | 2019-04-13 | 4 | 363440.5218 | 99553.8022 | 231792.3062 | 0 | 331346.1084
2447 | 0.01198% | 0.01001% | [6 empty] | 2019-04-13 | 5 | 2.1377 | 98499.0971 | kWh | GS |  | 2019-04-13 | 5 | 344639.8336 | 98499.0971 | 238088.2274 | 0 | 336587.3245
2448 | 0.01061% | 0.009414% | [6 empty] | 2019-04-13 | 6 | 2.1557 | 99329.7247 | kWh | GS |  | 2019-04-13 | 6 | 338457.416 | 99329.7247 | 245708.8859 | 0 | 345038.6106
2449 | 0.009224% | 0.008882% | [6 empty] | 2019-04-13 | 7 | 2.2931 | 105660.1093 | kWh | GS |  | 2019-04-13 | 7 | 353672.8724 | 105660.1093 | 266045.7553 | 0 | 371705.8646
2450 | 0.00787% | 0.008462% | [6 empty] | 2019-04-13 | 8 | 2.2631 | 104278.2432 | kWh | GS |  | 2019-04-13 | 8 | 393700.8827 | 104278.2432 | 284973.8879 | 0 | 389252.1311
2451 | 0.007063% | 0.008175% | [6 empty] | 2019-04-13 | 9 | 2.3393 | 107791.052 | kWh | GS |  | 2019-04-13 | 9 | 463228.9134 | 107791.052 | 303255.1722 | 0 | 411046.2242
2452 | 0.006648% | 0.008134% | [6 empty] | 2019-04-13 | 10 | 2.8387 | 130799.5778 | kWh | GS |  | 2019-04-13 | 10 | 547150.6016 | 130799.5778 | 323819.4336 | 0 | 454619.0114
2453 | 0.006304% | 0.008263% | [6 empty] | 2019-04-13 | 11 | 3.1386 | 144622.5109 | kWh | GS |  | 2019-04-13 | 11 | 626484.2471 | 144622.5109 | 336861.3548 | 0 | 481483.8657
2454 | 0.006191% | 0.00847% | [6 empty] | 2019-04-13 | 12 | 3.4386 | 158443.5142 | kWh | GS |  | 2019-04-13 | 12 | 695537.1661 | 158443.5142 | 340334.3266 | 0 | 498777.8408
2455 | 0.006469% | 0.009125% | [6 empty] | 2019-04-13 | 13 | 3.6418 | 167807.0386 | kWh | GS |  | 2019-04-13 | 13 | 769081.1004 | 167807.0386 | 342620.0751 | 0 | 510427.1137
2456 | 0.007201% | 0.009555% | [6 empty] | 2019-04-13 | 14 | 3.7617 | 173329.5268 | kWh | GS |  | 2019-04-13 | 14 | 841601.5376 | 173329.5268 | 338912.3831 | 0 | 512241.9099
2457 | 0.008473% | 0.01009% | [6 empty] | 2019-04-13 | 15 | 3.8027 | 175221.849 | kWh | GS |  | 2019-04-13 | 15 | 911747.6301 | 175221.849 | 337538.2628 | 0 | 512760.1118
2458 | 0.01001% | 0.01116% | [6 empty] | 2019-04-13 | 16 | 3.6647 | 168862.4814 | kWh | GS |  | 2019-04-13 | 16 | 939722.4781 | 168862.4814 | 336007.3594 | 0 | 504869.8408
2459 | 0.01146% | 0.01182% | [6 empty] | 2019-04-13 | 17 | 3.6967 | 170337.4223 | kWh | GS |  | 2019-04-13 | 17 | 962189.6763 | 170337.4223 | 336221.9118 | 0 | 506559.3341
2460 | 0.01272% | 0.01224% | [6 empty] | 2019-04-13 | 18 | 3.6073 | 166216.0047 | kWh | GS |  | 2019-04-13 | 18 | 964106.3311 | 166216.0047 | 330393.2811 | 0 | 496609.2858
2461 | 0.01407% | 0.01253% | [6 empty] | 2019-04-13 | 19 | 3.3256 | 153236.2133 | kWh | GS |  | 2019-04-13 | 19 | 901903.1418 | 153236.2133 | 317564.0695 | 0 | 470800.2828
2462 | 0.01539% | 0.01257% | [6 empty] | 2019-04-13 | 20 | 3.2331 | 148976.1714 | kWh | GS |  | 2019-04-13 | 20 | 840903.6215 | 148976.1714 | 303680.0418 | 0 | 452656.2132
2463 | 0.01668% | 0.01259% | [6 empty] | 2019-04-13 | 21 | 3.3193 | 152945.3474 | kWh | GS |  | 2019-04-13 | 21 | 790727.5594 | 152945.3474 | 302614.5358 | 0 | 455559.8832
2464 | 0.01719% | 0.01239% | [6 empty] | 2019-04-13 | 22 | 3.162 | 145697.8916 | kWh | GS |  | 2019-04-13 | 22 | 724346.4646 | 145697.8916 | 287583.2137 | 0 | 433281.1053
2465 | 0.0176% | 0.01244% | [6 empty] | 2019-04-13 | 23 | 2.9524 | 136040.5184 | kWh | GS |  | 2019-04-13 | 23 | 675907.7083 | 136040.5184 | 267883.9731 | 0 | 403924.4915
2466 | 0.01763% | 0.01219% | [6 empty] | 2019-04-13 | 24 | 2.7517 | 126791.864 | kWh | GS |  | 2019-04-13 | 24 | 595341.595 | 126791.864 | 249056.7423 | 0 | 375848.6063
2467 | 0.0165% | 0.01156% | [6 empty] | 2019-04-14 | 1 | 2.564 | 118143.0822 | kWh | GS |  | 2019-04-14 | 1 | 516121.3377 | 118143.0822 | 237918.0814 | 0 | 356061.1636
2468 | 0.01538% | 0.01111% | [6 empty] | 2019-04-14 | 2 | 2.4467 | 112739.246 | kWh | GS |  | 2019-04-14 | 2 | 455170.5635 | 112739.246 | 232362.3124 | 0 | 345101.5584
2469 | 0.01446% | 0.01118% | [6 empty] | 2019-04-14 | 3 | 2.3345 | 107567.6436 | kWh | GS |  | 2019-04-14 | 3 | 408590.6769 | 107567.6436 | 228106.8603 | 0 | 335674.5039
2470 | 0.01325% | 0.01064% | [6 empty] | 2019-04-14 | 4 | 2.2465 | 103512.3257 | kWh | GS |  | 2019-04-14 | 4 | 382203.0227 | 103512.3257 | 227719.9433 | 0 | 331232.269
2471 | 0.01236% | 0.009916% | [6 empty] | 2019-04-14 | 5 | 2.1952 | 101152.6616 | kWh | GS |  | 2019-04-14 | 5 | 361792.1312 | 101152.6616 | 232142.8473 | 0 | 333295.5089
2472 | 0.01089% | 0.009226% | [6 empty] | 2019-04-14 | 6 | 2.1747 | 100204.9617 | kWh | GS |  | 2019-04-14 | 6 | 362615.2881 | 100204.9617 | 241440.0176 | 0 | 341644.9793
2473 | 0.009441% | 0.008741% | [6 empty] | 2019-04-14 | 7 | 2.2745 | 104805.0025 | kWh | GS |  | 2019-04-14 | 7 | 371699.3644 | 104805.0025 | 256022.1671 | 0 | 360827.1696
2474 | 0.008326% | 0.008472% | [6 empty] | 2019-04-14 | 8 | 2.1616 | 99601.8335 | kWh | GS |  | 2019-04-14 | 8 | 412260.9775 | 99601.8335 | 265592.302 | 0 | 365194.1355
2475 | 0.007474% | 0.00824% | [6 empty] | 2019-04-14 | 9 | 2.341 | 107870.3284 | kWh | GS |  | 2019-04-14 | 9 | 505588.8655 | 107870.3284 | 284148.9338 | 0 | 392019.2622
2476 | 0.006991% | 0.008131% | [6 empty] | 2019-04-14 | 10 | 2.7972 | 128887.7473 | kWh | GS |  | 2019-04-14 | 10 | 595756.7926 | 128887.7473 | 301446.2922 | 0 | 430334.0395
2477 | 0.006618% | 0.008182% | [6 empty] | 2019-04-14 | 11 | 3.2022 | 147550.7699 | kWh | GS |  | 2019-04-14 | 11 | 667758.9151 | 147550.7699 | 321647.5643 | 0 | 469198.3342
2478 | 0.006633% | 0.008387% | [6 empty] | 2019-04-14 | 12 | 3.5037 | 161442.1626 | kWh | GS |  | 2019-04-14 | 12 | 727532.8852 | 161442.1626 | 328263.7917 | 0 | 489705.9543
2479 | 0.006799% | 0.008858% | [6 empty] | 2019-04-14 | 13 | 3.4886 | 160745.4364 | kWh | GS |  | 2019-04-14 | 13 | 800804.3683 | 160745.4364 | 329182.3849 | 0 | 489927.8213
2480 | 0.007541% | 0.008965% | [6 empty] | 2019-04-14 | 14 | 3.5073 | 161607.6673 | kWh | GS |  | 2019-04-14 | 14 | 880912.7776 | 161607.6673 | 330382.8266 | 0 | 491990.4939
2481 | 0.009248% | 0.009623% | [6 empty] | 2019-04-14 | 15 | 3.4735 | 160050.3489 | kWh | GS |  | 2019-04-14 | 15 | 924154.3816 | 160050.3489 | 328853.8582 | 0 | 488904.2071
2482 | 0.0109% | 0.01056% | [6 empty] | 2019-04-14 | 16 | 3.5194 | 162167.2482 | kWh | GS |  | 2019-04-14 | 16 | 955860.8786 | 162167.2482 | 330901.1792 | 0 | 493068.4274
2483 | 0.01221% | 0.01152% | [6 empty] | 2019-04-14 | 17 | 3.4275 | 157934.2482 | kWh | GS |  | 2019-04-14 | 17 | 962950.3437 | 157934.2482 | 326269.2894 | 0 | 484203.5376
2484 | 0.01331% | 0.01202% | [6 empty] | 2019-04-14 | 18 | 3.3115 | 152587.524 | kWh | GS |  | 2019-04-14 | 18 | 938058.4498 | 152587.524 | 313509.6785 | 0 | 466097.2025
2485 | 0.01465% | 0.01203% | [6 empty] | 2019-04-14 | 19 | 3.186 | 146805.1831 | kWh | GS |  | 2019-04-14 | 19 | 912246.9515 | 146805.1831 | 304365.3278 | 0 | 451170.5109
2486 | 0.01611% | 0.01208% | [6 empty] | 2019-04-14 | 20 | 3.1513 | 145203.6045 | kWh | GS |  | 2019-04-14 | 20 | 891174.7442 | 145203.6045 | 294554.275 | 0 | 439757.8795
2487 | 0.0169% | 0.012% | [6 empty] | 2019-04-14 | 21 | 3.0418 | 140162.2532 | kWh | GS |  | 2019-04-14 | 21 | 841032.6513 | 140162.2532 | 280411.4579 | 0 | 420573.7111
2488 | 0.01748% | 0.0121% | [6 empty] | 2019-04-14 | 22 | 2.8212 | 129996.474 | kWh | GS |  | 2019-04-14 | 22 | 763352.8099 | 129996.474 | 265042.318 | 0 | 395038.792
2489 | 0.01761% | 0.01189% | [6 empty] | 2019-04-14 | 23 | 2.5928 | 119473.1991 | kWh | GS |  | 2019-04-14 | 23 | 657469.8648 | 119473.1991 | 248420.288 | 0 | 367893.4871
2490 | 0.01716% | 0.01144% | [6 empty] | 2019-04-14 | 24 | 2.3732 | 109352.1609 | kWh | GS |  | 2019-04-14 | 24 | 544710.2471 | 109352.1609 | 237090.7176 | 0 | 346442.8785
2491 | 0.01669% | 0.01108% | [6 empty] | 2019-04-15 | 1 | 2.279 | 105010.4206 | kWh | GS |  | 2019-04-15 | 1 | 463327.9537 | 105010.4206 | 228620.8439 | 0 | 333631.2645
2492 | 0.0163% | 0.0108% | [6 empty] | 2019-04-15 | 2 | 2.1698 | 99978.4159 | kWh | GS |  | 2019-04-15 | 2 | 379818.097 | 99978.4159 | 223435.6149 | 0 | 323414.0308
2493 | 0.01538% | 0.01032% | [6 empty] | 2019-04-15 | 3 | 2.1132 | 97373.5358 | kWh | GS |  | 2019-04-15 | 3 | 344683.4766 | 97373.5358 | 221127.4236 | 0 | 318500.9594
2494 | 0.01396% | 0.009697% | [6 empty] | 2019-04-15 | 4 | 2.0131 | 92761.1026 | kWh | GS |  | 2019-04-15 | 4 | 315464.7329 | 92761.1026 | 216047.9047 | 0 | 308809.0073
2495 | 0.01203% | 0.009031% | [6 empty] | 2019-04-15 | 5 | 1.9857 | 91499.0935 | kWh | GS |  | 2019-04-15 | 5 | 287545.2204 | 91499.0935 | 228558.3272 | 0 | 320057.4207
2496 | 0.009964% | 0.008504% | [6 empty] | 2019-04-15 | 6 | 2.0602 | 94928.2126 | kWh | GS |  | 2019-04-15 | 6 | 308385.9389 | 94928.2126 | 259702.3713 | 0 | 354630.5839
2497 | 0.008475% | 0.00819% | [6 empty] | 2019-04-15 | 7 | 2.3013 | 106039.285 | kWh | GS |  | 2019-04-15 | 7 | 377964.9642 | 106039.285 | 306686.1797 | 0 | 412725.4647
2498 | 0.006947% | 0.007939% | [6 empty] | 2019-04-15 | 8 | 2.4762 | 114100.63 | kWh | GS |  | 2019-04-15 | 8 | 387714.6384 | 114100.63 | 330948.7835 | 0 | 445049.4135
2499 | 0.006305% | 0.007819% | [6 empty] | 2019-04-15 | 9 | 2.7877 | 128450.8032 | kWh | GS |  | 2019-04-15 | 9 | 352658.9337 | 128450.8032 | 368126.3482 | 0 | 496577.1514
2500 | 0.00577% | 0.007581% | [6 empty] | 2019-04-15 | 10 | 3.0367 | 139925.5878 | kWh | GS |  | 2019-04-15 | 10 | 352773.0065 | 139925.5878 | 386216.0625 | 0 | 526141.6503
2501 | 0.00526% | 0.007857% | [6 empty] | 2019-04-15 | 11 | 3.2719 | 150760.9386 | kWh | GS |  | 2019-04-15 | 11 | 383561.3897 | 150760.9386 | 392652.4168 | 0 | 543413.3554
2502 | 0.005641% | 0.008705% | [6 empty] | 2019-04-15 | 12 | 3.4505 | 158990.1141 | kWh | GS |  | 2019-04-15 | 12 | 399664.3886 | 158990.1141 | 399795.5679 | 0 | 558785.682
2503 | 0.006914% | 0.01013% | [6 empty] | 2019-04-15 | 13 | 3.5962 | 165704.0414 | kWh | GS |  | 2019-04-15 | 13 | 411500.4737 | 165704.0414 | 396363.6616 | 0 | 562067.703
2504 | 0.007092% | 0.01093% | [6 empty] | 2019-04-15 | 14 | 3.6916 | 170101.18 | kWh | GS |  | 2019-04-15 | 14 | 440351.5434 | 170101.18 | 403542.0244 | 0 | 573643.2044
2505 | 0.006451% | 0.01219% | [6 empty] | 2019-04-15 | 15 | 3.8658 | 178130.2106 | kWh | GS |  | 2019-04-15 | 15 | 487210.0461 | 178130.2106 | 406458.1978 | 0 | 584588.4084
2506 | 0.006453% | 0.01292% | [6 empty] | 2019-04-15 | 16 | 3.8517 | 177478.6173 | kWh | GS |  | 2019-04-15 | 16 | 542429.0812 | 177478.6173 | 395782.4101 | 0 | 573261.0274
2507 | 0.007016% | 0.01334% | [6 empty] | 2019-04-15 | 17 | 3.6534 | 168340.4855 | kWh | GS |  | 2019-04-15 | 17 | 599138.2959 | 168340.4855 | 375404.2656 | 0 | 543744.7511
2508 | 0.00731% | 0.01372% | [6 empty] | 2019-04-15 | 18 | 3.3502 | 154368.2574 | kWh | GS |  | 2019-04-15 | 18 | 656526.9711 | 154368.2574 | 346810.8284 | 0 | 501179.0858
2509 | 0.007527% | 0.0138% | [6 empty] | 2019-04-15 | 19 | 3.0538 | 140711.3694 | kWh | GS |  | 2019-04-15 | 19 | 677103.6468 | 140711.3694 | 322951.2857 | 0 | 463662.6551
2510 | 0.008055% | 0.01408% | [6 empty] | 2019-04-15 | 20 | 2.8736 | 132410.3529 | kWh | GS |  | 2019-04-15 | 20 | 646881.8428 | 132410.3529 | 307756.7128 | 0 | 440167.0657
2511 | 0.008912% | 0.01435% | [6 empty] | 2019-04-15 | 21 | 2.798 | 128927.8389 | kWh | GS |  | 2019-04-15 | 21 | 638716.914 | 128927.8389 | 302389.5739 | 0 | 431317.4128
2512 | 0.009922% | 0.01407% | [6 empty] | 2019-04-15 | 22 | 2.4918 | 114818.6456 | kWh | GS |  | 2019-04-15 | 22 | 593456.4812 | 114818.6456 | 280477.0603 | 0 | 395295.7059
2513 | 0.01096% | 0.01335% | [6 empty] | 2019-04-15 | 23 | 2.2563 | 103964.6424 | kWh | GS |  | 2019-04-15 | 23 | 492617.5338 | 103964.6424 | 249778.7932 | 0 | 353743.4356
2514 | 0.01201% | 0.0123% | [6 empty] | 2019-04-15 | 24 | 2.0762 | 95669.2053 | kWh | GS |  | 2019-04-15 | 24 | 385964.6719 | 95669.2053 | 232266.7672 | 0 | 327935.9725
2515 | 0.01239% | 0.01138% | [6 empty] | 2019-04-16 | 1 | 1.9054 | 87794.7303 | kWh | GS |  | 2019-04-16 | 1 | 311546.1596 | 87794.7303 | 219319.4337 | 0 | 307114.164
2516 | 0.01183% | 0.01081% | [6 empty] | 2019-04-16 | 2 | 1.8363 | 84610.9212 | kWh | GS |  | 2019-04-16 | 2 | 254833.0666 | 84610.9212 | 215434.4924 | 0 | 300045.4136
2517 | 0.01168% | 0.01059% | [6 empty] | 2019-04-16 | 3 | 1.7989 | 82890.1132 | kWh | GS |  | 2019-04-16 | 3 | 235530.5378 | 82890.1132 | 208215.5076 | 0 | 291105.6208
2518 | 0.01086% | 0.009704% | [6 empty] | 2019-04-16 | 4 | 1.795 | 82710.5857 | kWh | GS |  | 2019-04-16 | 4 | 226591.4172 | 82710.5857 | 206906.6613 | 0 | 289617.2471
2519 | 0.009011% | 0.008684% | [6 empty] | 2019-04-16 | 5 | 1.8296 | 84302.5087 | kWh | GS |  | 2019-04-16 | 5 | 240105.2342 | 84302.5087 | 217738.4908 | 0 | 302040.9995
2520 | 0.00706% | 0.00805% | [6 empty] | 2019-04-16 | 6 | 1.9056 | 87806.253 | kWh | GS |  | 2019-04-16 | 6 | 289324.2532 | 87806.253 | 244791.5898 | 0 | 332597.8428
2521 | 0.005699% | 0.007539% | [6 empty] | 2019-04-16 | 7 | 2.1722 | 100091.9359 | kWh | GS |  | 2019-04-16 | 7 | 384285.3292 | 100091.9359 | 294001.3897 | 0 | 394093.3256
2522 | 0.004661% | 0.007366% | [6 empty] | 2019-04-16 | 8 | 2.3288 | 107306.6561 | kWh | GS |  | 2019-04-16 | 8 | 417710.1343 | 107306.6561 | 322774.4996 | 0 | 430081.1557
2523 | 0.004308% | 0.007146% | [6 empty] | 2019-04-16 | 9 | 2.7074 | 124751.1842 | kWh | GS |  | 2019-04-16 | 9 | 387962.4567 | 124751.1842 | 349520.7343 | 0 | 474271.9185
2524 | 0.004145% | 0.00711% | [6 empty] | 2019-04-16 | 10 | 3.0016 | 138305.7275 | kWh | GS |  | 2019-04-16 | 10 | 364731.1244 | 138305.7275 | 370078.6457 | 0 | 508384.3732
2525 | 0.004392% | 0.007415% | [6 empty] | 2019-04-16 | 11 | 3.3203 | 152991.4061 | kWh | GS |  | 2019-04-16 | 11 | 351696.0222 | 152991.4061 | 384375.6716 | 0 | 537367.0777
2526 | 0.005292% | 0.008165% | [6 empty] | 2019-04-16 | 12 | 3.5372 | 162988.1677 | kWh | GS |  | 2019-04-16 | 12 | 347622.0319 | 162988.1677 | 396177.4381 | 0 | 559165.6058
2527 | 0.007029% | 0.009674% | [6 empty] | 2019-04-16 | 13 | 3.6288 | 167207.5209 | kWh | GS |  | 2019-04-16 | 13 | 367099.8421 | 167207.5209 | 397847.5567 | 0 | 565055.0776
2528 | 0.007641% | 0.01056% | [6 empty] | 2019-04-16 | 14 | 3.8148 | 175780.0169 | kWh | GS |  | 2019-04-16 | 14 | 399353.4452 | 175780.0169 | 405627.1172 | 0 | 581407.1341
2529 | 0.007096% | 0.01164% | [6 empty] | 2019-04-16 | 15 | 4.0173 | 185107.4571 | kWh | GS |  | 2019-04-16 | 15 | 430583.5769 | 185107.4571 | 401910.2756 | 0 | 587017.7327
2530 | 0.006671% | 0.01248% | [6 empty] | 2019-04-16 | 16 | 4.0178 | 185134.3313 | kWh | GS |  | 2019-04-16 | 16 | 502647.6358 | 185134.3313 | 390364.8506 | 0 | 575499.1819
2531 | 0.006433% | 0.01319% | [6 empty] | 2019-04-16 | 17 | 3.8158 | 175825.1281 | kWh | GS |  | 2019-04-16 | 17 | 578634.8893 | 175825.1281 | 371202.6288 | 0 | 547027.7569
2532 | 0.006358% | 0.01373% | [6 empty] | 2019-04-16 | 18 | 3.4856 | 160610.2574 | kWh | GS |  | 2019-04-16 | 18 | 658449.405 | 160610.2574 | 345793.7005 | 0 | 506403.9579
2533 | 0.006715% | 0.01387% | [6 empty] | 2019-04-16 | 19 | 3.0653 | 141241.3607 | kWh | GS |  | 2019-04-16 | 19 | 682619.5641 | 141241.3607 | 324952.3397 | 0 | 466193.7004
2534 | 0.007305% | 0.01427% | [6 empty] | 2019-04-16 | 20 | 2.8919 | 133254.2042 | kWh | GS |  | 2019-04-16 | 20 | 645810.2686 | 133254.2042 | 309881.0354 | 0 | 443135.2396
2535 | 0.007876% | 0.01441% | [6 empty] | 2019-04-16 | 21 | 2.8287 | 130340.9737 | kWh | GS |  | 2019-04-16 | 21 | 651882.6085 | 130340.9737 | 303635.7195 | 0 | 433976.6932
2536 | 0.009194% | 0.01413% | [6 empty] | 2019-04-16 | 22 | 2.5092 | 115616.6174 | kWh | GS |  | 2019-04-16 | 22 | 608689.1838 | 115616.6174 | 284319.2875 | 0 | 399935.9049
2537 | 0.01058% | 0.01343% | [6 empty] | 2019-04-16 | 23 | 2.2846 | 105268.3757 | kWh | GS |  | 2019-04-16 | 23 | 508409.4433 | 105268.3757 | 257039.2677 | 0 | 362307.6434
2538 | 0.01204% | 0.01243% | [6 empty] | 2019-04-16 | 24 | 2.1122 | 97327.1394 | kWh | GS |  | 2019-04-16 | 24 | 402458.3855 | 97327.1394 | 236640.0036 | 0 | 333967.143
2539 | 0.01249% | 0.01144% | [6 empty] | 2019-04-17 | 1 | 1.9752 | 91014.5394 | kWh | GS |  | 2019-04-17 | 1 | 320117.4604 | 91014.5394 | 223991.5981 | 0 | 315006.1375
2540 | 0.01181% | 0.01088% | [6 empty] | 2019-04-17 | 2 | 1.8946 | 87298.0991 | kWh | GS |  | 2019-04-17 | 2 | 271594.7758 | 87298.0991 | 219068.5302 | 0 | 306366.6293
2541 | 0.01192% | 0.01065% | [6 empty] | 2019-04-17 | 3 | 1.8325 | 84439.5773 | kWh | GS |  | 2019-04-17 | 3 | 247053.9096 | 84439.5773 | 215535.6889 | 0 | 299975.2662
2542 | 0.01113% | 0.009818% | [6 empty] | 2019-04-17 | 4 | 1.8103 | 83415.1164 | kWh | GS |  | 2019-04-17 | 4 | 240192.1531 | 83415.1164 | 213634.7294 | 0 | 297049.8458
2543 | 0.0093% | 0.008894% | [6 empty] | 2019-04-17 | 5 | 1.812 | 83493.8549 | kWh | GS |  | 2019-04-17 | 5 | 237543.9392 | 83493.8549 | 225543.084 | 0 | 309036.9389
2544 | 0.007362% | 0.008198% | [6 empty] | 2019-04-17 | 6 | 1.925 | 88701.1995 | kWh | GS |  | 2019-04-17 | 6 | 284827.5088 | 88701.1995 | 251539.3982 | 0 | 340240.5977
2545 | 0.005855% | 0.007733% | [6 empty] | 2019-04-17 | 7 | 2.1716 | 100064.7665 | kWh | GS |  | 2019-04-17 | 7 | 363825.7036 | 100064.7665 | 298625.9817 | 0 | 398690.7482
2546 | 0.004968% | 0.007521% | [6 empty] | 2019-04-17 | 8 | 2.3877 | 110021.5344 | kWh | GS |  | 2019-04-17 | 8 | 372507.1402 | 110021.5344 | 330658.7652 | 0 | 440680.2996
2547 | 0.004519% | 0.007364% | [6 empty] | 2019-04-17 | 9 | 2.7005 | 124432.746 | kWh | GS |  | 2019-04-17 | 9 | 347423.0672 | 124432.746 | 367024.224 | 0 | 491456.97
2548 | 0.004393% | 0.007292% | [6 empty] | 2019-04-17 | 10 | 3.1524 | 145255.4143 | kWh | GS |  | 2019-04-17 | 10 | 339994.5033 | 145255.4143 | 392949.7347 | 0 | 538205.149
2549 | 0.004345% | 0.007586% | [6 empty] | 2019-04-17 | 11 | 3.497 | 161136.0895 | kWh | GS |  | 2019-04-17 | 11 | 346289.2747 | 161136.0895 | 410144.0263 | 0 | 571280.1158
2550 | 0.00521% | 0.008352% | [6 empty] | 2019-04-17 | 12 | 3.6959 | 170297.7765 | kWh | GS |  | 2019-04-17 | 12 | 366183.5011 | 170297.7765 | 415082.8736 | 0 | 585380.6501
2551 | 0.006655% | 0.009787% | [6 empty] | 2019-04-17 | 13 | 3.908 | 180073.1661 | kWh | GS |  | 2019-04-17 | 13 | 411123.7654 | 180073.1661 | 421759.1698 | 0 | 601832.3359
2552 | 0.006814% | 0.01082% | [6 empty] | 2019-04-17 | 14 | 4.1566 | 191526.5147 | kWh | GS |  | 2019-04-17 | 14 | 471971.5131 | 191526.5147 | 427815.6246 | 0 | 619342.1393
2553 | 0.006355% | 0.01206% | [6 empty] | 2019-04-17 | 15 | 4.3233 | 199208.0575 | kWh | GS |  | 2019-04-17 | 15 | 542539.0226 | 199208.0575 | 424758.4542 | 0 | 623966.5117
2554 | 0.006219% | 0.01321% | [6 empty] | 2019-04-17 | 16 | 4.3574 | 200778.7704 | kWh | GS |  | 2019-04-17 | 16 | 629052.8968 | 200778.7704 | 416287.269 | 0 | 617066.0394
2555 | 0.006334% | 0.01402% | [6 empty] | 2019-04-17 | 17 | 4.2113 | 194047.4202 | kWh | GS |  | 2019-04-17 | 17 | 687868.3444 | 194047.4202 | 394792.1725 | 0 | 588839.5927
2556 | 0.006698% | 0.01437% | [6 empty] | 2019-04-17 | 18 | 3.7897 | 174623.1111 | kWh | GS |  | 2019-04-17 | 18 | 742435.7788 | 174623.1111 | 371416.0985 | 0 | 546039.2096
2557 | 0.00752% | 0.01477% | [6 empty] | 2019-04-17 | 19 | 3.4597 | 159417.0468 | kWh | GS |  | 2019-04-17 | 19 | 762929.5393 | 159417.0468 | 344529.6929 | 0 | 503946.7397
2558 | 0.008633% | 0.0152% | [6 empty] | 2019-04-17 | 20 | 3.281 | 151179.8318 | kWh | GS |  | 2019-04-17 | 20 | 711586.2596 | 151179.8318 | 334942.751 | 0 | 486122.5828
2559 | 0.009924% | 0.01532% | [6 empty] | 2019-04-17 | 21 | 3.1053 | 143086.9739 | kWh | GS |  | 2019-04-17 | 21 | 724381.209 | 143086.9739 | 329883.0667 | 0 | 472970.0406
2560 | 0.01151% | 0.01515% | [6 empty] | 2019-04-17 | 22 | 2.76 | 127177.3032 | kWh | GS |  | 2019-04-17 | 22 | 653178.5356 | 127177.3032 | 302992.1122 | 0 | 430169.4154
2561 | 0.01258% | 0.01445% | [6 empty] | 2019-04-17 | 23 | 2.4482 | 112809.794 | kWh | GS |  | 2019-04-17 | 23 | 564880.6309 | 112809.794 | 275677.2758 | 0 | 388487.0698
2562 | 0.01358% | 0.0134% | [6 empty] | 2019-04-17 | 24 | 2.277 | 104921.398 | kWh | GS |  | 2019-04-17 | 24 | 454874.3757 | 104921.398 | 253824.6724 | 0 | 358746.0704
2563 | 0.01396% | 0.01237% | [6 empty] | 2019-04-18 | 1 | 2.107 | 97084.0515 | kWh | GS |  | 2019-04-18 | 1 | 375300.1223 | 97084.0515 | 235872.2606 | 0 | 332956.3121
2564 | 0.01302% | 0.01193% | [6 empty] | 2019-04-18 | 2 | 2.0029 | 92289.6417 | kWh | GS |  | 2019-04-18 | 2 | 328776.8257 | 92289.6417 | 238279.0136 | 0 | 330568.6553
2565 | 0.01325% | 0.01161% | [6 empty] | 2019-04-18 | 3 | 1.9346 | 89141.1591 | kWh | GS |  | 2019-04-18 | 3 | 284204.3567 | 89141.1591 | 228625.0281 | 0 | 317766.1872
2566 | 0.01195% | 0.01056% | [6 empty] | 2019-04-18 | 4 | 1.9449 | 89618.0767 | kWh | GS |  | 2019-04-18 | 4 | 264118.1299 | 89618.0767 | 227877.8475 | 0 | 317495.9241
2567 | 0.01033% | 0.009537% | [6 empty] | 2019-04-18 | 5 | 1.939 | 89344.7223 | kWh | GS |  | 2019-04-18 | 5 | 258483.4412 | 89344.7223 | 240792.0738 | 0 | 330136.7961
2568 | 0.00832% | 0.008807% | [6 empty] | 2019-04-18 | 6 | 1.9982 | 92070.7972 | kWh | GS |  | 2019-04-18 | 6 | 302588.6429 | 92070.7972 | 268843.1646 | 0 | 360913.9618
2569 | 0.006865% | 0.008173% | [6 empty] | 2019-04-18 | 7 | 2.2826 | 105176.3612 | kWh | GS |  | 2019-04-18 | 7 | 373890.293 | 105176.3612 | 315426.1173 | 0 | 420602.4785
2570 | 0.006014% | 0.008115% | [6 empty] | 2019-04-18 | 8 | 2.505 | 115427.3427 | kWh | GS |  | 2019-04-18 | 8 | 379803.7962 | 115427.3427 | 346962.6834 | 0 | 462390.0261
2571 | 0.005198% | 0.007801% | [6 empty] | 2019-04-18 | 9 | 2.8876 | 133054.5814 | kWh | GS |  | 2019-04-18 | 9 | 358270.3399 | 133054.5814 | 379484.0358 | 0 | 512538.6172
2572 | 0.004831% | 0.007794% | [6 empty] | 2019-04-18 | 10 | 3.4839 | 160533.2631 | kWh | GS |  | 2019-04-18 | 10 | 366626.5127 | 160533.2631 | 412067.001 | 0 | 572600.2641
2573 | 0.004728% | 0.008104% | [6 empty] | 2019-04-18 | 11 | 3.9519 | 182097.328 | kWh | GS |  | 2019-04-18 | 11 | 421545.121 | 182097.328 | 425763.5491 | 0 | 607860.8771
2574 | 0.005535% | 0.00886% | [6 empty] | 2019-04-18 | 12 | 4.2808 | 197249.7481 | kWh | GS |  | 2019-04-18 | 12 | 472062.8476 | 197249.7481 | 429828.0841 | 0 | 627077.8322
2575 | 0.006839% | 0.01032% | [6 empty] | 2019-04-18 | 13 | 4.3936 | 202448.3737 | kWh | GS |  | 2019-04-18 | 13 | 519223.3025 | 202448.3737 | 438690.5562 | 0 | 641138.9299
2576 | 0.006947% | 0.01135% | [6 empty] | 2019-04-18 | 14 | 4.5077 | 207705.7271 | kWh | GS |  | 2019-04-18 | 14 | 591797.98 | 207705.7271 | 442854.7468 | 0 | 650560.4739
2577 | 0.006553% | 0.01258% | [6 empty] | 2019-04-18 | 15 | 4.6662 | 215009.8046 | kWh | GS |  | 2019-04-18 | 15 | 669819.4982 | 215009.8046 | 441883.0559 | 0 | 656892.8605
2578 | 0.006706% | 0.01406% | [6 empty] | 2019-04-18 | 16 | 4.745 | 218639.0391 | kWh | GS |  | 2019-04-18 | 16 | 745208.1753 | 218639.0391 | 433116.7436 | 0 | 651755.7827
2579 | 0.007711% | 0.01492% | [6 empty] | 2019-04-18 | 17 | 4.5691 | 210536.086 | kWh | GS |  | 2019-04-18 | 17 | 825931.5561 | 210536.086 | 412030.5946 | 0 | 622566.6806
2580 | 0.008635% | 0.01539% | [6 empty] | 2019-04-18 | 18 | 4.1892 | 193032.1003 | kWh | GS |  | 2019-04-18 | 18 | 887128.3416 | 193032.1003 | 389692.5094 | 0 | 582724.6097
2581 | 0.009497% | 0.01574% | [6 empty] | 2019-04-18 | 19 | 3.8385 | 176869.0058 | kWh | GS |  | 2019-04-18 | 19 | 883942.5095 | 176869.0058 | 366004.6942 | 0 | 542873.7
2582 | 0.01082% | 0.01597% | [6 empty] | 2019-04-18 | 20 | 3.633 | 167403.3665 | kWh | GS |  | 2019-04-18 | 20 | 835984.9097 | 167403.3665 | 346719.7456 | 0 | 514123.1121
2583 | 0.01225% | 0.01613% | [6 empty] | 2019-04-18 | 21 | 3.5591 | 163997.6114 | kWh | GS |  | 2019-04-18 | 21 | 815255.2235 | 163997.6114 | 343511.7894 | 0 | 507509.4008
2584 | 0.01363% | 0.016% | [6 empty] | 2019-04-18 | 22 | 3.1793 | 146495.3175 | kWh | GS |  | 2019-04-18 | 22 | 760068.191 | 146495.3175 | 321512.0021 | 0 | 468007.3196
2585 | 0.01511% | 0.01528% | [6 empty] | 2019-04-18 | 23 | 2.8373 | 130736.6445 | kWh | GS |  | 2019-04-18 | 23 | 700960.1997 | 130736.6445 | 288736.7902 | 0 | 419473.4347
2586 | 0.01623% | 0.0143% | [6 empty] | 2019-04-18 | 24 | 2.6084 | 120188.0676 | kWh | GS |  | 2019-04-18 | 24 | 601410.7113 | 120188.0676 | 269207.5209 | 0 | 389395.5885
2587 | 0.01617% | 0.01333% | [6 empty] | 2019-04-19 | 1 | 2.4548 | 113114.1516 | kWh | GS |  | 2019-04-19 | 1 | 512393.9317 | 113114.1516 | 254061.3992 | 0 | 367175.5508
2588 | 0.01529% | 0.01262% | [6 empty] | 2019-04-19 | 2 | 2.3 | 105977.6605 | kWh | GS |  | 2019-04-19 | 2 | 425561.6648 | 105977.6605 | 245242.6682 | 0 | 351220.3287
2589 | 0.01491% | 0.01246% | [6 empty] | 2019-04-19 | 3 | 2.2164 | 102129.1711 | kWh | GS |  | 2019-04-19 | 3 | 384361.7901 | 102129.1711 | 238387.2636 | 0 | 340516.4347
2590 | 0.0139% | 0.01149% | [6 empty] | 2019-04-19 | 4 | 2.1635 | 99689.3918 | kWh | GS |  | 2019-04-19 | 4 | 352240.7072 | 99689.3918 | 237453.793 | 0 | 337143.1848
2591 | 0.01282% | 0.0103% | [6 empty] | 2019-04-19 | 5 | 2.1324 | 98254.8751 | kWh | GS |  | 2019-04-19 | 5 | 339109.469 | 98254.8751 | 248307.9125 | 0 | 346562.7876
2592 | 0.011% | 0.009559% | [6 empty] | 2019-04-19 | 6 | 2.1857 | 100714.2755 | kWh | GS |  | 2019-04-19 | 6 | 355508.1228 | 100714.2755 | 277780.1813 | 0 | 378494.4568
2593 | 0.009372% | 0.009013% | [6 empty] | 2019-04-19 | 7 | 2.4862 | 114559.9403 | kWh | GS |  | 2019-04-19 | 7 | 396824.2938 | 114559.9403 | 315075.3393 | 0 | 429635.2796
2594 | 0.007784% | 0.008622% | [6 empty] | 2019-04-19 | 8 | 2.6945 | 124157.1157 | kWh | GS |  | 2019-04-19 | 8 | 431618.0494 | 124157.1157 | 339141.6949 | 0 | 463298.8106
2595 | 0.007031% | 0.008359% | [6 empty] | 2019-04-19 | 9 | 3.0521 | 140634.2166 | kWh | GS |  | 2019-04-19 | 9 | 465142.1929 | 140634.2166 | 358334.601 | 0 | 498968.8176
2596 | 0.006443% | 0.008276% | [6 empty] | 2019-04-19 | 10 | 3.4913 | 160873.8064 | kWh | GS |  | 2019-04-19 | 10 | 481255.797 | 160873.8064 | 376863.2497 | 0 | 537737.0561
2597 | 0.006203% | 0.008507% | [6 empty] | 2019-04-19 | 11 | 3.8453 | 177185.8298 | kWh | GS |  | 2019-04-19 | 11 | 544004.0419 | 177185.8298 | 390419.7741 | 0 | 567605.6039
2598 | 0.006503% | 0.009291% | [6 empty] | 2019-04-19 | 12 | 4.1147 | 189596.9469 | kWh | GS |  | 2019-04-19 | 12 | 600185.0383 | 189596.9469 | 399037.3184 | 0 | 588634.2653
2599 | 0.007258% | 0.01055% | [6 empty] | 2019-04-19 | 13 | 3.8962 | 179530.0363 | kWh | GS |  | 2019-04-19 | 13 | 601992.1654 | 179530.0363 | 372375.9811 | 0 | 551906.0174
2600 | 0.007895% | 0.01137% | [6 empty] | 2019-04-19 | 14 | 3.3741 | 155470.7958 | kWh | GS |  | 2019-04-19 | 14 | 515224.5581 | 155470.7958 | 334161.8733 | 0 | 489632.6691
2601 | 0.008508% | 0.01225% | [6 empty] | 2019-04-19 | 15 | 3.2629 | 150346.7018 | kWh | GS |  | 2019-04-19 | 15 | 494610.54 | 150346.7018 | 328475.1017 | 0 | 478821.8035
2602 | 0.008803% | 0.0132% | [6 empty] | 2019-04-19 | 16 | 3.1139 | 143484.502 | kWh | GS |  | 2019-04-19 | 16 | 487102.7421 | 143484.502 | 318932.776 | 0 | 462417.278
2603 | 0.009951% | 0.01393% | [6 empty] | 2019-04-19 | 17 | 3.013 | 138834.7118 | kWh | GS |  | 2019-04-19 | 17 | 516609.37 | 138834.7118 | 319094.5974 | 0 | 457929.3092
2604 | 0.01098% | 0.01445% | [6 empty] | 2019-04-19 | 18 | 2.9139 | 134268.3191 | kWh | GS |  | 2019-04-19 | 18 | 550960.9757 | 134268.3191 | 315124.3238 | 0 | 449392.6429
2605 | 0.01101% | 0.01355% | [6 empty] | 2019-04-19 | 19 | 2.6945 | 124158.3958 | kWh | GS |  | 2019-04-19 | 19 | 552880.6196 | 124158.3958 | 296392.9062 | 0 | 420551.302
2606 | 0.009424% | 0.01202% | [6 empty] | 2019-04-19 | 20 | 2.5683 | 118342.7659 | kWh | GS |  | 2019-04-19 | 20 | 504684.8154 | 118342.7659 | 282920.249 | 0 | 401263.0149
2607 | 0.009047% | 0.01175% | [6 empty] | 2019-04-19 | 21 | 2.6102 | 120273.8233 | kWh | GS |  | 2019-04-19 | 21 | 512536.1186 | 120273.8233 | 283263.5973 | 0 | 403537.4206
2608 | 0.00891% | 0.01135% | [6 empty] | 2019-04-19 | 22 | 2.4398 | 112420.6312 | kWh | GS |  | 2019-04-19 | 22 | 481905.2501 | 112420.6312 | 269673.9508 | 0 | 382094.582
2609 | 0.00945% | 0.01124% | [6 empty] | 2019-04-19 | 23 | 2.2444 | 103415.5475 | kWh | GS |  | 2019-04-19 | 23 | 462016.7573 | 103415.5475 | 243701.3649 | 0 | 347116.9124
2610 | 0.01008% | 0.01103% | [6 empty] | 2019-04-19 | 24 | 2.0803 | 95856.3362 | kWh | GS |  | 2019-04-19 | 24 | 389771.424 | 95856.3362 | 223857.8517 | 0 | 319714.1879
2611 | 0.01011% | 0.01032% | [6 empty] | 2019-04-20 | 1 | 1.942 | 89484.4778 | kWh | GS |  | 2019-04-20 | 1 | 327249.7242 | 89484.4778 | 212493.8529 | 0 | 301978.3307
2612 | 0.009231% | 0.00985% | [6 empty] | 2019-04-20 | 2 | 1.8451 | 85018.0254 | kWh | GS |  | 2019-04-20 | 2 | 284647.9412 | 85018.0254 | 203883.287 | 0 | 288901.3124
2613 | 0.009375% | 0.009906% | [6 empty] | 2019-04-20 | 3 | 1.7685 | 81490.8407 | kWh | GS |  | 2019-04-20 | 3 | 254218.5329 | 81490.8407 | 197922.0753 | 0 | 279412.916
2614 | 0.008815% | 0.00938% | [6 empty] | 2019-04-20 | 4 | 1.7314 | 79778.8617 | kWh | GS |  | 2019-04-20 | 4 | 240200.3688 | 79778.8617 | 196930.9552 | 0 | 276709.8169
2615 | 0.008451% | 0.008521% | [6 empty] | 2019-04-20 | 5 | 1.7361 | 79994.9094 | kWh | GS |  | 2019-04-20 | 5 | 235083.6393 | 79994.9094 | 204076.8908 | 0 | 284071.8002
2616 | 0.007129% | 0.007848% | [6 empty] | 2019-04-20 | 6 | 1.7554 | 80887.5365 | kWh | GS |  | 2019-04-20 | 6 | 244867.3824 | 80887.5365 | 211773.1926 | 0 | 292660.7291
2617 | 0.005986% | 0.007413% | [6 empty] | 2019-04-20 | 7 | 1.8557 | 85505.3149 | kWh | GS |  | 2019-04-20 | 7 | 273030.2491 | 85505.3149 | 233941.0168 | 0 | 319446.3317
2618 | 0.005207% | 0.007092% | [6 empty] | 2019-04-20 | 8 | 1.8146 | 83611.3877 | kWh | GS |  | 2019-04-20 | 8 | 346073.9868 | 83611.3877 | 241353.2909 | 0 | 324964.6786
2619 | 0.00465% | 0.006859% | [6 empty] | 2019-04-20 | 9 | 1.8801 | 86629.544 | kWh | GS |  | 2019-04-20 | 9 | 419406.7306 | 86629.544 | 255115.3264 | 0 | 341744.8704
2620 | 0.004394% | 0.006793% | [6 empty] | 2019-04-20 | 10 | 2.0931 | 96447.5303 | kWh | GS |  | 2019-04-20 | 10 | 455559.068 | 96447.5303 | 260107.6476 | 0 | 356555.1779
2621 | 0.0043% | 0.006973% | [6 empty] | 2019-04-20 | 11 | 2.2733 | 104747.8717 | kWh | GS |  | 2019-04-20 | 11 | 464134.0975 | 104747.8717 | 263718.3498 | 0 | 368466.2215
2622 | 0.004479% | 0.007184% | [6 empty] | 2019-04-20 | 12 | 2.3219 | 106989.4245 | kWh | GS |  | 2019-04-20 | 12 | 464190.1882 | 106989.4245 | 263032.5474 | 0 | 370021.9719
2623 | 0.004994% | 0.007842% | [6 empty] | 2019-04-20 | 13 | 2.2704 | 104613.2811 | kWh | GS |  | 2019-04-20 | 13 | 455591.9169 | 104613.2811 | 264790.6198 | 0 | 369403.9009
2624 | 0.00633% | 0.007977% | [6 empty] | 2019-04-20 | 14 | 2.2994 | 105953.1161 | kWh | GS |  | 2019-04-20 | 14 | 446779.5145 | 105953.1161 | 255102.7677 | 0 | 361055.8838
2625 | 0.007672% | 0.008389% | [6 empty] | 2019-04-20 | 15 | 2.3593 | 108713.3934 | kWh | GS |  | 2019-04-20 | 15 | 455883.4033 | 108713.3934 | 256453.5466 | 0 | 365166.94
2626 | 0.008333% | 0.008753% | [6 empty] | 2019-04-20 | 16 | 2.3764 | 109497.9306 | kWh | GS |  | 2019-04-20 | 16 | 460704.344 | 109497.9306 | 257597.8624 | 0 | 367095.793
2627 | 0.00849% | 0.009045% | [6 empty] | 2019-04-20 | 17 | 2.3471 | 108150.2411 | kWh | GS |  | 2019-04-20 | 17 | 478419.1713 | 108150.2411 | 257382.5285 | 0 | 365532.7696
2628 | 0.008491% | 0.009083% | [6 empty] | 2019-04-20 | 18 | 2.3564 | 108579.1584 | kWh | GS |  | 2019-04-20 | 18 | 493241.1019 | 108579.1584 | 254789.2791 | 0 | 363368.4375
2629 | 0.008333% | 0.009068% | [6 empty] | 2019-04-20 | 19 | 2.3256 | 107157.4972 | kWh | GS |  | 2019-04-20 | 19 | 495863.432 | 107157.4972 | 249982.9576 | 0 | 357140.4548
2630 | 0.008172% | 0.008863% | [6 empty] | 2019-04-20 | 20 | 2.2844 | 105260.369 | kWh | GS |  | 2019-04-20 | 20 | 498733.0796 | 105260.369 | 248306.0235 | 0 | 353566.3925
2631 | 0.008339% | 0.008964% | [6 empty] | 2019-04-20 | 21 | 2.3918 | 110209.0418 | kWh | GS |  | 2019-04-20 | 21 | 518695.3307 | 110209.0418 | 249547.1751 | 0 | 359756.2169
2632 | 0.008427% | 0.009011% | [6 empty] | 2019-04-20 | 22 | 2.2733 | 104747.9558 | kWh | GS |  | 2019-04-20 | 22 | 476300.2102 | 104747.9558 | 243018.3206 | 0 | 347766.2764
2633 | 0.008751% | 0.008973% | [6 empty] | 2019-04-20 | 23 | 2.1549 | 99291.4703 | kWh | GS |  | 2019-04-20 | 23 | 451884.846 | 99291.4703 | 230535.6869 | 0 | 329827.1572
2634 | 0.009022% | 0.00892% | [6 empty] | 2019-04-20 | 24 | 2.04 | 93998.2539 | kWh | GS |  | 2019-04-20 | 24 | 389559.273 | 93998.2539 | 212330.2928 | 0 | 306328.5467
2635 | 0.00907% | 0.008767% | [6 empty] | 2019-04-21 | 1 | 1.9327 | 89056.9948 | kWh | GS |  | 2019-04-21 | 1 | 333556.8715 | 89056.9948 | 203485.051 | 0 | 292542.0458
2636 | 0.009123% | 0.008679% | [6 empty] | 2019-04-21 | 2 | 1.8936 | 87253.8649 | kWh | GS |  | 2019-04-21 | 2 | 292361.7786 | 87253.8649 | 197718.8963 | 0 | 284972.7612
2637 | 0.009488% | 0.008831% | [6 empty] | 2019-04-21 | 3 | 1.8206 | 83888.151 | kWh | GS |  | 2019-04-21 | 3 | 271225.3006 | 83888.151 | 194975.2353 | 0 | 278863.3863
2638 | 0.008712% | 0.008537% | [6 empty] | 2019-04-21 | 4 | 1.7531 | 80780.2983 | kWh | GS |  | 2019-04-21 | 4 | 260849.1309 | 80780.2983 | 194335.9614 | 0 | 275116.2597
2639 | 0.008266% | 0.008097% | [6 empty] | 2019-04-21 | 5 | 1.7304 | 79734.9791 | kWh | GS |  | 2019-04-21 | 5 | 261240.2654 | 79734.9791 | 197788.0122 | 0 | 277522.9913
2640 | 0.007126% | 0.00752% | [6 empty] | 2019-04-21 | 6 | 1.7283 | 79636.1832 | kWh | GS |  | 2019-04-21 | 6 | 281024.2178 | 79636.1832 | 205674.3723 | 0 | 285310.5555
2641 | 0.006101% | 0.007181% | [6 empty] | 2019-04-21 | 7 | 1.76 | 81096.3536 | kWh | GS |  | 2019-04-21 | 7 | 306959.1288 | 81096.3536 | 211819.0191 | 0 | 292915.3727
2642 | 0.005348% | 0.006996% | [6 empty] | 2019-04-21 | 8 | 1.6569 | 76348.8616 | kWh | GS |  | 2019-04-21 | 8 | 387825.8126 | 76348.8616 | 213481.7701 | 0 | 289830.6317
2643 | 0.004961% | 0.006846% | [6 empty] | 2019-04-21 | 9 | 1.6558 | 76296.1044 | kWh | GS |  | 2019-04-21 | 9 | 483729.355 | 76296.1044 | 221840.5864 | 0 | 298136.6908
2644 | 0.004771% | 0.006754% | [6 empty] | 2019-04-21 | 10 | 1.8346 | 84536.8419 | kWh | GS |  | 2019-04-21 | 10 | 509253.3399 | 84536.8419 | 231882.1111 | 0 | 316418.953
2645 | 0.004778% | 0.006813% | [6 empty] | 2019-04-21 | 11 | 2.0236 | 93241.7117 | kWh | GS |  | 2019-04-21 | 11 | 507403.0371 | 93241.7117 | 240548.0233 | 0 | 333789.735
2646 | 0.00514% | 0.007004% | [6 empty] | 2019-04-21 | 12 | 2.1741 | 100180.44 | kWh | GS |  | 2019-04-21 | 12 | 499078.1596 | 100180.44 | 241679.7117 | 0 | 341860.1517
2647 | 0.005615% | 0.00719% | [6 empty] | 2019-04-21 | 13 | 2.1695 | 99966.1663 | kWh | GS |  | 2019-04-21 | 13 | 507157.6753 | 99966.1663 | 241904.5389 | 0 | 341870.7052
2648 | 0.007094% | 0.007115% | [6 empty] | 2019-04-21 | 14 | 2.0683 | 95303.3873 | kWh | GS |  | 2019-04-21 | 14 | 522214.6667 | 95303.3873 | 239858.0308 | 0 | 335161.4181
2649 | 0.008848% | 0.007319% | [6 empty] | 2019-04-21 | 15 | 2.0901 | 96306.9313 | kWh | GS |  | 2019-04-21 | 15 | 549406.0888 | 96306.9313 | 240345.5579 | 0 | 336652.4892
2650 | 0.009315% | 0.007767% | [6 empty] | 2019-04-21 | 16 | 2.1952 | 101152.3524 | kWh | GS |  | 2019-04-21 | 16 | 589970.4524 | 101152.3524 | 245484.0907 | 0 | 346636.4431
2651 | 0.009281% | 0.008194% | [6 empty] | 2019-04-21 | 17 | 2.2489 | 103623.223 | kWh | GS |  | 2019-04-21 | 17 | 629510.7966 | 103623.223 | 247307.8927 | 0 | 350931.1157
2652 | 0.009129% | 0.008392% | [6 empty] | 2019-04-21 | 18 | 2.3495 | 108261.9488 | kWh | GS |  | 2019-04-21 | 18 | 647478.7043 | 108261.9488 | 250130.7388 | 0 | 358392.6876
2653 | 0.009277% | 0.008392% | [6 empty] | 2019-04-21 | 19 | 2.3936 | 110293.6351 | kWh | GS |  | 2019-04-21 | 19 | 633716.6119 | 110293.6351 | 245655.5433 | 0 | 355949.1784
2654 | 0.009552% | 0.008228% | [6 empty] | 2019-04-21 | 20 | 2.3517 | 108361.1694 | kWh | GS |  | 2019-04-21 | 20 | 615314.9686 | 108361.1694 | 237414.4075 | 0 | 345775.5769
2655 | 0.01005% | 0.008264% | [6 empty] | 2019-04-21 | 21 | 2.3752 | 109444.6068 | kWh | GS |  | 2019-04-21 | 21 | 620496.24 | 109444.6068 | 236679.1742 | 0 | 346123.781
2656 | 0.01079% | 0.008509% | [6 empty] | 2019-04-21 | 22 | 2.2046 | 101585.2181 | kWh | GS |  | 2019-04-21 | 22 | 544261.1226 | 101585.2181 | 230351.9782 | 0 | 331937.1963
2657 | 0.01151% | 0.008615% | [6 empty] | 2019-04-21 | 23 | 2.0744 | 95585.5406 | kWh | GS |  | 2019-04-21 | 23 | 473394.5453 | 95585.5406 | 217108.5529 | 0 | 312694.0935
2658 | 0.01184% | 0.008798% | [6 empty] | 2019-04-21 | 24 | 1.9707 | 90803.6865 | kWh | GS |  | 2019-04-21 | 24 | 383516.2427 | 90803.6865 | 208205.1797 | 0 | 299008.8662
2659 | 0.01159% | 0.008738% | [6 empty] | 2019-04-22 | 1 | 1.8399 | 84779.6717 | kWh | GS |  | 2019-04-22 | 1 | 312030.3979 | 84779.6717 | 202053.3661 | 0 | 286833.0378
2660 | 0.01125% | 0.008488% | [6 empty] | 2019-04-22 | 2 | 1.7765 | 81857.1792 | kWh | GS |  | 2019-04-22 | 2 | 270825.8365 | 81857.1792 | 198638.5907 | 0 | 280495.7699
2661 | 0.01135% | 0.008497% | [6 empty] | 2019-04-22 | 3 | 1.7656 | 81354.6119 | kWh | GS |  | 2019-04-22 | 3 | 244940.6167 | 81354.6119 | 198424.5813 | 0 | 279779.1932
2662 | 0.009955% | 0.008148% | [6 empty] | 2019-04-22 | 4 | 1.7322 | 79817.3166 | kWh | GS |  | 2019-04-22 | 4 | 233774.2032 | 79817.3166 | 200955.7533 | 0 | 280773.0699
2663 | 0.008659% | 0.007676% | [6 empty] | 2019-04-22 | 5 | 1.7389 | 80125.9053 | kWh | GS |  | 2019-04-22 | 5 | 253943.123 | 80125.9053 | 214280.6959 | 0 | 294406.6012
2664 | 0.007015% | 0.00734% | [6 empty] | 2019-04-22 | 6 | 1.8165 | 83699.3751 | kWh | GS |  | 2019-04-22 | 6 | 303461.5714 | 83699.3751 | 237557.8352 | 0 | 321257.2103
2665 | 0.005707% | 0.007041% | [6 empty] | 2019-04-22 | 7 | 2.0201 | 93081.8801 | kWh | GS |  | 2019-04-22 | 7 | 377544.3185 | 93081.8801 | 280362.0274 | 0 | 373443.9075
2666 | 0.004954% | 0.006886% | [6 empty] | 2019-04-22 | 8 | 2.2112 | 101889.4439 | kWh | GS |  | 2019-04-22 | 8 | 399513.2529 | 101889.4439 | 306394.5287 | 0 | 408283.9726
2667 | 0.00448% | 0.006868% | [6 empty] | 2019-04-22 | 9 | 2.5614 | 118026.3964 | kWh | GS |  | 2019-04-22 | 9 | 402830.0474 | 118026.3964 | 331778.6003 | 0 | 449804.9967
2668 | 0.004276% | 0.006892% | [6 empty] | 2019-04-22 | 10 | 2.8388 | 130806.1968 | kWh | GS |  | 2019-04-22 | 10 | 383019.4213 | 130806.1968 | 341680.4227 | 0 | 472486.6195
2669 | 0.004645% | 0.007227% | [6 empty] | 2019-04-22 | 11 | 3.0794 | 141893.4105 | kWh | GS |  | 2019-04-22 | 11 | 380583.3884 | 141893.4105 | 357478.1654 | 0 | 499371.5759
2670 | 0.005551% | 0.007886% | [6 empty] | 2019-04-22 | 12 | 3.3798 | 155735.3302 | kWh | GS |  | 2019-04-22 | 12 | 403067.5396 | 155735.3302 | 369609.1803 | 0 | 525344.5105
2671 | 0.006906% | 0.009167% | [6 empty] | 2019-04-22 | 13 | 3.5207 | 162228.3369 | kWh | GS |  | 2019-04-22 | 13 | 432703.6765 | 162228.3369 | 375548.6369 | 0 | 537776.9738
2672 | 0.007308% | 0.01002% | [6 empty] | 2019-04-22 | 14 | 3.6295 | 167238.1326 | kWh | GS |  | 2019-04-22 | 14 | 458119.3238 | 167238.1326 | 381948.4933 | 0 | 549186.6259
2673 | 0.007368% | 0.01104% | [6 empty] | 2019-04-22 | 15 | 3.8449 | 177165.3368 | kWh | GS |  | 2019-04-22 | 15 | 503221.4833 | 177165.3368 | 382895.4561 | 0 | 560060.7929
2674 | 0.007006% | 0.0116% | [6 empty] | 2019-04-22 | 16 | 3.9006 | 179732.487 | kWh | GS |  | 2019-04-22 | 16 | 571324.6592 | 179732.487 | 370279.5751 | 0 | 550012.0621
2675 | 0.006961% | 0.01226% | [6 empty] | 2019-04-22 | 17 | 3.7128 | 171078.2767 | kWh | GS |  | 2019-04-22 | 17 | 622319.3525 | 171078.2767 | 351455.8954 | 0 | 522534.1721
2676 | 0.007373% | 0.0129% | [6 empty] | 2019-04-22 | 18 | 3.3208 | 153016.9889 | kWh | GS |  | 2019-04-22 | 18 | 717600.9836 | 153016.9889 | 332208.2942 | 0 | 485225.2831
2677 | 0.007915% | 0.0132% | [6 empty] | 2019-04-22 | 19 | 3.0299 | 139612.5208 | kWh | GS |  | 2019-04-22 | 19 | 716597.5616 | 139612.5208 | 314537.0951 | 0 | 454149.6159
2678 | 0.00838% | 0.01348% | [6 empty] | 2019-04-22 | 20 | 2.7541 | 126904.8236 | kWh | GS |  | 2019-04-22 | 20 | 686349.1556 | 126904.8236 | 296939.0286 | 0 | 423843.8522
2679 | 0.009205% | 0.01375% | [6 empty] | 2019-04-22 | 21 | 2.7062 | 124695.8032 | kWh | GS |  | 2019-04-22 | 21 | 667121.8862 | 124695.8032 | 296301.4788 | 0 | 420997.282
2680 | 0.01045% | 0.0135% | [6 empty] | 2019-04-22 | 22 | 2.4523 | 112995.508 | kWh | GS |  | 2019-04-22 | 22 | 598893.7406 | 112995.508 | 277700.1369 | 0 | 390695.6449
2681 | 0.01138% | 0.01283% | [6 empty] | 2019-04-22 | 23 | 2.2256 | 102549.1701 | kWh | GS |  | 2019-04-22 | 23 | 511742.2037 | 102549.1701 | 250014.8151 | 0 | 352563.9852
2682 | 0.01313% | 0.01191% | [6 empty] | 2019-04-22 | 24 | 2.0472 | 94331.8628 | kWh | GS |  | 2019-04-22 | 24 | 389386.481 | 94331.8628 | 231728.2522 | 0 | 326060.115
2683 | 0.01311% | 0.01115% | [6 empty] | 2019-04-23 | 1 | 1.9097 | 87996.0419 | kWh | GS |  | 2019-04-23 | 1 | 314301.6425 | 87996.0419 | 217528.3135 | 0 | 305524.3554
2684 | 0.01255% | 0.0104% | [6 empty] | 2019-04-23 | 2 | 1.857 | 85565.0512 | kWh | GS |  | 2019-04-23 | 2 | 265832.6282 | 85565.0512 | 213634.0435 | 0 | 299199.0947
2685 | 0.0122% | 0.01033% | [6 empty] | 2019-04-23 | 3 | 1.8045 | 83147.4213 | kWh | GS |  | 2019-04-23 | 3 | 248274.3232 | 83147.4213 | 210406.7582 | 0 | 293554.1795
2686 | 0.01095% | 0.009591% | [6 empty] | 2019-04-23 | 4 | 1.7801 | 82024.8919 | kWh | GS |  | 2019-04-23 | 4 | 238829.1303 | 82024.8919 | 210229.8061 | 0 | 292254.698
2687 | 0.00936% | 0.008655% | [6 empty] | 2019-04-23 | 5 | 1.7864 | 82314.3892 | kWh | GS |  | 2019-04-23 | 5 | 240942.8156 | 82314.3892 | 219717.0823 | 0 | 302031.4715
2688 | 0.007122% | 0.008004% | [6 empty] | 2019-04-23 | 6 | 1.8543 | 85442.0819 | kWh | GS |  | 2019-04-23 | 6 | 295416.6313 | 85442.0819 | 248802.3066 | 0 | 334244.3885
2689 | 0.005749% | 0.0075% | [6 empty] | 2019-04-23 | 7 | 2.1104 | 97241.1788 | kWh | GS |  | 2019-04-23 | 7 | 372350.23 | 97241.1788 | 293952.2956 | 0 | 391193.4744
2690 | 0.004862% | 0.007345% | [6 empty] | 2019-04-23 | 8 | 2.3137 | 106608.3793 | kWh | GS |  | 2019-04-23 | 8 | 395510.2895 | 106608.3793 | 322957.7257 | 0 | 429566.105
2691 | 0.004541% | 0.007206% | [6 empty] | 2019-04-23 | 9 | 2.7866 | 128401.3137 | kWh | GS |  | 2019-04-23 | 9 | 363833.1523 | 128401.3137 | 359439.8224 | 0 | 487841.1361
2692 | 0.004369% | 0.007174% | [6 empty] | 2019-04-23 | 10 | 3.1585 | 145536.1888 | kWh | GS |  | 2019-04-23 | 10 | 347972.8268 | 145536.1888 | 387362.3235 | 0 | 532898.5123
2693 | 0.004407% | 0.007414% | [6 empty] | 2019-04-23 | 11 | 3.4798 | 160340.5799 | kWh | GS |  | 2019-04-23 | 11 | 356553.1163 | 160340.5799 | 400131.9952 | 0 | 560472.5751
2694 | 0.005404% | 0.008205% | [6 empty] | 2019-04-23 | 12 | 3.762 | 173346.1942 | kWh | GS |  | 2019-04-23 | 12 | 387397.4773 | 173346.1942 | 410095.7186 | 0 | 583441.9128
2695 | 0.006811% | 0.009603% | [6 empty] | 2019-04-23 | 13 | 4.0411 | 186203.5942 | kWh | GS |  | 2019-04-23 | 13 | 423578.2073 | 186203.5942 | 411346.2583 | 0 | 597549.8525
2696 | 0.007234% | 0.01054% | [6 empty] | 2019-04-23 | 14 | 4.1907 | 193096.9253 | kWh | GS |  | 2019-04-23 | 14 | 480869.9668 | 193096.9253 | 418760.4808 | 0 | 611857.4061
2697 | 0.006655% | 0.01198% | [6 empty] | 2019-04-23 | 15 | 4.4508 | 205081.9313 | kWh | GS |  | 2019-04-23 | 15 | 565427.4321 | 205081.9313 | 427987.1709 | 0 | 633069.1022
2698 | 0.006365% | 0.01308% | [6 empty] | 2019-04-23 | 16 | 4.5095 | 207789.472 | kWh | GS |  | 2019-04-23 | 16 | 659130.3186 | 207789.472 | 418514.2619 | 0 | 626303.7339
2699 | 0.006522% | 0.01376% | [6 empty] | 2019-04-23 | 17 | 4.3079 | 198497.5908 | kWh | GS |  | 2019-04-23 | 17 | 739433.1619 | 198497.5908 | 388192.0313 | 0 | 586689.6221
2700 | 0.007086% | 0.01432% | [6 empty] | 2019-04-23 | 18 | 3.8736 | 178486.0797 | kWh | GS |  | 2019-04-23 | 18 | 814685.9681 | 178486.0797 | 364924.5774 | 0 | 543410.6571
2701 | 0.007748% | 0.01467% | [6 empty] | 2019-04-23 | 19 | 3.3282 | 153358.8102 | kWh | GS |  | 2019-04-23 | 19 | 798608.7243 | 153358.8102 | 332031.0561 | 0 | 485389.8663
2702 | 0.008796% | 0.01502% | [6 empty] | 2019-04-23 | 20 | 3.0672 | 141329.5172 | kWh | GS |  | 2019-04-23 | 20 | 757258.9471 | 141329.5172 | 317210.5555 | 0 | 458540.0727
2703 | 0.01034% | 0.01554% | [6 empty] | 2019-04-23 | 21 | 2.9824 | 137424.3618 | kWh | GS |  | 2019-04-23 | 21 | 724260.5678 | 137424.3618 | 307412.9114 | 0 | 444837.2732
2704 | 0.01206% | 0.01537% | [6 empty] | 2019-04-23 | 22 | 2.6435 | 121805.9458 | kWh | GS |  | 2019-04-23 | 22 | 668474.9054 | 121805.9458 | 287121.3304 | 0 | 408927.2762
2705 | 0.01353% | 0.0144% | [6 empty] | 2019-04-23 | 23 | 2.4142 | 111242.2926 | kWh | GS |  | 2019-04-23 | 23 | 556035.0479 | 111242.2926 | 256988.5007 | 0 | 368230.7933
2706 | 0.0149% | 0.01334% | [6 empty] | 2019-04-23 | 24 | 2.1797 | 100434.6845 | kWh | GS |  | 2019-04-23 | 24 | 439899.2871 | 100434.6845 | 237066.7656 | 0 | 337501.4501
2707 | 0.01461% | 0.01192% | [6 empty] | 2019-04-24 | 1 | 2.0025 | 92269.5429 | kWh | GS |  | 2019-04-24 | 1 | 344957.8318 | 92269.5429 | 226175.6717 | 0 | 318445.2146
2708 | 0.01385% | 0.01126% | [6 empty] | 2019-04-24 | 2 | 1.9168 | 88323.5056 | kWh | GS |  | 2019-04-24 | 2 | 289072.2241 | 88323.5056 | 220126.0573 | 0 | 308449.5629
2709 | 0.01325% | 0.01092% | [6 empty] | 2019-04-24 | 3 | 1.8427 | 84909.1119 | kWh | GS |  | 2019-04-24 | 3 | 268928.3388 | 84909.1119 | 215333.3493 | 0 | 300242.4612
2710 | 0.01223% | 0.01004% | [6 empty] | 2019-04-24 | 4 | 1.8376 | 84673.3834 | kWh | GS |  | 2019-04-24 | 4 | 244317.0036 | 84673.3834 | 213776.5945 | 0 | 298449.9779
2711 | 0.01017% | 0.009039% | [6 empty] | 2019-04-24 | 5 | 1.8244 | 84064.2459 | kWh | GS |  | 2019-04-24 | 5 | 242916.3089 | 84064.2459 | 226012.6933 | 0 | 310076.9392
2712 | 0.008046% | 0.008285% | [6 empty] | 2019-04-24 | 6 | 1.9236 | 88633.513 | kWh | GS |  | 2019-04-24 | 6 | 297649.1599 | 88633.513 | 256356.4726 | 0 | 344989.9856
2713 | 0.00631% | 0.007817% | [6 empty] | 2019-04-24 | 7 | 2.2102 | 101840.1658 | kWh | GS |  | 2019-04-24 | 7 | 362033.4114 | 101840.1658 | 306354.1967 | 0 | 408194.3625
2714 | 0.005288% | 0.007572% | [6 empty] | 2019-04-24 | 8 | 2.3964 | 110419.3039 | kWh | GS |  | 2019-04-24 | 8 | 384020.6029 | 110419.3039 | 339325.6329 | 0 | 449744.9368
2715 | 0.004919% | 0.00737% | [6 empty] | 2019-04-24 | 9 | 2.8205 | 129961.4195 | kWh | GS |  | 2019-04-24 | 9 | 356781.6034 | 129961.4195 | 377909.0606 | 0 | 507870.4801
2716 | 0.004469% | 0.007326% | [6 empty] | 2019-04-24 | 10 | 3.2857 | 151396.661 | kWh | GS |  | 2019-04-24 | 10 | 353606.8382 | 151396.661 | 404511.9616 | 0 | 555908.6226
2717 | 0.004443% | 0.007612% | [6 empty] | 2019-04-24 | 11 | 3.6829 | 169700.6699 | kWh | GS |  | 2019-04-24 | 11 | 384494.3333 | 169700.6699 | 421347.4848 | 0 | 591048.1547
2718 | 0.005444% | 0.008469% | [6 empty] | 2019-04-24 | 12 | 3.9868 | 183704.7106 | kWh | GS |  | 2019-04-24 | 12 | 436636.2307 | 183704.7106 | 434161.1814 | 0 | 617865.892
2719 | 0.006622% | 0.01002% | [6 empty] | 2019-04-24 | 13 | 4.3025 | 198250.9431 | kWh | GS |  | 2019-04-24 | 13 | 505705.582 | 198250.9431 | 439564.8871 | 0 | 637815.8302
2720 | 0.007024% | 0.01104% | [6 empty] | 2019-04-24 | 14 | 4.4367 | 204434.787 | kWh | GS |  | 2019-04-24 | 14 | 583318.2747 | 204434.787 | 446960.1703 | 0 | 651394.9573
2721 | 0.006526% | 0.01247% | [6 empty] | 2019-04-24 | 15 | 4.6923 | 216211.7054 | kWh | GS |  | 2019-04-24 | 15 | 697480.5495 | 216211.7054 | 452871.9135 | 0 | 669083.6189
2722 | 0.006468% | 0.01365% | [6 empty] | 2019-04-24 | 16 | 4.7876 | 220602.0837 | kWh | GS |  | 2019-04-24 | 16 | 797889.5 | 220602.0837 | 438409.2189 | 0 | 659011.3026
2723 | 0.007033% | 0.01451% | [6 empty] | 2019-04-24 | 17 | 4.6092 | 212381.693 | kWh | GS |  | 2019-04-24 | 17 | 863641.5624 | 212381.693 | 416518.4153 | 0 | 628900.1083
2724 | 0.007987% | 0.01517% | [6 empty] | 2019-04-24 | 18 | 4.0905 | 188481.722 | kWh | GS |  | 2019-04-24 | 18 | 903169.4381 | 188481.722 | 394028.9095 | 0 | 582510.6315
2725 | 0.00925% | 0.01566% | [6 empty] | 2019-04-24 | 19 | 3.8132 | 175706.4184 | kWh | GS |  | 2019-04-24 | 19 | 931854.429 | 175706.4184 | 364396.0971 | 0 | 540102.5155
2726 | 0.01067% | 0.01599% | [6 empty] | 2019-04-24 | 20 | 3.5832 | 165108.264 | kWh | GS |  | 2019-04-24 | 20 | 896635.073 | 165108.264 | 346234.6416 | 0 | 511342.9056
2727 | 0.01276% | 0.01642% | [6 empty] | 2019-04-24 | 21 | 3.3711 | 155335.6913 | kWh | GS |  | 2019-04-24 | 21 | 853617.3145 | 155335.6913 | 336526.9608 | 0 | 491862.6521
2728 | 0.01459% | 0.01618% | [6 empty] | 2019-04-24 | 22 | 2.9139 | 134265.2906 | kWh | GS |  | 2019-04-24 | 22 | 772645.366 | 134265.2906 | 310631.1021 | 0 | 444896.3927
2729 | 0.0158% | 0.01544% | [6 empty] | 2019-04-24 | 23 | 2.6405 | 121668.614 | kWh | GS |  | 2019-04-24 | 23 | 660225.1878 | 121668.614 | 276524.9882 | 0 | 398193.6022
2730 | 0.01652% | 0.0143% | [6 empty] | 2019-04-24 | 24 | 2.4177 | 111404.3269 | kWh | GS |  | 2019-04-24 | 24 | 539185.7972 | 111404.3269 | 251457.61 | 0 | 362861.9369
2731 | 0.01704% | 0.01326% | [6 empty] | 2019-04-25 | 1 | 2.195 | 101142.3764 | kWh | GS |  | 2019-04-25 | 1 | 427332.9471 | 101142.3764 | 237579.446 | 0 | 338721.8224
2732 | 0.0164% | 0.01255% | [6 empty] | 2019-04-25 | 2 | 2.0572 | 94793.0657 | kWh | GS |  | 2019-04-25 | 2 | 356549.8426 | 94793.0657 | 231324.9913 | 0 | 326118.057
2733 | 0.01561% | 0.01207% | [6 empty] | 2019-04-25 | 3 | 1.9792 | 91197.2297 | kWh | GS |  | 2019-04-25 | 3 | 306524.2532 | 91197.2297 | 223112.2367 | 0 | 314309.4664
2734 | 0.01413% | 0.01092% | [6 empty] | 2019-04-25 | 4 | 1.9318 | 89014.2311 | kWh | GS |  | 2019-04-25 | 4 | 283657.6259 | 89014.2311 | 222957.559 | 0 | 311971.7901
2735 | 0.01208% | 0.009775% | [6 empty] | 2019-04-25 | 5 | 1.976 | 91047.9673 | kWh | GS |  | 2019-04-25 | 5 | 276012.8323 | 91047.9673 | 233108.154 | 0 | 324156.1213
2736 | 0.009862% | 0.008908% | [6 empty] | 2019-04-25 | 6 | 2.0157 | 92879.3916 | kWh | GS |  | 2019-04-25 | 6 | 301407.0596 | 92879.3916 | 263030.3094 | 0 | 355909.701
2737 | 0.007817% | 0.008315% | [6 empty] | 2019-04-25 | 7 | 2.3135 | 106601.7545 | kWh | GS |  | 2019-04-25 | 7 | 385917.5041 | 106601.7545 | 310035.4934 | 0 | 416637.2479
2738 | 0.006522% | 0.008006% | [6 empty] | 2019-04-25 | 8 | 2.4752 | 114053.845 | kWh | GS |  | 2019-04-25 | 8 | 387413.484 | 114053.845 | 342571.1765 | 0 | 456625.0215
2739 | 0.005607% | 0.007716% | [6 empty] | 2019-04-25 | 9 | 2.9852 | 137549.8845 | kWh | GS |  | 2019-04-25 | 9 | 363765.9625 | 137549.8845 | 389183.6514 | 0 | 526733.5359
2740 | 0.005188% | 0.007658% | [6 empty] | 2019-04-25 | 10 | 3.5145 | 161940.5001 | kWh | GS |  | 2019-04-25 | 10 | 363377.234 | 161940.5001 | 415373.2961 | 0 | 577313.7962
2741 | 0.005049% | 0.007957% | [6 empty] | 2019-04-25 | 11 | 3.8604 | 177880.3266 | kWh | GS |  | 2019-04-25 | 11 | 386667.5264 | 177880.3266 | 424095.6868 | 0 | 601976.0134
2742 | 0.005513% | 0.008737% | [6 empty] | 2019-04-25 | 12 | 4.1293 | 190268.0957 | kWh | GS |  | 2019-04-25 | 12 | 442709.351 | 190268.0957 | 432388.9286 | 0 | 622657.0243
2743 | 0.007059% | 0.01023% | [6 empty] | 2019-04-25 | 13 | 4.3334 | 199675.9404 | kWh | GS |  | 2019-04-25 | 13 | 508432.2388 | 199675.9404 | 438513.0603 | 0 | 638189.0007
2744 | 0.007086% | 0.01121% | [6 empty] | 2019-04-25 | 14 | 4.5632 | 210263.8349 | kWh | GS |  | 2019-04-25 | 14 | 606998.0485 | 210263.8349 | 450491.346 | 0 | 660755.1809
2745 | 0.006654% | 0.01293% | [6 empty] | 2019-04-25 | 15 | 4.8016 | 221245.9084 | kWh | GS |  | 2019-04-25 | 15 | 712548.4056 | 221245.9084 | 454943.5469 | 0 | 676189.4553
2746 | 0.006647% | 0.01417% | [6 empty] | 2019-04-25 | 16 | 4.7435 | 218571.3908 | kWh | GS |  | 2019-04-25 | 16 | 801404.5936 | 218571.3908 | 440933.373 | 0 | 659504.7638
2747 | 0.007073% | 0.01478% | [6 empty] | 2019-04-25 | 17 | 4.6032 | 212108.3588 | kWh | GS |  | 2019-04-25 | 17 | 881189.7949 | 212108.3588 | 416715.1682 | 0 | 628823.527
2748 | 0.008098% | 0.01528% | [6 empty] | 2019-04-25 | 18 | 4.2238 | 194622.8681 | kWh | GS |  | 2019-04-25 | 18 | 902152.1082 | 194622.8681 | 390931.5018 | 0 | 585554.3699
2749 | 0.0093% | 0.01567% | [6 empty] | 2019-04-25 | 19 | 3.7743 | 173909.9618 | kWh | GS |  | 2019-04-25 | 19 | 879192.2045 | 173909.9618 | 356139.4526 | 0 | 530049.4144
2750 | 0.0111% | 0.01622% | [6 empty] | 2019-04-25 | 20 | 3.4915 | 160881.3748 | kWh | GS |  | 2019-04-25 | 20 | 840696.2341 | 160881.3748 | 334917.6136 | 0 | 495798.9884
2751 | 0.01303% | 0.0166% | [6 empty] | 2019-04-25 | 21 | 3.4173 | 157462.8407 | kWh | GS |  | 2019-04-25 | 21 | 813845.6744 | 157462.8407 | 330616.5842 | 0 | 488079.4249
2752 | 0.01466% | 0.01619% | [6 empty] | 2019-04-25 | 22 | 3.0575 | 140884.902 | kWh | GS |  | 2019-04-25 | 22 | 748780.789 | 140884.902 | 308686.3091 | 0 | 449571.2111
2753 | 0.01612% | 0.01544% | [6 empty] | 2019-04-25 | 23 | 2.7075 | 124754.8244 | kWh | GS |  | 2019-04-25 | 23 | 649261.2804 | 124754.8244 | 275827.8501 | 0 | 400582.6745
2754 | 0.0165% | 0.01437% | [6 empty] | 2019-04-25 | 24 | 2.4474 | 112773.3246 | kWh | GS |  | 2019-04-25 | 24 | 545435.2014 | 112773.3246 | 254043.1759 | 0 | 366816.5005
2755 | 0.01608% | 0.01301% | [6 empty] | 2019-04-26 | 1 | 2.3117 | 106516.9781 | kWh | GS |  | 2019-04-26 | 1 | 451707.4896 | 106516.9781 | 244071.3701 | 0 | 350588.3482
2756 | 0.01538% | 0.01217% | [6 empty] | 2019-04-26 | 2 | 2.1589 | 99478.2782 | kWh | GS |  | 2019-04-26 | 2 | 381660.9931 | 99478.2782 | 235045.961 | 0 | 334524.2392
2757 | 0.01489% | 0.01198% | [6 empty] | 2019-04-26 | 3 | 2.0826 | 95959.914 | kWh | GS |  | 2019-04-26 | 3 | 332301.3024 | 95959.914 | 229604.2534 | 0 | 325564.1674
2758 | 0.0137% | 0.01104% | [6 empty] | 2019-04-26 | 4 | 2.057 | 94781.5553 | kWh | GS |  | 2019-04-26 | 4 | 313272.5775 | 94781.5553 | 228090.2682 | 0 | 322871.8235
2759 | 0.01188% | 0.009834% | [6 empty] | 2019-04-26 | 5 | 2.0374 | 93877.6609 | kWh | GS |  | 2019-04-26 | 5 | 302130.9803 | 93877.6609 | 241191.1768 | 0 | 335068.8377
2760 | 0.009977% | 0.009005% | [6 empty] | 2019-04-26 | 6 | 2.1221 | 97781.3664 | kWh | GS |  | 2019-04-26 | 6 | 338884.4024 | 97781.3664 | 272025.1351 | 0 | 369806.5015
2761 | 0.008262% | 0.008606% | [6 empty] | 2019-04-26 | 7 | 2.47 | 113813.1147 | kWh | GS |  | 2019-04-26 | 7 | 418071.6068 | 113813.1147 | 326757.6078 | 0 | 440570.7225
2762 | 0.006981% | 0.008212% | [6 empty] | 2019-04-26 | 8 | 2.7201 | 125338.8074 | kWh | GS |  | 2019-04-26 | 8 | 430527.9892 | 125338.8074 | 359088.0812 | 0 | 484426.8886
2763 | 0.006078% | 0.007992% | [6 empty] | 2019-04-26 | 9 | 3.1035 | 143000.9671 | kWh | GS |  | 2019-04-26 | 9 | 407104.5592 | 143000.9671 | 384650.1999 | 0 | 527651.167
2764 | 0.00573% | 0.007926% | [6 empty] | 2019-04-26 | 10 | 3.3333 | 153592.0067 | kWh | GS |  | 2019-04-26 | 10 | 396428.7417 | 153592.0067 | 402035.7439 | 0 | 555627.7506
2765 | 0.005526% | 0.008225% | [6 empty] | 2019-04-26 | 11 | 3.6171 | 166668.8269 | kWh | GS |  | 2019-04-26 | 11 | 405012.6849 | 166668.8269 | 414045.1685 | 0 | 580713.9954
2766 | 0.006199% | 0.009078% | [6 empty] | 2019-04-26 | 12 | 3.8523 | 177504.0423 | kWh | GS |  | 2019-04-26 | 12 | 428568.7778 | 177504.0423 | 420807.4111 | 0 | 598311.4534
2767 | 0.007647% | 0.01082% | [6 empty] | 2019-04-26 | 13 | 3.9364 | 181383.1537 | kWh | GS |  | 2019-04-26 | 13 | 465786.2662 | 181383.1537 | 420186.8934 | 0 | 601570.0471
2768 | 0.007875% | 0.01189% | [6 empty] | 2019-04-26 | 14 | 4.1299 | 190299.61 | kWh | GS |  | 2019-04-26 | 14 | 530984.8233 | 190299.61 | 431480.9614 | 0 | 621780.5714
2769 | 0.007447% | 0.01295% | [6 empty] | 2019-04-26 | 15 | 4.3613 | 200958.1956 | kWh | GS |  | 2019-04-26 | 15 | 601459.3766 | 200958.1956 | 431606.3469 | 0 | 632564.5425
2770 | 0.007251% | 0.01364% | [6 empty] | 2019-04-26 | 16 | 4.4205 | 203688.1581 | kWh | GS |  | 2019-04-26 | 16 | 714512.8725 | 203688.1581 | 417169.8919 | 0 | 620858.05
2771 | 0.007408% | 0.01426% | [6 empty] | 2019-04-26 | 17 | 4.2623 | 196398.3179 | kWh | GS |  | 2019-04-26 | 17 | 783069.2273 | 196398.3179 | 395722.5325 | 0 | 592120.8504
2772 | 0.007839% | 0.01469% | [6 empty] | 2019-04-26 | 18 | 3.9568 | 182322.2069 | kWh | GS |  | 2019-04-26 | 18 | 833598.1208 | 182322.2069 | 375497.9206 | 0 | 557820.1275
2773 | 0.00852% | 0.01477% | [6 empty] | 2019-04-26 | 19 | 3.6293 | 167229.3865 | kWh | GS |  | 2019-04-26 | 19 | 838730.5751 | 167229.3865 | 345193.5802 | 0 | 512422.9667
2774 | 0.009712% | 0.01526% | [6 empty] | 2019-04-26 | 20 | 3.3413 | 153960.9402 | kWh | GS |  | 2019-04-26 | 20 | 768363.2529 | 153960.9402 | 322555.1828 | 0 | 476516.123
2775 | 0.011% | 0.01553% | [6 empty] | 2019-04-26 | 21 | 3.1959 | 147261.7168 | kWh | GS |  | 2019-04-26 | 21 | 715286.9138 | 147261.7168 | 314400.8488 | 0 | 461662.5656
2776 | 0.01307% | 0.01524% | [6 empty] | 2019-04-26 | 22 | 2.8907 | 133198.2842 | kWh | GS |  | 2019-04-26 | 22 | 662069.3898 | 133198.2842 | 294705.8515 | 0 | 427904.1357
2777 | 0.01432% | 0.01454% | [6 empty] | 2019-04-26 | 23 | 2.6396 | 121625.4321 | kWh | GS |  | 2019-04-26 | 23 | 571938.0402 | 121625.4321 | 265020.5932 | 0 | 386646.0253
2778 | 0.01525% | 0.01369% | [6 empty] | 2019-04-26 | 24 | 2.3098 | 106430.4708 | kWh | GS |  | 2019-04-26 | 24 | 480905.4447 | 106430.4708 | 242251.8638 | 0 | 348682.3346
2779 | 0.01534% | 0.01258% | [6 empty] | 2019-04-27 | 1 | 2.1169 | 97540.9785 | kWh | GS |  | 2019-04-27 | 1 | 408259.4936 | 97540.9785 | 225759.5345 | 0 | 323300.5131
2780 | 0.01405% | 0.0117% | [6 empty] | 2019-04-27 | 2 | 1.9681 | 90685.9154 | kWh | GS |  | 2019-04-27 | 2 | 340184.9712 | 90685.9154 | 216345.6711 | 0 | 307031.5865
2781 | 0.01308% | 0.01133% | [6 empty] | 2019-04-27 | 3 | 1.8769 | 86482.3345 | kWh | GS |  | 2019-04-27 | 3 | 289176.449 | 86482.3345 | 210017.6055 | 0 | 296499.94
2782 | 0.01211% | 0.0105% | [6 empty] | 2019-04-27 | 4 | 1.8346 | 84532.9215 | kWh | GS |  | 2019-04-27 | 4 | 263704.0894 | 84532.9215 | 205690.6281 | 0 | 290223.5496
2783 | 0.01046% | 0.009491% | [6 empty] | 2019-04-27 | 5 | 1.8257 | 84126.3351 | kWh | GS |  | 2019-04-27 | 5 | 254460.5286 | 84126.3351 | 209269.3598 | 0 | 293395.6949
2784 | 0.008796% | 0.008559% | [6 empty] | 2019-04-27 | 6 | 1.8334 | 84479.5508 | kWh | GS |  | 2019-04-27 | 6 | 260496.7707 | 84479.5508 | 216990.9437 | 0 | 301470.4945
2785 | 0.007468% | 0.007936% | [6 empty] | 2019-04-27 | 7 | 1.8725 | 86280.884 | kWh | GS |  | 2019-04-27 | 7 | 271053.5121 | 86280.884 | 230626.9799 | 0 | 316907.8639
2786 | 0.006222% | 0.007537% | [6 empty] | 2019-04-27 | 8 | 1.8064 | 83233.7676 | kWh | GS |  | 2019-04-27 | 8 | 321003.0961 | 83233.7676 | 242613.9944 | 0 | 325847.762
2787 | 0.005289% | 0.007278% | [6 empty] | 2019-04-27 | 9 | 1.9373 | 89268.5663 | kWh | GS |  | 2019-04-27 | 9 | 389157.622 | 89268.5663 | 259940.8042 | 0 | 349209.3705
2788 | 0.004824% | 0.007124% | [6 empty] | 2019-04-27 | 10 | 2.2568 | 103988.3766 | kWh | GS |  | 2019-04-27 | 10 | 432916.3778 | 103988.3766 | 272731.3834 | 0 | 376719.76
2789 | 0.004654% | 0.007202% | [6 empty] | 2019-04-27 | 11 | 2.5044 | 115399.2338 | kWh | GS |  | 2019-04-27 | 11 | 466098.6207 | 115399.2338 | 284026.0241 | 0 | 399425.2579
2790 | 0.004765% | 0.007401% | [6 empty] | 2019-04-27 | 12 | 2.763 | 127312.3948 | kWh | GS |  | 2019-04-27 | 12 | 481575.2042 | 127312.3948 | 289452.3828 | 0 | 416764.7776
2791 | 0.004958% | 0.007779% | [6 empty] | 2019-04-27 | 13 | 2.9371 | 135337.3759 | kWh | GS |  | 2019-04-27 | 13 | 519932.1564 | 135337.3759 | 291559.734 | 0 | 426897.1099
2792 | 0.005872% | 0.007999% | [6 empty] | 2019-04-27 | 14 | 3.0137 | 138865.5286 | kWh | GS |  | 2019-04-27 | 14 | 577030.5433 | 138865.5286 | 286675.6588 | 0 | 425541.1874
2793 | 0.007118% | 0.008572% | [6 empty] | 2019-04-27 | 15 | 3.0946 | 142591.6548 | kWh | GS |  | 2019-04-27 | 15 | 665010.983 | 142591.6548 | 289192.0971 | 0 | 431783.7519
2794 | 0.007919% | 0.009248% | [6 empty] | 2019-04-27 | 16 | 3.1562 | 145432.8314 | kWh | GS |  | 2019-04-27 | 16 | 723676.1911 | 145432.8314 | 296585.0632 | 0 | 442017.8946
2795 | 0.008526% | 0.009805% | [6 empty] | 2019-04-27 | 17 | 3.2472 | 149623.5875 | kWh | GS |  | 2019-04-27 | 17 | 788496.7564 | 149623.5875 | 297378.4664 | 0 | 447002.0539
2796 | 0.008809% | 0.01023% | [6 empty] | 2019-04-27 | 18 | 3.2319 | 148917.5418 | kWh | GS |  | 2019-04-27 | 18 | 797961.5148 | 148917.5418 | 295903.6765 | 0 | 444821.2183
2797 | 0.00951% | 0.01048% | [6 empty] | 2019-04-27 | 19 | 3.1465 | 144984.315 | kWh | GS |  | 2019-04-27 | 19 | 773613.0962 | 144984.315 | 287459.8129 | 0 | 432444.1279
2798 | 0.01055% | 0.01045% | [6 empty] | 2019-04-27 | 20 | 3.0342 | 139807.7728 | kWh | GS |  | 2019-04-27 | 20 | 704321.1817 | 139807.7728 | 278351.6794 | 0 | 418159.4522
2799 | 0.01216% | 0.0106% | [6 empty] | 2019-04-27 | 21 | 2.9979 | 138135.8912 | kWh | GS |  | 2019-04-27 | 21 | 633664.5914 | 138135.8912 | 273446.8634 | 0 | 411582.7546
2800 | 0.01324% | 0.01085% | [6 empty] | 2019-04-27 | 22 | 2.7111 | 124923.8977 | kWh | GS |  | 2019-04-27 | 22 | 594629.1514 | 124923.8977 | 260816.2765 | 0 | 385740.1742
2801 | 0.01442% | 0.01097% | [6 empty] | 2019-04-27 | 23 | 2.4921 | 114832.1337 | kWh | GS |  | 2019-04-27 | 23 | 514873.9999 | 114832.1337 | 240886.252 | 0 | 355718.3857
2802 | 0.0146% | 0.01092% | [6 empty] | 2019-04-27 | 24 | 2.2711 | 104645.4789 | kWh | GS |  | 2019-04-27 | 24 | 439002.9909 | 104645.4789 | 223609.3108 | 0 | 328254.7897
2803 | 0.01415% | 0.01062% | [6 empty] | 2019-04-28 | 1 | 2.1221 | 97784.3409 | kWh | GS |  | 2019-04-28 | 1 | 365272.5492 | 97784.3409 | 210441.299 | 0 | 308225.6399
2804 | 0.01288% | 0.01026% | [6 empty] | 2019-04-28 | 2 | 2.0006 | 92184.2691 | kWh | GS |  | 2019-04-28 | 2 | 301606.8082 | 92184.2691 | 206995.059 | 0 | 299179.3281
2805 | 0.01159% | 0.0101% | [6 empty] | 2019-04-28 | 3 | 1.9109 | 88049.7198 | kWh | GS |  | 2019-04-28 | 3 | 265772.2879 | 88049.7198 | 205974.7299 | 0 | 294024.4497
2806 | 0.01088% | 0.009469% | [6 empty] | 2019-04-28 | 4 | 1.8402 | 84792.8618 | kWh | GS |  | 2019-04-28 | 4 | 247813.6213 | 84792.8618 | 202212.5567 | 0 | 287005.4185
2807 | 0.009418% | 0.008732% | [6 empty] | 2019-04-28 | 5 | 1.8099 | 83394.306 | kWh | GS |  | 2019-04-28 | 5 | 231552.6024 | 83394.306 | 204921.9955 | 0 | 288316.3015
2808 | 0.00803% | 0.008058% | [6 empty] | 2019-04-28 | 6 | 1.8028 | 83068.2558 | kWh | GS |  | 2019-04-28 | 6 | 240473.7712 | 83068.2558 | 208881.1232 | 0 | 291949.379
2809 | 0.006681% | 0.007566% | [6 empty] | 2019-04-28 | 7 | 1.7885 | 82410.1889 | kWh | GS |  | 2019-04-28 | 7 | 262464.0619 | 82410.1889 | 216589.8532 | 0 | 299000.0421
2810 | 0.005517% | 0.007344% | [6 empty] | 2019-04-28 | 8 | 1.6793 | 77378.7752 | kWh | GS |  | 2019-04-28 | 8 | 313475.653 | 77378.7752 | 223739.3956 | 0 | 301118.1708
2811 | 0.004861% | 0.007218% | [6 empty] | 2019-04-28 | 9 | 1.8286 | 84259.7728 | kWh | GS |  | 2019-04-28 | 9 | 395228.7819 | 84259.7728 | 242080.2936 | 0 | 326340.0664
2812 | 0.004533% | 0.007045% | [6 empty] | 2019-04-28 | 10 | 2.2439 | 103393.0564 | kWh | GS |  | 2019-04-28 | 10 | 438653.8492 | 103393.0564 | 266711.4148 | 0 | 370104.4712
2813 | 0.004235% | 0.007078% | [6 empty] | 2019-04-28 | 11 | 2.6928 | 124077.6185 | kWh | GS |  | 2019-04-28 | 11 | 489469.7717 | 124077.6185 | 277754.707 | 0 | 401832.3255
2814 | 0.004399% | 0.007167% | [6 empty] | 2019-04-28 | 12 | 3.0754 | 141706.8277 | kWh | GS |  | 2019-04-28 | 12 | 563882.6775 | 141706.8277 | 289196.6172 | 0 | 430903.4449
2815 | 0.004801% | 0.00734% | [6 empty] | 2019-04-28 | 13 | 3.1782 | 146446.1595 | kWh | GS |  | 2019-04-28 | 13 | 641583.9127 | 146446.1595 | 293735.0172 | 0 | 440181.1767
2816 | 0.005734% | 0.007392% | [6 empty] | 2019-04-28 | 14 | 3.2201 | 148374.7813 | kWh | GS |  | 2019-04-28 | 14 | 727859.3428 | 148374.7813 | 296789.9375 | 0 | 445164.7188
2817 | 0.007229% | 0.008011% | [6 empty] | 2019-04-28 | 15 | 3.308 | 152424.1042 | kWh | GS |  | 2019-04-28 | 15 | 830938.0556 | 152424.1042 | 299083.5729 | 0 | 451507.6771
2818 | 0.008024% | 0.009085% | [6 empty] | 2019-04-28 | 16 | 3.3467 | 154209.0804 | kWh | GS |  | 2019-04-28 | 16 | 893309.7358 | 154209.0804 | 303845.438 | 0 | 458054.5184
2819 | 0.008953% | 0.009864% | [6 empty] | 2019-04-28 | 17 | 3.4302 | 158058.7678 | kWh | GS |  | 2019-04-28 | 17 | 935878.3903 | 158058.7678 | 299897.9373 | 0 | 457956.7051
2820 | 0.01031% | 0.01058% | [6 empty] | 2019-04-28 | 18 | 3.3838 | 155920.178 | kWh | GS |  | 2019-04-28 | 18 | 957044.052 | 155920.178 | 297026.6874 | 0 | 452946.8654
2821 | 0.01174% | 0.01081% | [6 empty] | 2019-04-28 | 19 | 3.2393 | 149259.185 | kWh | GS |  | 2019-04-28 | 19 | 928571.0847 | 149259.185 | 288674.5161 | 0 | 437933.7011
2822 | 0.01331% | 0.01093% | [6 empty] | 2019-04-28 | 20 | 2.9986 | 138169.0168 | kWh | GS |  | 2019-04-28 | 20 | 870567.9799 | 138169.0168 | 274676.2487 | 0 | 412845.2655
2823 | 0.0152% | 0.01108% | [6 empty] | 2019-04-28 | 21 | 2.9117 | 134163.151 | kWh | GS |  | 2019-04-28 | 21 | 821423.978 | 134163.151 | 267900.7879 | 0 | 402063.9389
2824 | 0.01634% | 0.01124% | [6 empty] | 2019-04-28 | 22 | 2.711 | 124918.0024 | kWh | GS |  | 2019-04-28 | 22 | 754722.9766 | 124918.0024 | 256291.9857 | 0 | 381209.9881
2825 | 0.01712% | 0.01124% | [6 empty] | 2019-04-28 | 23 | 2.4698 | 113801.2136 | kWh | GS |  | 2019-04-28 | 23 | 641084.8126 | 113801.2136 | 241162.5227 | 0 | 354963.7363
2826 | 0.01751% | 0.01112% | [6 empty] | 2019-04-28 | 24 | 2.3282 | 107277.6012 | kWh | GS |  | 2019-04-28 | 24 | 542367.853 | 107277.6012 | 228468.9298 | 0 | 335746.531
2827 | 0.01698% | 0.01075% | [6 empty] | 2019-04-29 | 1 | 2.1634 | 99683.6285 | kWh | GS |  | 2019-04-29 | 1 | 438764.6373 | 99683.6285 | 220058.3873 | 0 | 319742.0158
2828 | 0.01592% | 0.01013% | [6 empty] | 2019-04-29 | 2 | 2.0562 | 94746.9201 | kWh | GS |  | 2019-04-29 | 2 | 357562.6594 | 94746.9201 | 216030.5147 | 0 | 310777.4348
2829 | 0.01502% | 0.00987% | [6 empty] | 2019-04-29 | 3 | 1.9675 | 90659.0943 | kWh | GS |  | 2019-04-29 | 3 | 306263.0667 | 90659.0943 | 212094.9271 | 0 | 302754.0215
2830 | 0.0138% | 0.009358% | [6 empty] | 2019-04-29 | 4 | 1.9215 | 88540.2575 | kWh | GS |  | 2019-04-29 | 4 | 281054.3819 | 88540.2575 | 213548.6517 | 0 | 302088.9091
2831 | 0.01173% | 0.008714% | [6 empty] | 2019-04-29 | 5 | 1.9467 | 89698.5836 | kWh | GS |  | 2019-04-29 | 5 | 279128.3949 | 89698.5836 | 227727.3786 | 0 | 317425.9622
2832 | 0.009921% | 0.008242% | [6 empty] | 2019-04-29 | 6 | 2.0369 | 93857.5164 | kWh | GS |  | 2019-04-29 | 6 | 309890.9709 | 93857.5164 | 259367.4987 | 0 | 353225.0151
2833 | 0.008026% | 0.007849% | [6 empty] | 2019-04-29 | 7 | 2.2726 | 104714.7841 | kWh | GS |  | 2019-04-29 | 7 | 375860.2167 | 104714.7841 | 308303.8359 | 0 | 413018.62
2834 | 0.00654% | 0.007629% | [6 empty] | 2019-04-29 | 8 | 2.5059 | 115465.0625 | kWh | GS |  | 2019-04-29 | 8 | 384399.4329 | 115465.0625 | 344306.1009 | 0 | 459771.1634
2835 | 0.005602% | 0.007432% | [6 empty] | 2019-04-29 | 9 | 2.974 | 137035.8158 | kWh | GS |  | 2019-04-29 | 9 | 367493.2547 | 137035.8158 | 390318.9377 | 0 | 527354.7535
2836 | 0.005141% | 0.007416% | [6 empty] | 2019-04-29 | 10 | 3.5703 | 164512.9945 | kWh | GS |  | 2019-04-29 | 10 | 393666.8464 | 164512.9945 | 425451.7463 | 0 | 589964.7408
2837 | 0.005106% | 0.007792% | [6 empty] | 2019-04-29 | 11 | 4.0628 | 187206.7779 | kWh | GS |  | 2019-04-29 | 11 | 446374.2631 | 187206.7779 | 438718.0641 | 0 | 625924.842
2838 | 0.005668% | 0.008671% | [6 empty] | 2019-04-29 | 12 | 4.4597 | 205493.6424 | kWh | GS |  | 2019-04-29 | 12 | 511586.927 | 205493.6424 | 451341.1095 | 0 | 656834.7519
2839 | 0.006875% | 0.01014% | [6 empty] | 2019-04-29 | 13 | 4.6044 | 212160.1177 | kWh | GS |  | 2019-04-29 | 13 | 587317.1551 | 212160.1177 | 454884.897 | 0 | 667045.0147
2840 | 0.007031% | 0.01129% | [6 empty] | 2019-04-29 | 14 | 4.6674 | 215063.7362 | kWh | GS |  | 2019-04-29 | 14 | 685830.0871 | 215063.7362 | 453312.6996 | 0 | 668376.4358
2841 | 0.006722% | 0.01295% | [6 empty] | 2019-04-29 | 15 | 4.7203 | 217501.7301 | kWh | GS |  | 2019-04-29 | 15 | 761671.3155 | 217501.7301 | 448548.6362 | 0 | 666050.3663
2842 | 0.007201% | 0.01448% | [6 empty] | 2019-04-29 | 16 | 4.739 | 218364.0698 | kWh | GS |  | 2019-04-29 | 16 | 826389.3439 | 218364.0698 | 429837.1486 | 0 | 648201.2184
2843 | 0.008165% | 0.01537% | [6 empty] | 2019-04-29 | 17 | 4.5545 | 209862.8245 | kWh | GS |  | 2019-04-29 | 17 | 880356.535 | 209862.8245 | 407230.0885 | 0 | 617092.913
2844 | 0.009358% | 0.01612% | [6 empty] | 2019-04-29 | 18 | 4.0723 | 187645.4543 | kWh | GS |  | 2019-04-29 | 18 | 931207.2088 | 187645.4543 | 381470.2616 | 0 | 569115.7159
2845 | 0.01074% | 0.01637% | [6 empty] | 2019-04-29 | 19 | 3.6687 | 169045.1092 | kWh | GS |  | 2019-04-29 | 19 | 938200.3584 | 169045.1092 | 351626.9684 | 0 | 520672.0776
2846 | 0.01254% | 0.01641% | [6 empty] | 2019-04-29 | 20 | 3.3222 | 153081.3664 | kWh | GS |  | 2019-04-29 | 20 | 876381.2701 | 153081.3664 | 330051.1991 | 0 | 483132.5655
2847 | 0.01393% | 0.01635% | [6 empty] | 2019-04-29 | 21 | 3.1901 | 146991.6295 | kWh | GS |  | 2019-04-29 | 21 | 821204.6053 | 146991.6295 | 320796.2355 | 0 | 467787.865
2848 | 0.01512% | 0.01591% | [6 empty] | 2019-04-29 | 22 | 2.8524 | 131431.2839 | kWh | GS |  | 2019-04-29 | 22 | 744859.1589 | 131431.2839 | 300672.4478 | 0 | 432103.7317
2849 | 0.0161% | 0.01515% | [6 empty] | 2019-04-29 | 23 | 2.5971 | 119667.3282 | kWh | GS |  | 2019-04-29 | 23 | 624724.7879 | 119667.3282 | 268021.8612 | 0 | 387689.1894
2850 | 0.01703% | 0.01397% | [6 empty] | 2019-04-29 | 24 | 2.3813 | 109726.0456 | kWh | GS |  | 2019-04-29 | 24 | 498464.5197 | 109726.0456 | 250470.1426 | 0 | 360196.1882
2851 | 0.01716% | 0.01278% | [6 empty] | 2019-04-30 | 1 | 2.1842 | 100642.6202 | kWh | GS |  | 2019-04-30 | 1 | 397082.2678 | 100642.6202 | 238872.4661 | 0 | 339515.0863
2852 | 0.01603% | 0.01186% | [6 empty] | 2019-04-30 | 2 | 2.0805 | 95863.1184 | kWh | GS |  | 2019-04-30 | 2 | 337868.2652 | 95863.1184 | 231476.2087 | 0 | 327339.3271
2853 | 0.01502% | 0.01148% | [6 empty] | 2019-04-30 | 3 | 2.02 | 93078.7984 | kWh | GS |  | 2019-04-30 | 3 | 300064.936 | 93078.7984 | 226906.9495 | 0 | 319985.7479
2854 | 0.01362% | 0.01061% | [6 empty] | 2019-04-30 | 4 | 2.0007 | 92190.2918 | kWh | GS |  | 2019-04-30 | 4 | 294404.5165 | 92190.2918 | 227311.5636 | 0 | 319501.8553
2855 | 0.01143% | 0.009517% | [6 empty] | 2019-04-30 | 5 | 2.0037 | 92328.1073 | kWh | GS |  | 2019-04-30 | 5 | 280499.2826 | 92328.1073 | 239268.4249 | 0 | 331596.5322
2856 | 0.009118% | 0.008842% | [6 empty] | 2019-04-30 | 6 | 2.1156 | 97481.8831 | kWh | GS |  | 2019-04-30 | 6 | 313922.6053 | 97481.8831 | 270919.0341 | 0 | 368400.9172
2857 | 0.007263% | 0.008334% | [6 empty] | 2019-04-30 | 7 | 2.3756 | 109462.5497 | kWh | GS |  | 2019-04-30 | 7 | 397811.6673 | 109462.5497 | 320165.8822 | 0 | 429628.4319
2858 | 0.00618% | 0.008036% | [6 empty] | 2019-04-30 | 8 | 2.7105 | 124896.1181 | kWh | GS |  | 2019-04-30 | 8 | 403608.7341 | 124896.1181 | 355620.8848 | 0 | 480517.0029
2859 | 0.005489% | 0.007855% | [6 empty] | 2019-04-30 | 9 | 3.2316 | 148907.5468 | kWh | GS |  | 2019-04-30 | 9 | 382085.1436 | 148907.5468 | 402784.6682 | 0 | 551692.215
2860 | 0.005385% | 0.007843% | [6 empty] | 2019-04-30 | 10 | 3.8067 | 175403.9019 | kWh | GS |  | 2019-04-30 | 10 | 415115.278 | 175403.9019 | 435901.2703 | 0 | 611305.1722
2861 | 0.005131% | 0.00814% | [6 empty] | 2019-04-30 | 11 | 4.2971 | 198000.3352 | kWh | GS |  | 2019-04-30 | 11 | 476195.1613 | 198000.3352 | 450242.8658 | 0 | 648243.201
2862 | 0.005742% | 0.009044% | [6 empty] | 2019-04-30 | 12 | 4.6462 | 214086.0388 | kWh | GS |  | 2019-04-30 | 12 | 560331.5453 | 214086.0388 | 469525.578 | 0 | 683611.6168
2863 | 0.007277% | 0.01055% | [6 empty] | 2019-04-30 | 13 | 4.8271 | 222423.9864 | kWh | GS |  | 2019-04-30 | 13 | 640101.8195 | 222423.9864 | 469098.6235 | 0 | 691522.6099
2864 | 0.007383% | 0.0118% | [6 empty] | 2019-04-30 | 14 | 4.9747 | 229224.0338 | kWh | GS |  | 2019-04-30 | 14 | 718552.5898 | 229224.0338 | 470587.6566 | 0 | 699811.6904
2865 | 0.006989% | 0.01354% | [6 empty] | 2019-04-30 | 15 | 5.1007 | 235029.8226 | kWh | GS |  | 2019-04-30 | 15 | 785519.3649 | 235029.8226 | 466840.7719 | 0 | 701870.5945
2866 | 0.007593% | 0.01501% | [6 empty] | 2019-04-30 | 16 | 5.0803 | 234091.5264 | kWh | GS |  | 2019-04-30 | 16 | 865711.5324 | 234091.5264 | 449054.9199 | 0 | 683146.4463
2867 | 0.00871% | 0.01591% | [6 empty] | 2019-04-30 | 17 | 4.7915 | 220782.0541 | kWh | GS |  | 2019-04-30 | 17 | 921734.7894 | 220782.0541 | 422092.4717 | 0 | 642874.5258
2868 | 0.01025% | 0.01678% | [6 empty] | 2019-04-30 | 18 | 4.3469 | 200298.2365 | kWh | GS |  | 2019-04-30 | 18 | 950358.7636 | 200298.2365 | 397667.5678 | 0 | 597965.8043
2869 | 0.01171% | 0.01698% | [6 empty] | 2019-04-30 | 19 | 3.8813 | 178840.465 | kWh | GS |  | 2019-04-30 | 19 | 961446.8195 | 178840.465 | 368780.6776 | 0 | 547621.1426
2870 | 0.01314% | 0.01718% | [6 empty] | 2019-04-30 | 20 | 3.5651 | 164274.6014 | kWh | GS |  | 2019-04-30 | 20 | 912164.737 | 164274.6014 | 348011.9495 | 0 | 512286.5509
2871 | 0.01437% | 0.01723% | [6 empty] | 2019-04-30 | 21 | 3.4715 | 159959.6362 | kWh | GS |  | 2019-04-30 | 21 | 855924.6341 | 159959.6362 | 340591.4264 | 0 | 500551.0626
2872 | 0.01584% | 0.01677% | [6 empty] | 2019-04-30 | 22 | 3.108 | 143211.9395 | kWh | GS |  | 2019-04-30 | 22 | 812654.3136 | 143211.9395 | 317128.187 | 0 | 460340.1265
2873 | 0.01686% | 0.01578% | [6 empty] | 2019-04-30 | 23 | 2.756 | 126992.2515 | kWh | GS |  | 2019-04-30 | 23 | 704971.5351 | 126992.2515 | 280612.5234 | 0 | 407604.7749
2874 | 0.01738% | 0.01468% | [6 empty] | 2019-04-30 | 24 | 2.5119 | 115741.7491 | kWh | GS |  | 2019-04-30 | 24 | 577112.8881 | 115741.7491 | 260752.3664 | 0 | 376494.1155
2875 | 0.01759% | 0.01344% | [6 empty] | 2019-05-01 | 1 | 2.3412 | 107876.2948 | kWh | GS |  | 2019-05-01 | 1 | 470669.508 | 107876.2948 | 249122.8781 | 0 | 356999.1729
2876 | 0.01668% | 0.01258% | [6 empty] | 2019-05-01 | 2 | 2.1974 | 101250.5093 | kWh | GS |  | 2019-05-01 | 2 | 402718.2662 | 101250.5093 | 242513.5259 | 0 | 343764.0352
2877 | 0.01566% | 0.01229% | [6 empty] | 2019-05-01 | 3 | 2.1397 | 98595.283 | kWh | GS |  | 2019-05-01 | 3 | 371076.3344 | 98595.283 | 237524.5914 | 0 | 336119.8744
2878 | 0.01486% | 0.0113% | [6 empty] | 2019-05-01 | 4 | 2.1121 | 97321.5771 | kWh | GS |  | 2019-05-01 | 4 | 339222.0151 | 97321.5771 | 236281.7702 | 0 | 333603.3473
2879 | 0.01289% | 0.01001% | [6 empty] | 2019-05-01 | 5 | 2.1058 | 97033.0081 | kWh | GS |  | 2019-05-01 | 5 | 323960.2614 | 97033.0081 | 247479.8293 | 0 | 344512.8374
2880 | 0.01056% | 0.009242% | [6 empty] | 2019-05-01 | 6 | 2.1699 | 99984.09 | kWh | GS |  | 2019-05-01 | 6 | 351992.6588 | 99984.09 | 278796.7348 | 0 | 378780.8248
2881 | 0.008609% | 0.008764% | [6 empty] | 2019-05-01 | 7 | 2.4277 | 111864.2849 | kWh | GS |  | 2019-05-01 | 7 | 406187.6764 | 111864.2849 | 331232.8161 | 0 | 443097.101
2882 | 0.007366% | 0.008439% | [6 empty] | 2019-05-01 | 8 | 2.7387 | 126193.8021 | kWh | GS |  | 2019-05-01 | 8 | 416908.0503 | 126193.8021 | 366430.2241 | 0 | 492624.0262
2883 | 0.006788% | 0.008251% | [6 empty] | 2019-05-01 | 9 | 3.3501 | 154366.8062 | kWh | GS |  | 2019-05-01 | 9 | 408569.6681 | 154366.8062 | 411881.6472 | 0 | 566248.4534
2884 | 0.006205% | 0.008189% | [6 empty] | 2019-05-01 | 10 | 3.8748 | 178542.3146 | kWh | GS |  | 2019-05-01 | 10 | 426655.8266 | 178542.3146 | 436527.8317 | 0 | 615070.1463
2885 | 0.005926% | 0.008457% | [6 empty] | 2019-05-01 | 11 | 4.3061 | 198414.1902 | kWh | GS |  | 2019-05-01 | 11 | 465702.8756 | 198414.1902 | 449684.9753 | 0 | 648099.1655
2886 | 0.006438% | 0.009298% | [6 empty] | 2019-05-01 | 12 | 4.6297 | 213328.9046 | kWh | GS |  | 2019-05-01 | 12 | 542147.8472 | 213328.9046 | 460977.1226 | 0 | 674306.0272
2887 | 0.00743% | 0.01088% | [6 empty] | 2019-05-01 | 13 | 4.8037 | 221346.7224 | kWh | GS |  | 2019-05-01 | 13 | 648997.7905 | 221346.7224 | 465523.6531 | 0 | 686870.3755
2888 | 0.007626% | 0.01209% | [6 empty] | 2019-05-01 | 14 | 4.8866 | 225166.5682 | kWh | GS |  | 2019-05-01 | 14 | 728409.8305 | 225166.5682 | 464609.9218 | 0 | 689776.49
2889 | 0.007473% | 0.0139% | [6 empty] | 2019-05-01 | 15 | 4.9913 | 229989.232 | kWh | GS |  | 2019-05-01 | 15 | 793319.7435 | 229989.232 | 461817.9514 | 0 | 691807.1834
2890 | 0.007804% | 0.0151% | [6 empty] | 2019-05-01 | 16 | 4.9762 | 229291.8866 | kWh | GS |  | 2019-05-01 | 16 | 856673.2539 | 229291.8866 | 444336.2155 | 0 | 673628.1021
2891 | 0.008518% | 0.01591% | [6 empty] | 2019-05-01 | 17 | 4.8028 | 221302.095 | kWh | GS |  | 2019-05-01 | 17 | 909490.1133 | 221302.095 | 417782.4891 | 0 | 639084.5841
2892 | 0.009917% | 0.01655% | [6 empty] | 2019-05-01 | 18 | 4.3638 | 201077.09 | kWh | GS |  | 2019-05-01 | 18 | 943013.5448 | 201077.09 | 392398.821 | 0 | 593475.911
2893 | 0.01187% | 0.01686% | [6 empty] | 2019-05-01 | 19 | 3.9088 | 180108.1963 | kWh | GS |  | 2019-05-01 | 19 | 939517.9677 | 180108.1963 | 365648.9884 | 0 | 545757.1847
2894 | 0.01332% | 0.01693% | [6 empty] | 2019-05-01 | 20 | 3.6353 | 167509.0467 | kWh | GS |  | 2019-05-01 | 20 | 878450.5586 | 167509.0467 | 342486.8954 | 0 | 509995.9421
2895 | 0.01451% | 0.01698% | [6 empty] | 2019-05-01 | 21 | 3.4333 | 158201.0497 | kWh | GS |  | 2019-05-01 | 21 | 818135.8354 | 158201.0497 | 334863.441 | 0 | 493064.4907
2896 | 0.01567% | 0.01654% | [6 empty] | 2019-05-01 | 22 | 2.9612 | 136447.7029 | kWh | GS |  | 2019-05-01 | 22 | 759474.058 | 136447.7029 | 309869.7284 | 0 | 446317.4313
2897 | 0.01664% | 0.01569% | [6 empty] | 2019-05-01 | 23 | 2.698 | 124320.6365 | kWh | GS |  | 2019-05-01 | 23 | 663017.873 | 124320.6365 | 277008.9286 | 0 | 401329.5651
2898 | 0.01725% | 0.01457% | [6 empty] | 2019-05-01 | 24 | 2.4719 | 113901.2067 | kWh | GS |  | 2019-05-01 | 24 | 546450.7135 | 113901.2067 | 256615.1976 | 0 | 370516.4043
2899 | 0.01719% | 0.0134% | [6 empty] | 2019-05-02 | 1 | 2.3309 | 107402.1851 | kWh | GS |  | 2019-05-02 | 1 | 459078.572 | 107402.1851 | 244703.2099 | 0 | 352105.395
2900 | 0.01607% | 0.01252% | [6 empty] | 2019-05-02 | 2 | 2.2033 | 101525.2576 | kWh | GS |  | 2019-05-02 | 2 | 396637.2699 | 101525.2576 | 236099.7626 | 0 | 337625.0202
2901 | 0.01496% | 0.0121% | [6 empty] | 2019-05-02 | 3 | 2.1122 | 97327.1505 | kWh | GS |  | 2019-05-02 | 3 | 361245.7466 | 97327.1505 | 234971.0017 | 0 | 332298.1522
2902 | 0.01389% | 0.01096% | [6 empty] | 2019-05-02 | 4 | 2.1157 | 97485.5581 | kWh | GS |  | 2019-05-02 | 4 | 340709.0393 | 97485.5581 | 237389.2061 | 0 | 334874.7642
2903 | 0.01213% | 0.009852% | [6 empty] | 2019-05-02 | 5 | 2.1319 | 98235.3583 | kWh | GS |  | 2019-05-02 | 5 | 333774.0593 | 98235.3583 | 250598.2102 | 0 | 348833.5685
2904 | 0.009995% | 0.009095% | [6 empty] | 2019-05-02 | 6 | 2.2433 | 103368.7484 | kWh | GS |  | 2019-05-02 | 6 | 360523.7857 | 103368.7484 | 285333.2534 | 0 | 388702.0018
2905 | 0.008397% | 0.008643% | [6 empty] | 2019-05-02 | 7 | 2.5655 | 118214.1636 | kWh | GS |  | 2019-05-02 | 7 | 437094.6842 | 118214.1636 | 342585.544 | 0 | 460799.7076
2906 | 0.007255% | 0.008288% | [6 empty] | 2019-05-02 | 8 | 2.8474 | 131200.5815 | kWh | GS |  | 2019-05-02 | 8 | 454440.9995 | 131200.5815 | 380242.7057 | 0 | 511443.2872
2907 | 0.006608% | 0.008157% | [6 empty] | 2019-05-02 | 9 | 3.3664 | 155118.6759 | kWh | GS |  | 2019-05-02 | 9 | 433010.86 | 155118.6759 | 419771.7973 | 0 | 574890.4732
2908 | 0.006232% | 0.008221% | [6 empty] | 2019-05-02 | 10 | 3.8639 | 178040.069 | kWh | GS |  | 2019-05-02 | 10 | 444462.5223 | 178040.069 | 434883.9913 | 0 | 612924.0603
2909 | 0.006105% | 0.008563% | [6 empty] | 2019-05-02 | 11 | 4.2626 | 196413.9188 | kWh | GS |  | 2019-05-02 | 11 | 490276.2618 | 196413.9188 | 452927.4778 | 0 | 649341.3966
2910 | 0.006594% | 0.009542% | [6 empty] | 2019-05-02 | 12 | 4.6129 | 212551.182 | kWh | GS |  | 2019-05-02 | 12 | 548696.9058 | 212551.182 | 463002.42 | 0 | 675553.602
2911 | 0.007995% | 0.01131% | [6 empty] | 2019-05-02 | 13 | 4.7414 | 218471.97 | kWh | GS |  | 2019-05-02 | 13 | 632756.7535 | 218471.97 | 467946.0434 | 0 | 686418.0134
2912 | 0.008312% | 0.01255% | [6 empty] | 2019-05-02 | 14 | 4.8437 | 223186.5348 | kWh | GS |  | 2019-05-02 | 14 | 698342.0382 | 223186.5348 | 466651.9466 | 0 | 689838.4814
2913 | 0.00792% | 0.01411% | [6 empty] | 2019-05-02 | 15 | 4.8875 | 225204.0416 | kWh | GS |  | 2019-05-02 | 15 | 733893.5465 | 225204.0416 | 459972.7425 | 0 | 685176.7841
2914 | 0.00813% | 0.01505% | [6 empty] | 2019-05-02 | 16 | 4.8678 | 224297.0885 | kWh | GS |  | 2019-05-02 | 16 | 784805.9556 | 224297.0885 | 444234.0174 | 0 | 668531.1059
2915 | 0.008968% | 0.01594% | [6 empty] | 2019-05-02 | 17 | 4.6166 | 212724.6373 | kWh | GS |  | 2019-05-02 | 17 | 829997.5874 | 212724.6373 | 417451.0555 | 0 | 630175.6928
2916 | 0.01004% | 0.01658% | [6 empty] | 2019-05-02 | 18 | 4.0654 | 187326.0757 | kWh | GS |  | 2019-05-02 | 18 | 826434.4294 | 187326.0757 | 384722.2045 | 0 | 572048.2802
2917 | 0.01157% | 0.01685% | [6 empty] | 2019-05-02 | 19 | 3.5548 | 163799.4586 | kWh | GS |  | 2019-05-02 | 19 | 817127.6741 | 163799.4586 | 351447.7774 | 0 | 515247.236
2918 | 0.01277% | 0.01693% | [6 empty] | 2019-05-02 | 20 | 3.3462 | 154184.5713 | kWh | GS |  | 2019-05-02 | 20 | 765692.3523 | 154184.5713 | 332313.782 | 0 | 486498.3533
2919 | 0.01342% | 0.01682% | [6 empty] | 2019-05-02 | 21 | 3.1947 | 147204.8279 | kWh | GS |  | 2019-05-02 | 21 | 757215.8187 | 147204.8279 | 331766.7133 | 0 | 478971.5412
2920 | 0.01436% | 0.01641% | [6 empty] | 2019-05-02 | 22 | 2.9063 | 133917.0811 | kWh | GS |  | 2019-05-02 | 22 | 723829.5514 | 133917.0811 | 312814.9759 | 0 | 446732.057
2921 | 0.01518% | 0.01547% | [6 empty] | 2019-05-02 | 23 | 2.6404 | 121662.553 | kWh | GS |  | 2019-05-02 | 23 | 643467.5822 | 121662.553 | 278250.9121 | 0 | 399913.4651
2922 | 0.01512% | 0.01404% | [6 empty] | 2019-05-02 | 24 | 2.4504 | 112907.7434 | kWh | GS |  | 2019-05-02 | 24 | 530870.9643 | 112907.7434 | 258328.2568 | 0 | 371236.0002
2923 | 0.01495% | 0.01265% | [6 empty] | 2019-05-03 | 1 | 2.3325 | 107475.2448 | kWh | GS |  | 2019-05-03 | 1 | 458634.8214 | 107475.2448 | 248699.5908 | 0 | 356174.8356
2924 | 0.01401% | 0.01194% | [6 empty] | 2019-05-03 | 2 | 2.2487 | 103615.2594 | kWh | GS |  | 2019-05-03 | 2 | 403346.2561 | 103615.2594 | 242264.0734 | 0 | 345879.3328
2925 | 0.01385% | 0.01176% | [6 empty] | 2019-05-03 | 3 | 2.1829 | 100583.3099 | kWh | GS |  | 2019-05-03 | 3 | 383594.1086 | 100583.3099 | 238144.0549 | 0 | 338727.3648
2926 | 0.01324% | 0.01097% | [6 empty] | 2019-05-03 | 4 | 2.1484 | 98991.9772 | kWh | GS |  | 2019-05-03 | 4 | 355153.1336 | 98991.9772 | 236270.0317 | 0 | 335262.0089
2927 | 0.01177% | 0.009817% | [6 empty] | 2019-05-03 | 5 | 2.1714 | 100055.6169 | kWh | GS |  | 2019-05-03 | 5 | 348523.0959 | 100055.6169 | 247169.4737 | 0 | 347225.0906
2928 | 0.00971% | 0.009113% | [6 empty] | 2019-05-03 | 6 | 2.2791 | 105015.1513 | kWh | GS |  | 2019-05-03 | 6 | 376315.9096 | 105015.1513 | 281037.7877 | 0 | 386052.939
2929 | 0.008389% | 0.008743% | [6 empty] | 2019-05-03 | 7 | 2.583 | 119021.561 | kWh | GS |  | 2019-05-03 | 7 | 439812.5615 | 119021.561 | 332705.3632 | 0 | 451726.9242
2930 | 0.007378% | 0.008491% | [6 empty] | 2019-05-03 | 8 | 2.8414 | 130926.2459 | kWh | GS |  | 2019-05-03 | 8 | 450518.6918 | 130926.2459 | 371958.1195 | 0 | 502884.3654
2931 | 0.007016% | 0.008315% | [6 empty] | 2019-05-03 | 9 | 3.3094 | 152489.3376 | kWh | GS |  | 2019-05-03 | 9 | 437811.5736 | 152489.3376 | 409638.5969 | 0 | 562127.9345
2932 | 0.006496% | 0.00823% | [6 empty] | 2019-05-03 | 10 | 3.7683 | 173636.9877 | kWh | GS |  | 2019-05-03 | 10 | 461029.1156 | 173636.9877 | 425734.9447 | 0 | 599371.9324
2933 | 0.006375% | 0.008524% | [6 empty] | 2019-05-03 | 11 | 4.1503 | 191235.7736 | kWh | GS |  | 2019-05-03 | 11 | 494701.6161 | 191235.7736 | 451522.7558 | 0 | 642758.5294
2934 | 0.006883% | 0.009477% | [6 empty] | 2019-05-03 | 12 | 4.4163 | 203492.2984 | kWh | GS |  | 2019-05-03 | 12 | 550833.676 | 203492.2984 | 457176.3127 | 0 | 660668.6111
2935 | 0.008045% | 0.01109% | [6 empty] | 2019-05-03 | 13 | 4.5483 | 209576.2841 | kWh | GS |  | 2019-05-03 | 13 | 615049.9143 | 209576.2841 | 459362.9686 | 0 | 668939.2527
2936 | 0.008241% | 0.01234% | [6 empty] | 2019-05-03 | 14 | 4.6086 | 212353.4065 | kWh | GS |  | 2019-05-03 | 14 | 688622.4808 | 212353.4065 | 463477.658 | 0 | 675831.0645
2937 | 0.008008% | 0.0138% | [6 empty] | 2019-05-03 | 15 | 4.5782 | 210955.14 | kWh | GS |  | 2019-05-03 | 15 | 715088.8275 | 210955.14 | 449793.6399 | 0 | 660748.7799
2938 | 0.008433% | 0.01471% | [6 empty] | 2019-05-03 | 16 | 4.3068 | 198448.1812 | kWh | GS |  | 2019-05-03 | 16 | 680969.1499 | 198448.1812 | 418971.3735 | 0 | 617419.5547
2939 | 0.009049% | 0.01578% | [6 empty] | 2019-05-03 | 17 | 4.0119 | 184858.6814 | kWh | GS |  | 2019-05-03 | 17 | 713782.7979 | 184858.6814 | 394193.3184 | 0 | 579051.9998
2940 | 0.01008% | 0.01622% | [6 empty] | 2019-05-03 | 18 | 3.7024 | 170597.7143 | kWh | GS |  | 2019-05-03 | 18 | 754504.1167 | 170597.7143 | 376203.3232 | 0 | 546801.0375
2941 | 0.01125% | 0.01642% | [6 empty] | 2019-05-03 | 19 | 3.3991 | 156622.1046 | kWh | GS |  | 2019-05-03 | 19 | 748255.6467 | 156622.1046 | 349723.329 | 0 | 506345.4336
2942 | 0.0126% | 0.01659% | [6 empty] | 2019-05-03 | 20 | 3.2173 | 148244.6141 | kWh | GS |  | 2019-05-03 | 20 | 706111.9697 | 148244.6141 | 335460.1446 | 0 | 483704.7587
2943 | 0.01308% | 0.01622% | [6 empty] | 2019-05-03 | 21 | 3.2768 | 150989.4346 | kWh | GS |  | 2019-05-03 | 21 | 699756.0094 | 150989.4346 | 336084.9859 | 0 | 487074.4205
2944 | 0.01246% | 0.01516% | [6 empty] | 2019-05-03 | 22 | 3.0561 | 140819.0064 | kWh | GS |  | 2019-05-03 | 22 | 675272.2212 | 140819.0064 | 313786.1887 | 0 | 454605.1951
2945 | 0.01306% | 0.01421% | [6 empty] | 2019-05-03 | 23 | 2.7658 | 127440.9196 | kWh | GS |  | 2019-05-03 | 23 | 626776.2289 | 127440.9196 | 280912.7243 | 0 | 408353.6439
2946 | 0.0138% | 0.01342% | [6 empty] | 2019-05-03 | 24 | 2.5527 | 117623.0848 | kWh | GS |  | 2019-05-03 | 24 | 551641.1975 | 117623.0848 | 261462.9661 | 0 | 379086.0509
2947 | 0.01369% | 0.01243% | [6 empty] | 2019-05-04 | 1 | 2.415 | 111276.5029 | kWh | GS |  | 2019-05-04 | 1 | 491092.1549 | 111276.5029 | 249447.247 | 0 | 360723.7499
2948 | 0.01292% | 0.01187% | [6 empty] | 2019-05-04 | 2 | 2.2196 | 102276.6631 | kWh | GS |  | 2019-05-04 | 2 | 426404.7005 | 102276.6631 | 240638.5214 | 0 | 342915.1845
2949 | 0.0128% | 0.01196% | [6 empty] | 2019-05-04 | 3 | 2.1135 | 97386.588 | kWh | GS |  | 2019-05-04 | 3 | 378101.4409 | 97386.588 | 232151.6836 | 0 | 329538.2716
2950 | 0.01235% | 0.01116% | [6 empty] | 2019-05-04 | 4 | 2.0792 | 95805.7369 | kWh | GS |  | 2019-05-04 | 4 | 346594.8284 | 95805.7369 | 231635.9183 | 0 | 327441.6552
2951 | 0.01146% | 0.01002% | [6 empty] | 2019-05-04 | 5 | 2.0783 | 95762.2011 | kWh | GS |  | 2019-05-04 | 5 | 333869.0653 | 95762.2011 | 235935.4449 | 0 | 331697.646
2952 | 0.01009% | 0.009306% | [6 empty] | 2019-05-04 | 6 | 2.1185 | 97614.0185 | kWh | GS |  | 2019-05-04 | 6 | 330313.8635 | 97614.0185 | 245357.1792 | 0 | 342971.1977
2953 | 0.008983% | 0.008855% | [6 empty] | 2019-05-04 | 7 | 2.1969 | 101229.7611 | kWh | GS |  | 2019-05-04 | 7 | 350554.1528 | 101229.7611 | 261662.4651 | 0 | 362892.2262
2954 | 0.0078% | 0.008418% | [6 empty] | 2019-05-04 | 8 | 2.1215 | 97753.058 | kWh | GS |  | 2019-05-04 | 8 | 389605.731 | 97753.058 | 279165.9972 | 0 | 376919.0551
2955 | 0.006916% | 0.00809% | [6 empty] | 2019-05-04 | 9 | 2.4047 | 110802.3858 | kWh | GS |  | 2019-05-04 | 9 | 480833.8749 | 110802.3858 | 301346.3227 | 0 | 412148.7085
2956 | 0.00634% | 0.008038% | [6 empty] | 2019-05-04 | 10 | 2.8856 | 132963.134 | kWh | GS |  | 2019-05-04 | 10 | 587281.3671 | 132963.134 | 322720.6682 | 0 | 455683.8022
2957 | 0.006107% | 0.008143% | [6 empty] | 2019-05-04 | 11 | 3.3327 | 153566.1335 | kWh | GS |  | 2019-05-04 | 11 | 663274.5343 | 153566.1335 | 336558.368 | 0 | 490124.5015
2958 | 0.006042% | 0.008419% | [6 empty] | 2019-05-04 | 12 | 3.5762 | 164784.6476 | kWh | GS |  | 2019-05-04 | 12 | 745528.6707 | 164784.6476 | 342848.3605 | 0 | 507633.0081
2959 | 0.006412% | 0.008908% | [6 empty] | 2019-05-04 | 13 | 3.756 | 173066.8143 | kWh | GS |  | 2019-05-04 | 13 | 854788.9668 | 173066.8143 | 349346.0929 | 0 | 522412.9072
2960 | 0.007126% | 0.009253% | [6 empty] | 2019-05-04 | 14 | 3.8849 | 179010.1941 | kWh | GS |  | 2019-05-04 | 14 | 927690.7733 | 179010.1941 | 350785.1136 | 0 | 529795.3077
2961 | 0.008795% | 0.01012% | [6 empty] | 2019-05-04 | 15 | 3.9232 | 180773.8887 | kWh | GS |  | 2019-05-04 | 15 | 1015008.046 | 180773.8887 | 351111.4815 | 0 | 531885.3702
2962 | 0.01074% | 0.01119% | [6 empty] | 2019-05-04 | 16 | 4.0037 | 184484.179 | kWh | GS |  | 2019-05-04 | 16 | 1067716.493 | 184484.179 | 350403.1228 | 0 | 534887.3018
2963 | 0.01213% | 0.01203% | [6 empty] | 2019-05-04 | 17 | 4.0463 | 186443.2522 | kWh | GS |  | 2019-05-04 | 17 | 1114460.667 | 186443.2522 | 351333.1852 | 0 | 537776.4374
2964 | 0.01364% | 0.01246% | [6 empty] | 2019-05-04 | 18 | 3.9855 | 183645.5631 | kWh | GS |  | 2019-05-04 | 18 | 1111763.648 | 183645.5631 | 343687.8938 | 0 | 527333.4569
2965 | 0.01564% | 0.01282% | [6 empty] | 2019-05-04 | 19 | 3.8631 | 178004.7812 | kWh | GS |  | 2019-05-04 | 19 | 1056774.43 | 178004.7812 | 337610.4343 | 0 | 515615.2155
2966 | 0.01697% | 0.01301% | [6 empty] | 2019-05-04 | 20 | 3.6253 | 167046.9991 | kWh | GS |  | 2019-05-04 | 20 | 999877.9198 | 167046.9991 | 323030.6128 | 0 | 490077.6119
2967 | 0.01857% | 0.01306% | [6 empty] | 2019-05-04 | 21 | 3.5672 | 164368.9221 | kWh | GS |  | 2019-05-04 | 21 | 929685.4312 | 164368.9221 | 316714.7923 | 0 | 481083.7144
2968 | 0.01953% | 0.01313% | [6 empty] | 2019-05-04 | 22 | 3.3078 | 152418.8803 | kWh | GS |  | 2019-05-04 | 22 | 852609.7305 | 152418.8803 | 302701.7586 | 0 | 455120.6389
2969 | 0.02039% | 0.0132% | [6 empty] | 2019-05-04 | 23 | 3.1193 | 143731.8444 | kWh | GS |  | 2019-05-04 | 23 | 778538.833 | 143731.8444 | 281859.5554 | 0 | 425591.3998
2970 | 0.02034% | 0.01294% | [6 empty] | 2019-05-04 | 24 | 2.8751 | 132478.0223 | kWh | GS |  | 2019-05-04 | 24 | 684414.2124 | 132478.0223 | 258356.647 | 0 | 390834.6693
2971 | 0.01933% | 0.01266% | [6 empty] | 2019-05-05 | 1 | 2.7272 | 125665.6403 | kWh | GS |  | 2019-05-05 | 1 | 593907.5613 | 125665.6403 | 245152.0003 | 0 | 370817.6406
2972 | 0.01829% | 0.01203% | [6 empty] | 2019-05-05 | 2 | 2.5646 | 118172.7715 | kWh | GS |  | 2019-05-05 | 2 | 518935.5886 | 118172.7715 | 237328.7765 | 0 | 355501.548
2973 | 0.01701% | 0.01181% | [6 empty] | 2019-05-05 | 3 | 2.45 | 112889.3171 | kWh | GS |  | 2019-05-05 | 3 | 456136.6762 | 112889.3171 | 233959.1757 | 0 | 346848.4928
2974 | 0.0156% | 0.01117% | [6 empty] | 2019-05-05 | 4 | 2.2977 | 105871.7366 | kWh | GS |  | 2019-05-05 | 4 | 424701.0673 | 105871.7366 | 231488.7101 | 0 | 337360.4467
2975 | 0.01424% | 0.01045% | [6 empty] | 2019-05-05 | 5 | 2.2597 | 104123.1209 | kWh | GS |  | 2019-05-05 | 5 | 405159.9716 | 104123.1209 | 234688.1294 | 0 | 338811.2503
2976 | 0.01252% | 0.009594% | [6 empty] | 2019-05-05 | 6 | 2.2857 | 105322.4487 | kWh | GS |  | 2019-05-05 | 6 | 386325.1866 | 105322.4487 | 244292.0692 | 0 | 349614.5179
2977 | 0.01086% | 0.009103% | [6 empty] | 2019-05-05 | 7 | 2.2886 | 105455.9677 | kWh | GS |  | 2019-05-05 | 7 | 390901.6262 | 105455.9677 | 255273.4906 | 0 | 360729.4583
2978 | 0.009492% | 0.008727% | [6 empty] | 2019-05-05 | 8 | 2.1678 | 99888.9325 | kWh | GS |  | 2019-05-05 | 8 | 437977.5907 | 99888.9325 | 271174.5992 | 0 | 371063.5317
2979 | 0.008343% | 0.008514% | [6 empty] | 2019-05-05 | 9 | 2.3443 | 108022.457 | kWh | GS |  | 2019-05-05 | 9 | 526847.973 | 108022.457 | 289268.8407 | 0 | 397291.2977
2980 | 0.007768% | 0.008282% | [6 empty] | 2019-05-05 | 10 | 2.9415 | 135540.4004 | kWh | GS |  | 2019-05-05 | 10 | 624692.821 | 135540.4004 | 310445.9447 | 0 | 445986.3451
2981 | 0.007411% | 0.008317% | [6 empty] | 2019-05-05 | 11 | 3.3897 | 156188.3214 | kWh | GS |  | 2019-05-05 | 11 | 695720.0123 | 156188.3214 | 326643.7621 | 0 | 482832.0835
2982 | 0.007066% | 0.008582% | [6 empty] | 2019-05-05 | 12 | 3.4546 | 159179.0848 | kWh | GS |  | 2019-05-05 | 12 | 721323.6866 | 159179.0848 | 323662.1404 | 0 | 482841.2252
2983 | 0.00715% | 0.008855% | [6 empty] | 2019-05-05 | 13 | 3.0684 | 141383.4951 | kWh | GS |  | 2019-05-05 | 13 | 655478.8059 | 141383.4951 | 284936.8262 | 0 | 426320.3213
2984 | 0.008011% | 0.009109% | [6 empty] | 2019-05-05 | 14 | 2.8089 | 129427.8445 | kWh | GS |  | 2019-05-05 | 14 | 638267.4343 | 129427.8445 | 282172.6644 | 0 | 411600.5089
2985 | 0.009637% | 0.009753% | [6 empty] | 2019-05-05 | 15 | 2.613 | 120400.7741 | kWh | GS |  | 2019-05-05 | 15 | 611441.163 | 120400.7741 | 277423.8968 | 0 | 397824.6709
2986 | 0.01143% | 0.01095% | [6 empty] | 2019-05-05 | 16 | 2.5101 | 115658.4051 | kWh | GS |  | 2019-05-05 | 16 | 596328.1606 | 115658.4051 | 279866.2027 | 0 | 395524.6078
2987 | 0.01273% | 0.01185% | [6 empty] | 2019-05-05 | 17 | 2.5145 | 115864.043 | kWh | GS |  | 2019-05-05 | 17 | 612514.7851 | 115864.043 | 277769.1685 | 0 | 393633.2115
2988 | 0.01319% | 0.01185% | [6 empty] | 2019-05-05 | 18 | 2.5392 | 117002.162 | kWh | GS |  | 2019-05-05 | 18 | 647386.0474 | 117002.162 | 280986.3069 | 0 | 397988.4689
2989 | 0.01199% | 0.01047% | [6 empty] | 2019-05-05 | 19 | 2.6272 | 121054.5295 | kWh | GS |  | 2019-05-05 | 19 | 678892.8436 | 121054.5295 | 276356.1886 | 0 | 397410.7181
2990 | 0.01167% | 0.0101% | [6 empty] | 2019-05-05 | 20 | 2.6448 | 121869.2387 | kWh | GS |  | 2019-05-05 | 20 | 687855.6308 | 121869.2387 | 268118.4692 | 0 | 389987.7079
2991 | 0.01118% | 0.009766% | [6 empty] | 2019-05-05 | 21 | 2.756 | 126991.4408 | kWh | GS |  | 2019-05-05 | 21 | 697706.8674 | 126991.4408 | 265041.2787 | 0 | 392032.7195
2992 | 0.01091% | 0.009709% | [6 empty] | 2019-05-05 | 22 | 2.626 | 121001.1028 | kWh | GS |  | 2019-05-05 | 22 | 659022.6184 | 121001.1028 | 256444.7281 | 0 | 377445.8309
2993 | 0.0112% | 0.009663% | [6 empty] | 2019-05-05 | 23 | 2.4054 | 110838.1383 | kWh | GS |  | 2019-05-05 | 23 | 576256.0571 | 110838.1383 | 241407.2356 | 0 | 352245.3739
2994 | 0.01184% | 0.00977% | [6 empty] | 2019-05-05 | 24 | 2.2741 | 104786.5512 | kWh | GS |  | 2019-05-05 | 24 | 488726.5074 | 104786.5512 | 232073.4219 | 0 | 336859.9731
2995 | 0.01242% | 0.009756% | [6 empty] | 2019-05-06 | 1 | 2.1898 | 100899.5726 | kWh | GS |  | 2019-05-06 | 1 | 418216.4895 | 100899.5726 | 224189.7264 | 0 | 325089.299
2996 | 0.01258% | 0.009573% | [6 empty] | 2019-05-06 | 2 | 2.0884 | 96228.3526 | kWh | GS |  | 2019-05-06 | 2 | 360030.7398 | 96228.3526 | 224584.3828 | 0 | 320812.7354
2997 | 0.01276% | 0.009624% | [6 empty] | 2019-05-06 | 3 | 2.0187 | 93017.176 | kWh | GS |  | 2019-05-06 | 3 | 335198.5405 | 93017.176 | 221859.6449 | 0 | 314876.8209
2998 | 0.01205% | 0.009266% | [6 empty] | 2019-05-06 | 4 | 1.9973 | 92031.3677 | kWh | GS |  | 2019-05-06 | 4 | 313297.9627 | 92031.3677 | 224107.7571 | 0 | 316139.1248
2999 | 0.01054% | 0.008647% | [6 empty] | 2019-05-06 | 5 | 2.0379 | 93902.561 | kWh | GS |  | 2019-05-06 | 5 | 316413.6305 | 93902.561 | 242170.6752 | 0 | 336073.2362
3000 | 0.008939% | 0.008269% | [6 empty] | 2019-05-06 | 6 | 2.1349 | 98374.1392 | kWh | GS |  | 2019-05-06 | 6 | 351745.6698 | 98374.1392 | 277280.1748 | 0 | 375654.314
3001 | 0.00765% | 0.00798% | [6 empty] | 2019-05-06 | 7 | 2.4477 | 112786.7641 | kWh | GS |  | 2019-05-06 | 7 | 420023.3121 | 112786.7641 | 328722.9801 | 0 | 441509.7442
3002 | 0.006585% | 0.007875% | [6 empty] | 2019-05-06 | 8 | 2.7165 | 125172.9055 | kWh | GS |  | 2019-05-06 | 8 | 424348.8174 | 125172.9055 | 366345.6319 | 0 | 491518.5374
3003 | 0.006131% | 0.00773% | [6 empty] | 2019-05-06 | 9 | 3.1906 | 147014.7548 | kWh | GS |  | 2019-05-06 | 9 | 414081.0933 | 147014.7548 | 404081.0743 | 0 | 551095.8291
3004 | 0.005731% | 0.007761% | [6 empty] | 2019-05-06 | 10 | 3.7752 | 173953.1931 | kWh | GS |  | 2019-05-06 | 10 | 435895.7997 | 173953.1931 | 432777.3208 | 0 | 606730.5139
3005 | 0.005788% | 0.00825% | [6 empty] | 2019-05-06 | 11 | 4.1739 | 192326.4321 | kWh | GS |  | 2019-05-06 | 11 | 499740.104 | 192326.4321 | 448511.95 | 0 | 640838.3821
3006 | 0.006434% | 0.009222% | [6 empty] | 2019-05-06 | 12 | 4.3916 | 202355.2198 | kWh | GS |  | 2019-05-06 | 12 | 571426.8347 | 202355.2198 | 458580.49 | 0 | 660935.7098
3007 | 0.007683% | 0.01084% | [6 empty] | 2019-05-06 | 13 | 4.58 | 211037.9944 | kWh | GS |  | 2019-05-06 | 13 | 659704.2619 | 211037.9944 | 464096.2602 | 0 | 675134.2546
3008 | 0.007762% | 0.01207% | [6 empty] | 2019-05-06 | 14 | 4.7259 | 217761.9401 | kWh | GS |  | 2019-05-06 | 14 | 756291.6257 | 217761.9401 | 469462.5197 | 0 | 687224.4598
3009 | 0.007574% | 0.01353% | [6 empty] | 2019-05-06 | 15 | 4.959 | 228501.6186 | kWh | GS |  | 2019-05-06 | 15 | 835505.4008 | 228501.6186 | 466148.415 | 0 | 694650.0336
3010 | 0.007973% | 0.01489% | [6 empty] | 2019-05-06 | 16 | 4.9888 | 229874.48 | kWh | GS |  | 2019-05-06 | 16 | 915395.7916 | 229874.48 | 448726.8921 | 0 | 678601.3721
3011 | 0.009141% | 0.01573% | [6 empty] | 2019-05-06 | 17 | 4.8252 | 222337.2994 | kWh | GS |  | 2019-05-06 | 17 | 975517.8088 | 222337.2994 | 426552.7857 | 0 | 648890.0851
3012 | 0.01045% | 0.01622% | [6 empty] | 2019-05-06 | 18 | 4.3284 | 199441.8638 | kWh | GS |  | 2019-05-06 | 18 | 1029488.944 | 199441.8638 | 403396.8908 | 0 | 602838.7546
3013 | 0.01207% | 0.01657% | [6 empty] | 2019-05-06 | 19 | 3.9654 | 182718.5278 | kWh | GS |  | 2019-05-06 | 19 | 1035181.373 | 182718.5278 | 373683.7497 | 0 | 556402.2775
3014 | 0.01383% | 0.01687% | [6 empty] | 2019-05-06 | 20 | 3.6291 | 167220.0209 | kWh | GS |  | 2019-05-06 | 20 | 980597.8389 | 167220.0209 | 349729.6163 | 0 | 516949.6372
3015 | 0.01528% | 0.01705% | [6 empty] | 2019-05-06 | 21 | 3.3785 | 155673.7288 | kWh | GS |  | 2019-05-06 | 21 | 910336.2764 | 155673.7288 | 338608.3252 | 0 | 494282.054
3016 | 0.01674% | 0.01666% | [6 empty] | 2019-05-06 | 22 | 3.025 | 139387.5158 | kWh | GS |  | 2019-05-06 | 22 | 825436.1012 | 139387.5158 | 311198.9184 | 0 | 450586.4342
3017 | 0.01784% | 0.01593% | [6 empty] | 2019-05-06 | 23 | 2.7911 | 128609.3276 | kWh | GS |  | 2019-05-06 | 23 | 718932.9234 | 128609.3276 | 278295.2006 | 0 | 406904.5282
3018 | 0.01883% | 0.0148% | [6 empty] | 2019-05-06 | 24 | 2.5518 | 117581.36 | kWh | GS |  | 2019-05-06 | 24 | 590339.8226 | 117581.36 | 260707.3222 | 0 | 378288.6822
3019 | 0.01893% | 0.01366% | [6 empty] | 2019-05-07 | 1 | 2.3766 | 109508.5779 | kWh | GS |  | 2019-05-07 | 1 | 481037.6408 | 109508.5779 | 245958.9274 | 0 | 355467.5053
3020 | 0.01794% | 0.01269% | [6 empty] | 2019-05-07 | 2 | 2.2707 | 104627.8571 | kWh | GS |  | 2019-05-07 | 2 | 401550.9897 | 104627.8571 | 241002.6434 | 0 | 345630.5005
3021 | 0.01665% | 0.01213% | [6 empty] | 2019-05-07 | 3 | 2.1945 | 101116.2145 | kWh | GS |  | 2019-05-07 | 3 | 358315.8441 | 101116.2145 | 236222.0563 | 0 | 337338.2708
3022 | 0.0151% | 0.01106% | [6 empty] | 2019-05-07 | 4 | 2.1494 | 99041.3776 | kWh | GS |  | 2019-05-07 | 4 | 327279.4693 | 99041.3776 | 235159.6305 | 0 | 334201.0081
3023 | 0.01315% | 0.009989% | [6 empty] | 2019-05-07 | 5 | 2.1381 | 98521.5308 | kWh | GS |  | 2019-05-07 | 5 | 314911.2742 | 98521.5308 | 244893.883 | 0 | 343415.4138
3024 | 0.0108% | 0.009286% | [6 empty] | 2019-05-07 | 6 | 2.2099 | 101827.2891 | kWh | GS |  | 2019-05-07 | 6 | 342654.1438 | 101827.2891 | 279313.1961 | 0 | 381140.4852
3025 | 0.008799% | 0.008726% | [6 empty] | 2019-05-07 | 7 | 2.4133 | 111199.6062 | kWh | GS |  | 2019-05-07 | 7 | 412058.0676 | 111199.6062 | 329871.679 | 0 | 441071.2852
3026 | 0.007345% | 0.008485% | [6 empty] | 2019-05-07 | 8 | 2.7322 | 125896.1137 | kWh | GS |  | 2019-05-07 | 8 | 426266.0258 | 125896.1137 | 370982.9655 | 0 | 496879.0792
3027 | 0.006554% | 0.008281% | [6 empty] | 2019-05-07 | 9 | 3.372 | 155376.7728 | kWh | GS |  | 2019-05-07 | 9 | 425967.4364 | 155376.7728 | 417351.7102 | 0 | 572728.483
3028 | 0.005986% | 0.008204% | [6 empty] | 2019-05-07 | 10 | 3.9718 | 183013.3433 | kWh | GS |  | 2019-05-07 | 10 | 464928.6631 | 183013.3433 | 447694.3654 | 0 | 630707.7087
3029 | 0.00576% | 0.00843% | [6 empty] | 2019-05-07 | 11 | 4.544 | 209376.2137 | kWh | GS |  | 2019-05-07 | 11 | 554140.6166 | 209376.2137 | 465626.8879 | 0 | 675003.1016
3030 | 0.006268% | 0.009356% | [6 empty] | 2019-05-07 | 12 | 4.7593 | 219298.9982 | kWh | GS |  | 2019-05-07 | 12 | 647554.2757 | 219298.9982 | 476356.811 | 0 | 695655.8092
3031 | 0.007537% | 0.01083% | [6 empty] | 2019-05-07 | 13 | 4.9579 | 228449.0313 | kWh | GS |  | 2019-05-07 | 13 | 730342.7441 | 228449.0313 | 479924.3536 | 0 | 708373.3849
3032 | 0.007797% | 0.0122% | [6 empty] | 2019-05-07 | 14 | 5.0591 | 233111.2341 | kWh | GS |  | 2019-05-07 | 14 | 815570.1868 | 233111.2341 | 479057.7003 | 0 | 712168.9344
3033 | 0.007792% | 0.01406% | [6 empty] | 2019-05-07 | 15 | 5.2795 | 243269.1669 | kWh | GS |  | 2019-05-07 | 15 | 860631.8029 | 243269.1669 | 473406.2109 | 0 | 716675.3778
3034 | 0.008504% | 0.01548% | [6 empty] | 2019-05-07 | 16 | 5.1275 | 236266.0935 | kWh | GS |  | 2019-05-07 | 16 | 914735.836 | 236266.0935 | 456711.3568 | 0 | 692977.4503
3035 | 0.01014% | 0.01657% | [6 empty] | 2019-05-07 | 17 | 4.9298 | 227154.627 | kWh | GS |  | 2019-05-07 | 17 | 984268.2029 | 227154.627 | 425802.6627 | 0 | 652957.2897
3036 | 0.01184% | 0.01708% | [6 empty] | 2019-05-07 | 18 | 4.5076 | 207699.2808 | kWh | GS |  | 2019-05-07 | 18 | 1019212.809 | 207699.2808 | 405330.0605 | 0 | 613029.3413
3037 | 0.01336% | 0.01739% | [6 empty] | 2019-05-07 | 19 | 4.0304 | 185714.0014 | kWh | GS |  | 2019-05-07 | 19 | 1009402.989 | 185714.0014 | 371808.3029 | 0 | 557522.3043
3038 | 0.01492% | 0.01748% | [6 empty] | 2019-05-07 | 20 | 3.6597 | 168629.5175 | kWh | GS |  | 2019-05-07 | 20 | 959194.4951 | 168629.5175 | 352371.4031 | 0 | 521000.9206
3039 | 0.01574% | 0.01759% | [6 empty] | 2019-05-07 | 21 | 3.4806 | 160377.2207 | kWh | GS |  | 2019-05-07 | 21 | 887061.7386 | 160377.2207 | 338430.9897 | 0 | 498808.2104
3040 | 0.01673% | 0.01701% | [6 empty] | 2019-05-07 | 22 | 3.1393 | 144651.7823 | kWh | GS |  | 2019-05-07 | 22 | 808430.7821 | 144651.7823 | 317161.0891 | 0 | 461812.8714
3041 | 0.018% | 0.01603% | [6 empty] | 2019-05-07 | 23 | 2.8386 | 130798.7875 | kWh | GS |  | 2019-05-07 | 23 | 710754.6252 | 130798.7875 | 288249.772 | 0 | 419048.5595
3042 | 0.01864% | 0.01505% | [6 empty] | 2019-05-07 | 24 | 2.5998 | 119792.2059 | kWh | GS |  | 2019-05-07 | 24 | 588380.8256 | 119792.2059 | 265146.5622 | 0 | 384938.7681
3043 | 0.01846% | 0.01369% | [6 empty] | 2019-05-08 | 1 | 2.437 | 112293.2518 | kWh | GS |  | 2019-05-08 | 1 | 480191.4683 | 112293.2518 | 254759.2412 | 0 | 367052.493
3044 | 0.01755% | 0.01279% | [6 empty] | 2019-05-08 | 2 | 2.306 | 106253.8323 | kWh | GS |  | 2019-05-08 | 2 | 404049.2062 | 106253.8323 | 247214.7301 | 0 | 353468.5624
3045 | 0.01623% | 0.01224% | [6 empty] | 2019-05-08 | 3 | 2.2206 | 102319.1356 | kWh | GS |  | 2019-05-08 | 3 | 369009.091 | 102319.1356 | 240447.6635 | 0 | 342766.7991
3046 | 0.01479% | 0.01134% | [6 empty] | 2019-05-08 | 4 | 2.1766 | 100295.0586 | kWh | GS |  | 2019-05-08 | 4 | 339719.148 | 100295.0586 | 238683.7381 | 0 | 338978.7967
3047 | 0.013% | 0.01029% | [6 empty] | 2019-05-08 | 5 | 2.1568 | 99380.1063 | kWh | GS |  | 2019-05-08 | 5 | 329372.5699 | 99380.1063 | 248679.8281 | 0 | 348059.9344
3048 | 0.01076% | 0.009449% | [6 empty] | 2019-05-08 | 6 | 2.2302 | 102761.6277 | kWh | GS |  | 2019-05-08 | 6 | 352126.2619 | 102761.6277 | 283055.8511 | 0 | 385817.4788
3049 | 0.008783% | 0.00901% | [6 empty] | 2019-05-08 | 7 | 2.4797 | 114257.3664 | kWh | GS |  | 2019-05-08 | 7 | 408389.7999 | 114257.3664 | 334306.5281 | 0 | 448563.8945
3050 | 0.007391% | 0.008677% | [6 empty] | 2019-05-08 | 8 | 2.8012 | 129075.0243 | kWh | GS |  | 2019-05-08 | 8 | 425261.7822 | 129075.0243 | 371044.5517 | 0 | 500119.576
3051 | 0.00675% | 0.008414% | [6 empty] | 2019-05-08 | 9 | 3.4537 | 159137.9136 | kWh | GS |  | 2019-05-08 | 9 | 425275.4499 | 159137.9136 | 419948.0869 | 0 | 579086.0005
3052 | 0.006214% | 0.008321% | [6 empty] | 2019-05-08 | 10 | 4.0789 | 187947.1035 | kWh | GS |  | 2019-05-08 | 10 | 469453.1633 | 187947.1035 | 450553.3895 | 0 | 638500.493
3053 | 0.006025% | 0.008544% | [6 empty] | 2019-05-08 | 11 | 4.5265 | 208574.0787 | kWh | GS |  | 2019-05-08 | 11 | 533365.365 | 208574.0787 | 462542.5391 | 0 | 671116.6178
3054 | 0.006441% | 0.009471% | [6 empty] | 2019-05-08 | 12 | 4.875 | 224630.3133 | kWh | GS |  | 2019-05-08 | 12 | 622121.9282 | 224630.3133 | 475954.9029 | 0 | 700585.2162
3055 | 0.00747% | 0.01101% | [6 empty] | 2019-05-08 | 13 | 5.0395 | 232209.1225 | kWh | GS |  | 2019-05-08 | 13 | 703150.8101 | 232209.1225 | 477520.3252 | 0 | 709729.4477
3056 | 0.007779% | 0.01228% | [6 empty] | 2019-05-08 | 14 | 5.1415 | 236911.9795 | kWh | GS |  | 2019-05-08 | 14 | 782808.8889 | 236911.9795 | 479882.1675 | 0 | 716794.147
3057 | 0.007779% | 0.01422% | [6 empty] | 2019-05-08 | 15 | 5.2295 | 240964.068 | kWh | GS |  | 2019-05-08 | 15 | 844920.01 | 240964.068 | 472990.2296 | 0 | 713954.2976
3058 | 0.008587% | 0.01567% | [6 empty] | 2019-05-08 | 16 | 5.1141 | 235649.4009 | kWh | GS |  | 2019-05-08 | 16 | 913883.2738 | 235649.4009 | 456243.0812 | 0 | 691892.4821
3059 | 0.009756% | 0.01647% | [6 empty] | 2019-05-08 | 17 | 4.8693 | 224366.4497 | kWh | GS |  | 2019-05-08 | 17 | 943377.364 | 224366.4497 | 427157.1828 | 0 | 651523.6325
3060 | 0.01138% | 0.0172% | [6 empty] | 2019-05-08 | 18 | 4.3831 | 201966.7144 | kWh | GS |  | 2019-05-08 | 18 | 978116.7341 | 201966.7144 | 406040.4222 | 0 | 608007.1366
3061 | 0.01286% | 0.01742% | [6 empty] | 2019-05-08 | 19 | 3.9116 | 180239.0286 | kWh | GS |  | 2019-05-08 | 19 | 960499.0847 | 180239.0286 | 372613.347 | 0 | 552852.3756
3062 | 0.01432% | 0.0176% | [6 empty] | 2019-05-08 | 20 | 3.6893 | 169996.0195 | kWh | GS |  | 2019-05-08 | 20 | 914394.3048 | 169996.0195 | 352104.7425 | 0 | 522100.762
3063 | 0.01545% | 0.01753% | [6 empty] | 2019-05-08 | 21 | 3.5254 | 162442.3447 | kWh | GS |  | 2019-05-08 | 21 | 874431.3288 | 162442.3447 | 339783.2057 | 0 | 502225.5504
3064 | 0.01672% | 0.01698% | [6 empty] | 2019-05-08 | 22 | 3.0547 | 140755.4553 | kWh | GS |  | 2019-05-08 | 22 | 808124.2151 | 140755.4553 | 313824.1818 | 0 | 454579.6371
3065 | 0.01726% | 0.01599% | [6 empty] | 2019-05-08 | 23 | 2.7456 | 126510.1825 | kWh | GS |  | 2019-05-08 | 23 | 699547.0165 | 126510.1825 | 286606.0576 | 0 | 413116.2401
3066 | 0.01789% | 0.01493% | [6 empty] | 2019-05-08 | 24 | 2.5256 | 116373.2887 | kWh | GS |  | 2019-05-08 | 24 | 562969.1075 | 116373.2887 | 262012.7831 | 0 | 378386.0718
3067 | 0.01757% | 0.01357% | [6 empty] | 2019-05-09 | 1 | 2.3224 | 107009.591 | kWh | GS |  | 2019-05-09 | 1 | 459745.8235 | 107009.591 | 247931.1897 | 0 | 354940.7807
3068 | 0.01673% | 0.01282% | [6 empty] | 2019-05-09 | 2 | 2.1957 | 101175.4371 | kWh | GS |  | 2019-05-09 | 2 | 391718.7357 | 101175.4371 | 242366.4542 | 0 | 343541.8913
3069 | 0.01599% | 0.01233% | [6 empty] | 2019-05-09 | 3 | 2.1302 | 98154.1677 | kWh | GS |  | 2019-05-09 | 3 | 357593.004 | 98154.1677 | 236536.4372 | 0 | 334690.6049
3070 | 0.01478% | 0.01116% | [6 empty] | 2019-05-09 | 4 | 2.081 | 95887.0741 | kWh | GS |  | 2019-05-09 | 4 | 318310.016 | 95887.0741 | 232950.0347 | 0 | 328837.1088
3071 | 0.0128% | 0.01014% | [6 empty] | 2019-05-09 | 5 | 2.0908 | 96341.7575 | kWh | GS |  | 2019-05-09 | 5 | 307239.0484 | 96341.7575 | 241157.4973 | 0 | 337499.2548
3072 | 0.0103% | 0.009289% | [6 empty] | 2019-05-09 | 6 | 2.1556 | 99325.2161 | kWh | GS |  | 2019-05-09 | 6 | 340732.0168 | 99325.2161 | 273953.1438 | 0 | 373278.3599
3073 | 0.008409% | 0.008713% | [6 empty] | 2019-05-09 | 7 | 2.4091 | 111006.1965 | kWh | GS |  | 2019-05-09 | 7 | 400934.3015 | 111006.1965 | 319900.4745 | 0 | 430906.671
3074 | 0.007165% | 0.008433% | [6 empty] | 2019-05-09 | 8 | 2.7561 | 126993.8808 | kWh | GS |  | 2019-05-09 | 8 | 401882.8177 | 126993.8808 | 362523.176 | 0 | 489517.0568
3075 | 0.006541% | 0.008216% | [6 empty] | 2019-05-09 | 9 | 3.3855 | 155998.6312 | kWh | GS |  | 2019-05-09 | 9 | 416721.2796 | 155998.6312 | 411144.1541 | 0 | 567142.7853
3076 | 0.005822% | 0.008072% | [6 empty] | 2019-05-09 | 10 | 4.0044 | 184517.0342 | kWh | GS |  | 2019-05-09 | 10 | 454771.6827 | 184517.0342 | 442549.7514 | 0 | 627066.7856
3077 | 0.00562% | 0.008285% | [6 empty] | 2019-05-09 | 11 | 4.4962 | 207177.6604 | kWh | GS |  | 2019-05-09 | 11 | 512102.0365 | 207177.6604 | 462720.7711 | 0 | 669898.4315
3078 | 0.006232% | 0.009163% | [6 empty] | 2019-05-09 | 12 | 4.8423 | 223124.9865 | kWh | GS |  | 2019-05-09 | 12 | 608194.3195 | 223124.9865 | 469818.7294 | 0 | 692943.7159
3079 | 0.007334% | 0.01058% | [6 empty] | 2019-05-09 | 13 | 5.0754 | 233862.6784 | kWh | GS |  | 2019-05-09 | 13 | 698341.3855 | 233862.6784 | 474658.3568 | 0 | 708521.0352
3080 | 0.007351% | 0.01202% | [6 empty] | 2019-05-09 | 14 | 5.2723 | 242935.7491 | kWh | GS |  | 2019-05-09 | 14 | 779850.5253 | 242935.7491 | 475244.023 | 0 | 718179.7721
3081 | 0.007622% | 0.01392% | [6 empty] | 2019-05-09 | 15 | 5.3617 | 247055.9288 | kWh | GS |  | 2019-05-09 | 15 | 856981.7826 | 247055.9288 | 474017.9063 | 0 | 721073.8351
3082 | 0.008318% | 0.01539% | [6 empty] | 2019-05-09 | 16 | 5.3369 | 245911.9938 | kWh | GS |  | 2019-05-09 | 16 | 927993.8662 | 245911.9938 | 456560.4925 | 0 | 702472.4863
3083 | 0.009367% | 0.01644% | [6 empty] | 2019-05-09 | 17 | 5.0843 | 234275.7387 | kWh | GS |  | 2019-05-09 | 17 | 986425.7724 | 234275.7387 | 431664.6266 | 0 | 665940.3653
3084 | 0.01112% | 0.01701% | [6 empty] | 2019-05-09 | 18 | 4.6892 | 216067.3045 | kWh | GS |  | 2019-05-09 | 18 | 1008624.501 | 216067.3045 | 407699.1194 | 0 | 623766.4239
3085 | 0.01277% | 0.01739% | [6 empty] | 2019-05-09 | 19 | 4.2813 | 197272.4235 | kWh | GS |  | 2019-05-09 | 19 | 1004909.717 | 197272.4235 | 373620.5145 | 0 | 570892.938
3086 | 0.01426% | 0.01763% | [6 empty] | 2019-05-09 | 20 | 3.816 | 175833.8692 | kWh | GS |  | 2019-05-09 | 20 | 933838.6432 | 175833.8692 | 351111.6656 | 0 | 526945.5348
3087 | 0.01568% | 0.0177% | [6 empty] | 2019-05-09 | 21 | 3.6486 | 168119.2564 | kWh | GS |  | 2019-05-09 | 21 | 902791.172 | 168119.2564 | 344994.6898 | 0 | 513113.9462
3088 | 0.01697% | 0.01724% | [6 empty] | 2019-05-09 | 22 | 3.2777 | 151030.7292 | kWh | GS |  | 2019-05-09 | 22 | 843591.894 | 151030.7292 | 321501.9928 | 0 | 472532.722
3089 | 0.01804% | 0.01635% | [6 empty] | 2019-05-09 | 23 | 2.9522 | 136031.4175 | kWh | GS |  | 2019-05-09 | 23 | 744754.879 | 136031.4175 | 289963.915 | 0 | 425995.3325
3090 | 0.01845% | 0.01531% | [6 empty] | 2019-05-09 | 24 | 2.6948 | 124169.154 | kWh | GS |  | 2019-05-09 | 24 | 638282.217 | 124169.154 | 269624.3536 | 0 | 393793.5076
3091 | 0.01838% | 0.01401% | [6 empty] | 2019-05-10 | 1 | 2.5346 | 116788.2701 | kWh | GS |  | 2019-05-10 | 1 | 540243.2302 | 116788.2701 | 255571.2776 | 0 | 372359.5477
3092 | 0.01708% | 0.01294% | [6 empty] | 2019-05-10 | 2 | 2.4243 | 111706.3164 | kWh | GS |  | 2019-05-10 | 2 | 456731.6451 | 111706.3164 | 246829.5848 | 0 | 358535.9012
3093 | 0.01651% | 0.0126% | [6 empty] | 2019-05-10 | 3 | 2.3102 | 106450.1949 | kWh | GS |  | 2019-05-10 | 3 | 412566.2302 | 106450.1949 | 243426.5219 | 0 | 349876.7168
3094 | 0.01543% | 0.0116% | [6 empty] | 2019-05-10 | 4 | 2.2652 | 104376.4704 | kWh | GS |  | 2019-05-10 | 4 | 376263.0632 | 104376.4704 | 243230.5601 | 0 | 347607.0305
3095 | 0.01362% | 0.01046% | [6 empty] | 2019-05-10 | 5 | 2.2417 | 103293.3473 | kWh | GS |  | 2019-05-10 | 5 | 360822.3651 | 103293.3473 | 253269.1532 | 0 | 356562.5005
3096 | 0.01168% | 0.009667% | [6 empty] | 2019-05-10 | 6 | 2.3423 | 107928.7438 | kWh | GS |  | 2019-05-10 | 6 | 387319.5876 | 107928.7438 | 289641.9718 | 0 | 397570.7156
3097 | 0.009882% | 0.009141% | [6 empty] | 2019-05-10 | 7 | 2.5801 | 118885.7783 | kWh | GS |  | 2019-05-10 | 7 | 461803.2604 | 118885.7783 | 335295.4346 | 0 | 454181.2129
3098 | 0.008354% | 0.008801% | [6 empty] | 2019-05-10 | 8 | 2.882 | 132798.8348 | kWh | GS |  | 2019-05-10 | 8 | 471892.6149 | 132798.8348 | 376335.4979 | 0 | 509134.3327
3099 | 0.007546% | 0.008589% | [6 empty] | 2019-05-10 | 9 | 3.5528 | 163704.3766 | kWh | GS |  | 2019-05-10 | 9 | 474430.2846 | 163704.3766 | 418948.0616 | 0 | 582652.4382
3100 | 0.006882% | 0.008533% | [6 empty] | 2019-05-10 | 10 | 4.1092 | 189343.2058 | kWh | GS |  | 2019-05-10 | 10 | 507789.4578 | 189343.2058 | 448183.3253 | 0 | 637526.5311
3101 | 0.0066% | 0.008753% | [6 empty] | 2019-05-10 | 11 | 4.6074 | 212300.5377 | kWh | GS |  | 2019-05-10 | 11 | 586064.4072 | 212300.5377 | 463064.714 | 0 | 675365.2517
3102 | 0.007085% | 0.00976% | [6 empty] | 2019-05-10 | 12 | 4.8931 | 225464.4512 | kWh | GS |  | 2019-05-10 | 12 | 657533.6272 | 225464.4512 | 472940.4915 | 0 | 698404.9427
3103 | 0.008447% | 0.01115% | [6 empty] | 2019-05-10 | 13 | 5.0345 | 231979.7042 | kWh | GS |  | 2019-05-10 | 13 | 764685.9267 | 231979.7042 | 475887.9298 | 0 | 707867.634
3104 | 0.008632% | 0.0125% | [6 empty] | 2019-05-10 | 14 | 5.1688 | 238166.2477 | kWh | GS |  | 2019-05-10 | 14 | 845138.3232 | 238166.2477 | 480263.8097 | 0 | 718430.0574
3105 | 0.008678% | 0.0143% | [6 empty] | 2019-05-10 | 15 | 5.3257 | 245398.4288 | kWh | GS |  | 2019-05-10 | 15 | 919567.2526 | 245398.4288 | 466040.8009 | 0 | 711439.2297
3106 | 0.009288% | 0.01565% | [6 empty] | 2019-05-10 | 16 | 5.2413 | 241509.4218 | kWh | GS |  | 2019-05-10 | 16 | 991499.9 | 241509.4218 | 446926.6463 | 0 | 688436.0681
3107 | 0.01072% | 0.01658% | [6 empty] | 2019-05-10 | 17 | 5.0374 | 232114.7148 | kWh | GS |  | 2019-05-10 | 17 | 1050697.27 | 232114.7148 | 424308.1737 | 0 | 656422.8885
3108 | 0.01203% | 0.01714% | [6 empty] | 2019-05-10 | 18 | 4.5533 | 209805.358 | kWh | GS |  | 2019-05-10 | 18 | 1052894.53 | 209805.358 | 397711.034 | 0 | 607516.392
3109 | 0.01399% | 0.01738% | [6 empty] | 2019-05-10 | 19 | 4.0627 | 187200.3101 | kWh | GS |  | 2019-05-10 | 19 | 1011447.892 | 187200.3101 | 365970.1307 | 0 | 553170.4408
3110 | 0.01546% | 0.01764% | [6 empty] | 2019-05-10 | 20 | 3.7842 | 174366.1941 | kWh | GS |  | 2019-05-10 | 20 | 921417.2377 | 174366.1941 | 341237.0787 | 0 | 515603.2728
3111 | 0.01682% | 0.01746% | [6 empty] | 2019-05-10 | 21 | 3.635 | 167494.8476 | kWh | GS |  | 2019-05-10 | 21 | 861655.3905 | 167494.8476 | 334911.4514 | 0 | 502406.299
3112 | 0.01814% | 0.0169% | [6 empty] | 2019-05-10 | 22 | 3.3751 | 155518.7836 | kWh | GS |  | 2019-05-10 | 22 | 801341.1098 | 155518.7836 | 313586.7002 | 0 | 469105.4838
3113 | 0.01922% | 0.01611% | [6 empty] | 2019-05-10 | 23 | 3.0549 | 140764.8273 | kWh | GS |  | 2019-05-10 | 23 | 704773.3971 | 140764.8273 | 281572.9032 | 0 | 422337.7305
3114 | 0.01926% | 0.01491% | [6 empty] | 2019-05-10 | 24 | 2.8236 | 130108.0432 | kWh | GS |  | 2019-05-10 | 24 | 621819.985 | 130108.0432 | 264300.6022 | 0 | 394408.6454
3115 | 0.0185% | 0.01358% | [6 empty] | 2019-05-11 | 1 | 2.6048 | 120021.8742 | kWh | GS |  | 2019-05-11 | 1 | 516257.5645 | 120021.8742 | 249697.5403 | 0 | 369719.4145
3116 | 0.01685% | 0.01266% | [6 empty] | 2019-05-11 | 2 | 2.429 | 111924.9751 | kWh | GS |  | 2019-05-11 | 2 | 441089.8203 | 111924.9751 | 241843.6981 | 0 | 353768.6732
3117 | 0.01576% | 0.01233% | [6 empty] | 2019-05-11 | 3 | 2.2904 | 105537.9909 | kWh | GS |  | 2019-05-11 | 3 | 403423.0576 | 105537.9909 | 237784.0624 | 0 | 343322.0533
3118 | 0.01466% | 0.01152% | [6 empty] | 2019-05-11 | 4 | 2.2387 | 103153.9624 | kWh | GS |  | 2019-05-11 | 4 | 368781.1749 | 103153.9624 | 236855.7023 | 0 | 340009.6647
3119 | 0.01289% | 0.01037% | [6 empty] | 2019-05-11 | 5 | 2.1979 | 101273.2818 | kWh | GS |  | 2019-05-11 | 5 | 345422.8759 | 101273.2818 | 239767.8145 | 0 | 341041.0963
3120 | 0.01137% | 0.009682% | [6 empty] | 2019-05-11 | 6 | 2.2252 | 102530.9079 | kWh | GS |  | 2019-05-11 | 6 | 343163.8599 | 102530.9079 | 247495.5547 | 0 | 350026.4626
3121 | 0.009443% | 0.009076% | [6 empty] | 2019-05-11 | 7 | 2.2629 | 104270.5772 | kWh | GS |  | 2019-05-11 | 7 | 345724.0075 | 104270.5772 | 264239.7123 | 0 | 368510.2895
3122 | 0.008068% | 0.008684% | [6 empty] | 2019-05-11 | 8 | 2.2508 | 103711.1213 | kWh | GS |  | 2019-05-11 | 8 | 397534.4119 | 103711.1213 | 284297.6359 | 0 | 388008.7572
3123 | 0.007379% | 0.008428% | [6 empty] | 2019-05-11 | 9 | 2.5748 | 118642.3265 | kWh | GS |  | 2019-05-11 | 9 | 490069.5211 | 118642.3265 | 311761.1404 | 0 | 430403.4669
3124 | 0.006746% | 0.008347% | [6 empty] | 2019-05-11 | 10 | 3.1415 | 144753.0164 | kWh | GS |  | 2019-05-11 | 10 | 575433.7827 | 144753.0164 | 328465.4277 | 0 | 473218.4441
3125 | 0.006318% | 0.008372% | [6 empty] | 2019-05-11 | 11 | 3.4788 | 160296.5963 | kWh | GS |  | 2019-05-11 | 11 | 673135.6491 | 160296.5963 | 341885.4137 | 0 | 502182.01
3126 | 0.006277% | 0.008592% | [6 empty] | 2019-05-11 | 12 | 3.7906 | 174663.6591 | kWh | GS |  | 2019-05-11 | 12 | 792392.9187 | 174663.6591 | 348814.3326 | 0 | 523477.9917
3127 | 0.006324% | 0.009046% | [6 empty] | 2019-05-11 | 13 | 3.9989 | 184261.1935 | kWh | GS |  | 2019-05-11 | 13 | 876599.5811 | 184261.1935 | 348703.6766 | 0 | 532964.8701
3128 | 0.007271% | 0.009525% | [6 empty] | 2019-05-11 | 14 | 4.1635 | 191846.9082 | kWh | GS |  | 2019-05-11 | 14 | 956387.8249 | 191846.9082 | 348271.6534 | 0 | 540118.5616
3129 | 0.008964% | 0.01057% | [6 empty] | 2019-05-11 | 15 | 4.2484 | 195757.437 | kWh | GS |  | 2019-05-11 | 15 | 1034819.147 | 195757.437 | 351037.349 | 0 | 546794.786
3130 | 0.01053% | 0.01162% | [6 empty] | 2019-05-11 | 16 | 4.3652 | 201139.1216 | kWh | GS |  | 2019-05-11 | 16 | 1090818.271 | 201139.1216 | 353368.7408 | 0 | 554507.8624
3131 | 0.01231% | 0.01233% | [6 empty] | 2019-05-11 | 17 | 4.3256 | 199315.332 | kWh | GS |  | 2019-05-11 | 17 | 1115208.033 | 199315.332 | 355909.878 | 0 | 555225.21
3132 | 0.01449% | 0.01285% | [6 empty] | 2019-05-11 | 18 | 4.2508 | 195870.136 | kWh | GS |  | 2019-05-11 | 18 | 1125320.858 | 195870.136 | 352388.4918 | 0 | 548258.6278
3133 | 0.01603% | 0.01308% | [6 empty] | 2019-05-11 | 19 | 3.9694 | 182903.5673 | kWh | GS |  | 2019-05-11 | 19 | 1102722.585 | 182903.5673 | 340478.3035 | 0 | 523381.8708
3134 | 0.01749% | 0.01326% | [6 empty] | 2019-05-11 | 20 | 3.8071 | 175423.0061 | kWh | GS |  | 2019-05-11 | 20 | 1041006.125 | 175423.0061 | 330350.889 | 0 | 505773.8951
3135 | 0.01893% | 0.01342% | [6 empty] | 2019-05-11 | 21 | 3.8607 | 177891.5544 | kWh | GS |  | 2019-05-11 | 21 | 963308.0757 | 177891.5544 | 326729.5085 | 0 | 504621.0629
3136 | 0.01995% | 0.01361% | [6 empty] | 2019-05-11 | 22 | 3.6236 | 166968.7372 | kWh | GS |  | 2019-05-11 | 22 | 890610.2333 | 166968.7372 | 313831.0895 | 0 | 480799.8267
3137 | 0.0204% | 0.01363% | [6 empty] | 2019-05-11 | 23 | 3.327 | 153301.2558 | kWh | GS |  | 2019-05-11 | 23 | 822386.2804 | 153301.2558 | 289871.0632 | 0 | 443172.319
3138 | 0.02058% | 0.01346% | [6 empty] | 2019-05-11 | 24 | 3.0451 | 140313.4309 | kWh | GS |  | 2019-05-11 | 24 | 709174.9423 | 140313.4309 | 264689.2092 | 0 | 405002.6401
3139 | 0.02017% | 0.01285% | [6 empty] | 2019-05-12 | 1 | 2.8816 | 132778.3058 | kWh | GS |  | 2019-05-12 | 1 | 610042.4068 | 132778.3058 | 250493.5368 | 0 | 383271.8426
3140 | 0.01904% | 0.01242% | [6 empty] | 2019-05-12 | 2 | 2.6849 | 123715.1628 | kWh | GS |  | 2019-05-12 | 2 | 532397.1038 | 123715.1628 | 240053.5896 | 0 | 363768.7524
3141 | 0.01762% | 0.01239% | [6 empty] | 2019-05-12 | 3 | 2.5294 | 116547.8531 | kWh | GS |  | 2019-05-12 | 3 | 471224.9253 | 116547.8531 | 234308.5318 | 0 | 350856.3849
3142 | 0.01629% | 0.0118% | [6 empty] | 2019-05-12 | 4 | 2.4466 | 112735.3844 | kWh | GS |  | 2019-05-12 | 4 | 434987.1922 | 112735.3844 | 233580.8022 | 0 | 346316.1866
3143 | 0.01504% | 0.01088% | [6 empty] | 2019-05-12 | 5 | 2.3406 | 107850.9017 | kWh | GS |  | 2019-05-12 | 5 | 402032.3922 | 107850.9017 | 236335.4045 | 0 | 344186.3062
3144 | 0.01297% | 0.009942% | [6 empty] | 2019-05-12 | 6 | 2.3381 | 107732.989 | kWh | GS |  | 2019-05-12 | 6 | 396317.0235 | 107732.989 | 242314.0058 | 0 | 350046.9948
3145 | 0.01116% | 0.009409% | [6 empty] | 2019-05-12 | 7 | 2.3132 | 106588.2314 | kWh | GS |  | 2019-05-12 | 7 | 385577.6698 | 106588.2314 | 252880.4048 | 0 | 359468.6362
3146 | 0.009738% | 0.00893% | [6 empty] | 2019-05-12 | 8 | 2.2627 | 104262.8616 | kWh | GS |  | 2019-05-12 | 8 | 451791.407 | 104262.8616 | 262261.9251 | 0 | 366524.7867
3147 | 0.008619% | 0.008613% | [6 empty] | 2019-05-12 | 9 | 2.5358 | 116842.9369 | kWh | GS |  | 2019-05-12 | 9 | 556559.5496 | 116842.9369 | 289392.2649 | 0 | 406235.2018
3148 | 0.007957% | 0.008501% | [6 empty] | 2019-05-12 | 10 | 3.1731 | 146208.3236 | kWh | GS |  | 2019-05-12 | 10 | 647586.2844 | 146208.3236 | 311263.0315 | 0 | 457471.3551
3149 | 0.007354% | 0.008449% | [6 empty] | 2019-05-12 | 11 | 3.6658 | 168913.3738 | kWh | GS |  | 2019-05-12 | 11 | 742973.547 | 168913.3738 | 326430.2799 | 0 | 495343.6537
3150 | 0.007249% | 0.008593% | [6 empty] | 2019-05-12 | 12 | 4.0614 | 187139.0273 | kWh | GS |  | 2019-05-12 | 12 | 841357.1439 | 187139.0273 | 336528.0532 | 0 | 523667.0805
3151 | 0.007053% | 0.008824% | [6 empty] | 2019-05-12 | 13 | 4.0995 | 188896.3091 | kWh | GS |  | 2019-05-12 | 13 | 928801.0225 | 188896.3091 | 336335.6729 | 0 | 525231.982
3152 | 0.008264% | 0.008997% | [6 empty] | 2019-05-12 | 14 | 4.0587 | 187017.0215 | kWh | GS |  | 2019-05-12 | 14 | 1029326.649 | 187017.0215 | 336739.3027 | 0 | 523756.3242
3153 | 0.01018% | 0.009972% | [6 empty] | 2019-05-12 | 15 | 3.8437 | 177111.6357 | kWh | GS |  | 2019-05-12 | 15 | 1045913.73 | 177111.6357 | 329057.2719 | 0 | 506168.9076
3154 | 0.01185% | 0.01123% | [6 empty] | 2019-05-12 | 16 | 3.7868 | 174487.5338 | kWh | GS |  | 2019-05-12 | 16 | 1077582.645 | 174487.5338 | 329490.7182 | 0 | 503978.252
3155 | 0.01359% | 0.01216% | [6 empty] | 2019-05-12 | 17 | 3.8771 | 178646.7244 | kWh | GS |  | 2019-05-12 | 17 | 1116669.072 | 178646.7244 | 335966.3696 | 0 | 514613.094
3156 | 0.01539% | 0.01285% | [6 empty] | 2019-05-12 | 18 | 3.7288 | 171815.969 | kWh | GS |  | 2019-05-12 | 18 | 1098071.161 | 171815.969 | 327894.9049 | 0 | 499710.8739
3157 | 0.01699% | 0.01289% | [6 empty] | 2019-05-12 | 19 | 3.3761 | 155564.297 | kWh | GS |  | 2019-05-12 | 19 | 1004786.022 | 155564.297 | 307988.4954 | 0 | 463552.7924
3158 | 0.01883% | 0.01286% | [6 empty] | 2019-05-12 | 20 | 3.0759 | 141732.2661 | kWh | GS |  | 2019-05-12 | 20 | 921009.8425 | 141732.2661 | 285952.89 | 0 | 427685.1561
3159 | 0.01913% | 0.01243% | [6 empty] | 2019-05-12 | 21 | 3.1348 | 144445.7934 | kWh | GS |  | 2019-05-12 | 21 | 868274.6441 | 144445.7934 | 283274.9839 | 0 | 427720.7773
3160 | 0.01971% | 0.01237% | [6 empty] | 2019-05-12 | 22 | 3.0262 | 139441.8523 | kWh | GS |  | 2019-05-12 | 22 | 804232.2022 | 139441.8523 | 276177.9958 | 0 | 415619.8481
3161 | 0.02043% | 0.01263% | [6 empty] | 2019-05-12 | 23 | 2.7815 | 128167.9314 | kWh | GS |  | 2019-05-12 | 23 | 707227.1188 | 128167.9314 | 258900.4937 | 0 | 387068.4251
3162 | 0.02009% | 0.01227% | [6 empty] | 2019-05-12 | 24 | 2.5893 | 119311.7448 | kWh | GS |  | 2019-05-12 | 24 | 611807.0353 | 119311.7448 | 245351.5482 | 0 | 364663.293
3163 | 0.01838% | 0.01138% | [6 empty] | 2019-05-13 | 1 | 2.4165 | 111349.7459 | kWh | GS |  | 2019-05-13 | 1 | 506446.3027 | 111349.7459 | 237363.9822 | 0 | 348713.7281
3164 | 0.01685% | 0.0105% | [6 empty] | 2019-05-13 | 2 | 2.3235 | 107060.602 | kWh | GS |  | 2019-05-13 | 2 | 441435.4718 | 107060.602 | 233448.7923 | 0 | 340509.3943
3165 | 0.01588% | 0.0105% | [6 empty] | 2019-05-13 | 3 | 2.2146 | 102042.6214 | kWh | GS |  | 2019-05-13 | 3 | 396500.1266 | 102042.6214 | 231844.4016 | 0 | 333887.023
3166 | 0.01471% | 0.0102% | [6 empty] | 2019-05-13 | 4 | 2.1988 | 101317.0383 | kWh | GS |  | 2019-05-13 | 4 | 373670.4466 | 101317.0383 | 234685.9222 | 0 | 336002.9605
3167 | 0.01294% | 0.009502% | [6 empty] | 2019-05-13 | 5 | 2.1764 | 100282.286 | kWh | GS |  | 2019-05-13 | 5 | 362458.6998 | 100282.286 | 252699.9264 | 0 | 352982.2124
3168 | 0.01119% | 0.008952% | [6 empty] | 2019-05-13 | 6 | 2.2632 | 104283.8818 | kWh | GS |  | 2019-05-13 | 6 | 384802.5911 | 104283.8818 | 292842.0618 | 0 | 397125.9436
3169 | 0.009264% | 0.00856% | [6 empty] | 2019-05-13 | 7 | 2.6231 | 120869.3999 | kWh | GS |  | 2019-05-13 | 7 | 445199.0717 | 120869.3999 | 342445.084 | 0 | 463314.4839
3170 | 0.008074% | 0.008359% | [6 empty] | 2019-05-13 | 8 | 2.9461 | 135750.3833 | kWh | GS |  | 2019-05-13 | 8 | 462065.1959 | 135750.3833 | 382048.5591 | 0 | 517798.9424
3171 | 0.007253% | 0.008196% | [6 empty] | 2019-05-13 | 9 | 3.51 | 161732.6733 | kWh | GS |  | 2019-05-13 | 9 | 434889.05 | 161732.6733 | 420147.8734 | 0 | 581880.5467
3172 | 0.006835% | 0.008248% | [6 empty] | 2019-05-13 | 10 | 3.892 | 179336.9422 | kWh | GS |  | 2019-05-13 | 10 | 459870.9638 | 179336.9422 | 446457.1736 | 0 | 625794.1158
3173 | 0.00663% | 0.008665% | [6 empty] | 2019-05-13 | 11 | 4.3094 | 198570.5479 | kWh | GS |  | 2019-05-13 | 11 | 530293.8682 | 198570.5479 | 466857.3666 | 0 | 665427.9145
3174 | 0.007039% | 0.009749% | [6 empty] | 2019-05-13 | 12 | 4.7914 | 220776.3907 | kWh | GS |  | 2019-05-13 | 12 | 639536.4775 | 220776.3907 | 483052.357 | 0 | 703828.7477
3175 | 0.008143% | 0.01137% | [6 empty] | 2019-05-13 | 13 | 5.0073 | 230726.5222 | kWh | GS |  | 2019-05-13 | 13 | 725794.0147 | 230726.5222 | 484836.4014 | 0 | 715562.9236
3176 | 0.008452% | 0.01271% | [6 empty] | 2019-05-13 | 14 | 4.9574 | 228425.7902 | kWh | GS |  | 2019-05-13 | 14 | 763114.8336 | 228425.7902 | 476626.5349 | 0 | 705052.3251
3177 | 0.007955% | 0.01428% | [6 empty] | 2019-05-13 | 15 | 4.7484 | 218795.1394 | kWh | GS |  | 2019-05-13 | 15 | 721352.859 | 218795.1394 | 460394.0478 | 0 | 679189.1872
3178 | 0.008412% | 0.01536% | [6 empty] | 2019-05-13 | 16 | 4.5229 | 208405.7573 | kWh | GS |  | 2019-05-13 | 16 | 729229.6036 | 208405.7573 | 432618.9005 | 0 | 641024.6578
3179 | 0.0097% | 0.01633% | [6 empty] | 2019-05-13 | 17 | 4.4415 | 204656.8131 | kWh | GS |  | 2019-05-13 | 17 | 788125.3453 | 204656.8131 | 416993.2132 | 0 | 621650.0263
3180 | 0.0117% | 0.01728% | [6 empty] | 2019-05-13 | 18 | 4.1734 | 192300.2944 | kWh | GS |  | 2019-05-13 | 18 | 911797.8481 | 192300.2944 | 403699.0239 | 0 | 595999.3183
3181 | 0.01328% | 0.01757% | [6 empty] | 2019-05-13 | 19 | 3.7855 | 174429.7108 | kWh | GS |  | 2019-05-13 | 19 | 946579.2092 | 174429.7108 | 375035.7841 | 0 | 549465.4949
3182 | 0.01396% | 0.01731% | [6 empty] | 2019-05-13 | 20 | 3.5722 | 164600.5421 | kWh | GS |  | 2019-05-13 | 20 | 939193.3578 | 164600.5421 | 357746.3495 | 0 | 522346.8916
3183 | 0.01319% | 0.01667% | [6 empty] | 2019-05-13 | 21 | 3.4349 | 158273.8442 | kWh | GS |  | 2019-05-13 | 21 | 913925.0064 | 158273.8442 | 345564.8203 | 0 | 503838.6645
3184 | 0.01334% | 0.01574% | [6 empty] | 2019-05-13 | 22 | 3.1203 | 143775.1336 | kWh | GS |  | 2019-05-13 | 22 | 851108.677 | 143775.1336 | 322785.3838 | 0 | 466560.5174
3185 | 0.01442% | 0.01526% | [6 empty] | 2019-05-13 | 23 | 2.8118 | 129562.2988 | kWh | GS |  | 2019-05-13 | 23 | 744108.6129 | 129562.2988 | 290468.7405 | 0 | 420031.0393
3186 | 0.01668% | 0.01463% | [6 empty] | 2019-05-13 | 24 | 2.5733 | 118573.6098 | kWh | GS |  | 2019-05-13 | 24 | 608232.1211 | 118573.6098 | 267006.8228 | 0 | 385580.4326
3187 | 0.01731% | 0.01349% | [6 empty] | 2019-05-14 | 1 | 2.3587 | 108682.4668 | kWh | GS |  | 2019-05-14 | 1 | 499491.3928 | 108682.4668 | 256426.956 | 0 | 365109.4228
3188 | 0.01718% | 0.01282% | [6 empty] | 2019-05-14 | 2 | 2.2844 | 105262.5418 | kWh | GS |  | 2019-05-14 | 2 | 427492.0559 | 105262.5418 | 249677.9379 | 0 | 354940.4797
3189 | 0.01672% | 0.01237% | [6 empty] | 2019-05-14 | 3 | 2.1875 | 100793.7425 | kWh | GS |  | 2019-05-14 | 3 | 379590.2321 | 100793.7425 | 243296.9939 | 0 | 344090.7364
3190 | 0.01557% | 0.01145% | [6 empty] | 2019-05-14 | 4 | 2.1432 | 98752.191 | kWh | GS |  | 2019-05-14 | 4 | 343030.5237 | 98752.191 | 242674.2072 | 0 | 341426.3982
3191 | 0.01361% | 0.01031% | [6 empty] | 2019-05-14 | 5 | 2.0973 | 96639.6906 | kWh | GS |  | 2019-05-14 | 5 | 340966.067 | 96639.6906 | 248293.3366 | 0 | 344933.0272
3192 | 0.01113% | 0.009465% | [6 empty] | 2019-05-14 | 6 | 2.1673 | 99863.2192 | kWh | GS |  | 2019-05-14 | 6 | 355972.6038 | 99863.2192 | 278842.8318 | 0 | 378706.0511
3193 | 0.009136% | 0.008963% | [6 empty] | 2019-05-14 | 7 | 2.4407 | 112460.689 | kWh | GS |  | 2019-05-14 | 7 | 416800.8153 | 112460.689 | 316751.2109 | 0 | 429211.8999
3194 | 0.007819% | 0.008713% | [6 empty] | 2019-05-14 | 8 | 2.7182 | 125250.8509 | kWh | GS |  | 2019-05-14 | 8 | 407473.503 | 125250.8509 | 348849.5756 | 0 | 474100.4265
3195 | 0.006943% | 0.008447% | [6 empty] | 2019-05-14 | 9 | 3.2091 | 147867.8626 | kWh | GS |  | 2019-05-14 | 9 | 388872.3696 | 147867.8626 | 385106.0739 | 0 | 532973.9365
3196 | 0.006275% | 0.008381% | [6 empty] | 2019-05-14 | 10 | 3.7 | 170488.622 | kWh | GS |  | 2019-05-14 | 10 | 402841.2791 | 170488.622 | 409565.2805 | 0 | 580053.9025
3197 | 0.006237% | 0.008467% | [6 empty] | 2019-05-14 | 11 | 4.0077 | 184665.021 | kWh | GS |  | 2019-05-14 | 11 | 456101.1804 | 184665.021 | 424648.9143 | 0 | 609313.9353
3198 | 0.006511% | 0.009296% | [6 empty] | 2019-05-14 | 12 | 4.2587 | 196231.8483 | kWh | GS |  | 2019-05-14 | 12 | 505502.8916 | 196231.8483 | 432127.8074 | 0 | 628359.6557
3199 | 0.007624% | 0.01054% | [6 empty] | 2019-05-14 | 13 | 4.4285 | 204057.5251 | kWh | GS |  | 2019-05-14 | 13 | 567835.0214 | 204057.5251 | 438290.3713 | 0 | 642347.8964
3200 | 0.007453% | 0.01164% | [6 empty] | 2019-05-14 | 14 | 4.7125 | 217141.6195 | kWh | GS |  | 2019-05-14 | 14 | 662119.8231 | 217141.6195 | 445482.7807 | 0 | 662624.4002
3201 | 0.007113% | 0.01308% | [6 empty] | 2019-05-14 | 15 | 4.9053 | 226026.0383 | kWh | GS |  | 2019-05-14 | 15 | 733457.0653 | 226026.0383 | 446407.0173 | 0 | 672433.0556
3202 | 0.007369% | 0.01424% | [6 empty] | 2019-05-14 | 16 | 4.8484 | 223406.2845 | kWh | GS |  | 2019-05-14 | 16 | 827839.4661 | 223406.2845 | 434950.33 | 0 | 658356.6145
3203 | 0.008343% | 0.01496% | [6 empty] | 2019-05-14 | 17 | 4.6605 | 214745.0099 | kWh | GS |  | 2019-05-14 | 17 | 889788.7175 | 214745.0099 | 411650.0038 | 0 | 626395.0137
3204 | 0.009246% | 0.01542% | [6 empty] | 2019-05-14 | 18 | 4.2522 | 195931.3836 | kWh | GS |  | 2019-05-14 | 18 | 941965.9429 | 195931.3836 | 387010.8849 | 0 | 582942.2685
3205 | 0.01039% | 0.01577% | [6 empty] | 2019-05-14 | 19 | 3.7931 | 174776.3201 | kWh | GS |  | 2019-05-14 | 19 | 924732.6053 | 174776.3201 | 353681.129 | 0 | 528457.4491
3206 | 0.01211% | 0.01627% | [6 empty] | 2019-05-14 | 20 | 3.3919 | 156293.2521 | kWh | GS |  | 2019-05-14 | 20 | 853652.0756 | 156293.2521 | 333837.1681 | 0 | 490130.4202
3207 | 0.01342% | 0.01651% | [6 empty] | 2019-05-14 | 21 | 3.217 | 148233.3346 | kWh | GS |  | 2019-05-14 | 21 | 804363.0532 | 148233.3346 | 321838.4608 | 0 | 470071.7954
3208 | 0.01514% | 0.01616% | [6 empty] | 2019-05-14 | 22 | 2.8947 | 133381.0549 | kWh | GS |  | 2019-05-14 | 22 | 766932.6913 | 133381.0549 | 301309.7283 | 0 | 434690.7832
3209 | 0.01628% | 0.01538% | [6 empty] | 2019-05-14 | 23 | 2.5724 | 118530.0353 | kWh | GS |  | 2019-05-14 | 23 | 649903.28 | 118530.0353 | 272625.3372 | 0 | 391155.3725
3210 | 0.01723% | 0.01431% | [6 empty] | 2019-05-14 | 24 | 2.3715 | 109275.857 | kWh | GS |  | 2019-05-14 | 24 | 520088.5319 | 109275.857 | 249250.8103 | 0 | 358526.6673
3211 | 0.01691% | 0.01297% | [6 empty] | 2019-05-15 | 1 | 2.2139 | 102011.2355 | kWh | GS |  | 2019-05-15 | 1 | 422658.0882 | 102011.2355 | 236622.3387 | 0 | 338633.5742
3212 | 0.01561% | 0.01203% | [6 empty] | 2019-05-15 | 2 | 2.1002 | 96774.6621 | kWh | GS |  | 2019-05-15 | 2 | 342213.5323 | 96774.6621 | 231303.846 | 0 | 328078.5081
3213 | 0.01471% | 0.01154% | [6 empty] | 2019-05-15 | 3 | 2.0244 | 93281.6195 | kWh | GS |  | 2019-05-15 | 3 | 302079.4725 | 93281.6195 | 226791.6844 | 0 | 320073.3039
3214 | 0.01403% | 0.01067% | [6 empty] | 2019-05-15 | 4 | 2.0039 | 92334.341 | kWh | GS |  | 2019-05-15 | 4 | 281370.328 | 92334.341 | 228459.2628 | 0 | 320793.6038
3215 | 0.01189% | 0.009602% | [6 empty] | 2019-05-15 | 5 | 2 | 92154.035 | kWh | GS |  | 2019-05-15 | 5 | 275471.2465 | 92154.035 | 237049.2359 | 0 | 329203.2709
3216 | 0.009513% | 0.008801% | [6 empty] | 2019-05-15 | 6 | 2.0619 | 95009.1038 | kWh | GS |  | 2019-05-15 | 6 | 310968.1816 | 95009.1038 | 263644.2407 | 0 | 358653.3445
3217 | 0.007731% | 0.008313% | [6 empty] | 2019-05-15 | 7 | 2.2839 | 105236.3273 | kWh | GS |  | 2019-05-15 | 7 | 379273.2724 | 105236.3273 | 308438.4687 | 0 | 413674.796
3218 | 0.00626% | 0.008054% | [6 empty] | 2019-05-15 | 8 | 2.5864 | 119178.1638 | kWh | GS |  | 2019-05-15 | 8 | 378084.1656 | 119178.1638 | 346225.545 | 0 | 465403.7088
3219 | 0.005525% | 0.007857% | [6 empty] | 2019-05-15 | 9 | 3.1504 | 145165.0129 | kWh | GS |  | 2019-05-15 | 9 | 368481.6079 | 145165.0129 | 393181.0441 | 0 | 538346.057
3220 | 0.005147% | 0.007875% | [6 empty] | 2019-05-15 | 10 | 3.7692 | 173677.5916 | kWh | GS |  | 2019-05-15 | 10 | 399609.3492 | 173677.5916 | 421702.6987 | 0 | 595380.2903
3221 | 0.005039% | 0.008081% | [6 empty] | 2019-05-15 | 11 | 4.1234 | 189997.9591 | kWh | GS |  | 2019-05-15 | 11 | 437244.8482 | 189997.9591 | 432823.7628 | 0 | 622821.7219
3222 | 0.005688% | 0.008804% | [6 empty] | 2019-05-15 | 12 | 4.3278 | 199415.409 | kWh | GS |  | 2019-05-15 | 12 | 509588.8539 | 199415.409 | 441099.806 | 0 | 640515.215
3223 | 0.006937% | 0.01015% | [6 empty] | 2019-05-15 | 13 | 4.4444 | 204787.1671 | kWh | GS |  | 2019-05-15 | 13 | 570402.8086 | 204787.1671 | 444459.9214 | 0 | 649247.0885
3224 | 0.006916% | 0.01142% | [6 empty] | 2019-05-15 | 14 | 4.6524 | 214371.7059 | kWh | GS |  | 2019-05-15 | 14 | 630893.7758 | 214371.7059 | 445733.6822 | 0 | 660105.3881
3225 | 0.00674% | 0.01322% | [6 empty] | 2019-05-15 | 15 | 4.8328 | 222687.0329 | kWh | GS |  | 2019-05-15 | 15 | 697668.7841 | 222687.0329 | 443189.0004 | 0 | 665876.0333
3226 | 0.007309% | 0.01462% | [6 empty] | 2019-05-15 | 16 | 4.7991 | 221134.3874 | kWh | GS |  | 2019-05-15 | 16 | 765764.0155 | 221134.3874 | 428454.7223 | 0 | 649589.1097
3227 | 0.007998% | 0.01529% | [6 empty] | 2019-05-15 | 17 | 4.6133 | 212571.2124 | kWh | GS |  | 2019-05-15 | 17 | 838631.8772 | 212571.2124 | 405230.8449 | 0 | 617802.0573
3228 | 0.009321% | 0.01572% | [6 empty] | 2019-05-15 | 18 | 4.2357 | 195172.6261 | kWh | GS |  | 2019-05-15 | 18 | 863821.7903 | 195172.6261 | 382440.8923 | 0 | 577613.5184
3229 | 0.01043% | 0.01594% | [6 empty] | 2019-05-15 | 19 | 3.7865 | 174475.6656 | kWh | GS |  | 2019-05-15 | 19 | 864644.8389 | 174475.6656 | 356684.2159 | 0 | 531159.8815
3230 | 0.01154% | 0.0162% | [6 empty] | 2019-05-15 | 20 | 3.5423 | 163221.4878 | kWh | GS |  | 2019-05-15 | 20 | 818153.7791 | 163221.4878 | 336131.7719 | 0 | 499353.2597
3231 | 0.01276% | 0.01635% | [6 empty] | 2019-05-15 | 21 | 3.2611 | 150263.5265 | kWh | GS |  | 2019-05-15 | 21 | 773882.8479 | 150263.5265 | 326134.1362 | 0 | 476397.6627
3232 | 0.01401% | 0.01595% | [6 empty] | 2019-05-15 | 22 | 2.8929 | 133299.0949 | kWh | GS |  | 2019-05-15 | 22 | 729698.7443 | 133299.0949 | 302758.2057 | 0 | 436057.3006
3233 | 0.01534% | 0.01517% | [6 empty] | 2019-05-15 | 23 | 2.6265 | 121025.3013 | kWh | GS |  | 2019-05-15 | 23 | 629151.3522 | 121025.3013 | 273976.4578 | 0 | 395001.7591
3234 | 0.0158% | 0.01418% | [6 empty] | 2019-05-15 | 24 | 2.4036 | 110751.037 | kWh | GS |  | 2019-05-15 | 24 | 508001.5003 | 110751.037 | 254037.9912 | 0 | 364789.0282
3235 | 0.01582% | 0.01304% | [6 empty] | 2019-05-16 | 1 | 2.2402 | 103224.6321 | kWh | GS |  | 2019-05-16 | 1 | 409363.2444 | 103224.6321 | 241083.7213 | 0 | 344308.3534
3236 | 0.01497% | 0.01226% | [6 empty] | 2019-05-16 | 2 | 2.11 | 97224.4967 | kWh | GS |  | 2019-05-16 | 2 | 345202.7791 | 97224.4967 | 235825.9659 | 0 | 333050.4626
3237 | 0.01416% | 0.01169% | [6 empty] | 2019-05-16 | 3 | 2.0324 | 93648.8357 | kWh | GS |  | 2019-05-16 | 3 | 305405.5525 | 93648.8357 | 228318.7769 | 0 | 321967.6127
3238 | 0.01335% | 0.0107% | [6 empty] | 2019-05-16 | 4 | 1.9889 | 91645.8479 | kWh | GS |  | 2019-05-16 | 4 | 280772.8746 | 91645.8479 | 229704.5189 | 0 | 321350.3668
3239 | 0.01151% | 0.009697% | [6 empty] | 2019-05-16 | 5 | 1.9882 | 91610.7066 | kWh | GS |  | 2019-05-16 | 5 | 278135.6357 | 91610.7066 | 236947.3908 | 0 | 328558.0975
3240 | 0.009292% | 0.008955% | [6 empty] | 2019-05-16 | 6 | 2.0539 | 94637.3882 | kWh | GS |  | 2019-05-16 | 6 | 300840.5189 | 94637.3882 | 264121.6272 | 0 | 358759.0154
3241 | 0.007488% | 0.008452% | [6 empty] | 2019-05-16 | 7 | 2.2825 | 105174.6543 | kWh | GS |  | 2019-05-16 | 7 | 386094.086 | 105174.6543 | 308072.7783 | 0 | 413247.4326
3242 | 0.006314% | 0.008176% | [6 empty] | 2019-05-16 | 8 | 2.6219 | 120813.1549 | kWh | GS |  | 2019-05-16 | 8 | 388922.5081 | 120813.1549 | 345959.3923 | 0 | 466772.5472
3243 | 0.005586% | 0.007904% | [6 empty] | 2019-05-16 | 9 | 3.1533 | 145296.4042 | kWh | GS |  | 2019-05-16 | 9 | 382434.4708 | 145296.4042 | 389821.9969 | 0 | 535118.4011
3244 | 0.005136% | 0.007889% | [6 empty] | 2019-05-16 | 10 | 3.8028 | 175223.3638 | kWh | GS |  | 2019-05-16 | 10 | 408130.3614 | 175223.3638 | 424787.1332 | 0 | 600010.497
3245 | 0.005087% | 0.008065% | [6 empty] | 2019-05-16 | 11 | 4.2707 | 196786.1813 | kWh | GS |  | 2019-05-16 | 11 | 467264.0893 | 196786.1813 | 439446.6988 | 0 | 636232.8801
3246 | 0.005503% | 0.008807% | [6 empty] | 2019-05-16 | 12 | 4.5368 | 209046.8025 | kWh | GS |  | 2019-05-16 | 12 | 540830.8502 | 209046.8025 | 450867.9328 | 0 | 659914.7353
3247 | 0.007062% | 0.01014% | [6 empty] | 2019-05-16 | 13 | 4.7264 | 217782.3139 | kWh | GS |  | 2019-05-16 | 13 | 619524.4768 | 217782.3139 | 458159.5342 | 0 | 675941.8481
3248 | 0.007114% | 0.01146% | [6 empty] | 2019-05-16 | 14 | 4.9217 | 226779.9094 | kWh | GS |  | 2019-05-16 | 14 | 704293.9263 | 226779.9094 | 462342.481 | 0 | 689122.3904
3249 | 0.006995% | 0.01314% | [6 empty] | 2019-05-16 | 15 | 5.0498 | 232682.6071 | kWh | GS |  | 2019-05-16 | 15 | 754974.1275 | 232682.6071 | 456316.0876 | 0 | 688998.6947
3250 | 0.007465% | 0.01473% | [6 empty] | 2019-05-16 | 16 | 5.0454 | 232479.9768 | kWh | GS |  | 2019-05-16 | 16 | 836241.7322 | 232479.9768 | 446019.7229 | 0 | 678499.6997
3251 | 0.008547% | 0.01562% | [6 empty] | 2019-05-16 | 17 | 4.8214 | 222161.0523 | kWh | GS |  | 2019-05-16 | 17 | 893148.9124 | 222161.0523 | 420543.7646 | 0 | 642704.8169
3252 | 0.009893% | 0.0162% | [6 empty] | 2019-05-16 | 18 | 4.3674 | 201240.6712 | kWh | GS |  | 2019-05-16 | 18 | 934194.686 | 201240.6712 | 397136.9033 | 0 | 598377.5745
3253 | 0.01133% | 0.01659% | [6 empty] | 2019-05-16 | 19 | 3.9941 | 184037.9851 | kWh | GS |  | 2019-05-16 | 19 | 950323.9893 | 184037.9851 | 368689.0904 | 0 | 552727.0755
3254 | 0.01288% | 0.01692% | [6 empty] | 2019-05-16 | 20 | 3.6712 | 169161.4411 | kWh | GS |  | 2019-05-16 | 20 | 901401.8879 | 169161.4411 | 346277.7424 | 0 | 515439.1835
3255 | 0.01381% | 0.01691% | [6 empty] | 2019-05-16 | 21 | 3.4711 | 159941.8534 | kWh | GS |  | 2019-05-16 | 21 | 851796.8395 | 159941.8534 | 334212.2764 | 0 | 494154.1298
3256 | 0.0153% | 0.01666% | [6 empty] | 2019-05-16 | 22 | 3.0755 | 141711.3997 | kWh | GS |  | 2019-05-16 | 22 | 775757.9838 | 141711.3997 | 311739.3186 | 0 | 453450.7183
3257 | 0.01634% | 0.01578% | [6 empty] | 2019-05-16 | 23 | 2.7528 | 126844.4075 | kWh | GS |  | 2019-05-16 | 23 | 687537.6565 | 126844.4075 | 281834.9393 | 0 | 408679.3468
3258 | 0.01709% | 0.01469% | [6 empty] | 2019-05-16 | 24 | 2.4992 | 115155.9781 | kWh | GS |  | 2019-05-16 | 24 | 568126.4192 | 115155.9781 | 256923.4505 | 0 | 372079.4286
3259 | 0.01738% | 0.01357% | [6 empty] | 2019-05-17 | 1 | 2.3495 | 108260.2822 | kWh | GS |  | 2019-05-17 | 1 | 469243.8574 | 108260.2822 | 244089.6285 | 0 | 352349.9107
3260 | 0.01649% | 0.01265% | [6 empty] | 2019-05-17 | 2 | 2.224 | 102476.6289 | kWh | GS |  | 2019-05-17 | 2 | 389607.7589 | 102476.6289 | 236918.7677 | 0 | 339395.3966
3261 | 0.01558% | 0.01213% | [6 empty] | 2019-05-17 | 3 | 2.1287 | 98088.4998 | kWh | GS |  | 2019-05-17 | 3 | 340504.2951 | 98088.4998 | 230012.3025 | 0 | 328100.8024
3262 | 0.01419% | 0.01113% | [6 empty] | 2019-05-17 | 4 | 2.0707 | 95412.5913 | kWh | GS |  | 2019-05-17 | 4 | 311106.3622 | 95412.5913 | 229963.4168 | 0 | 325376.0081
3263 | 0.01258% | 0.01003% | [6 empty] | 2019-05-17 | 5 | 2.0501 | 94463.2177 | kWh | GS |  | 2019-05-17 | 5 | 294444.5685 | 94463.2177 | 236371.3463 | 0 | 330834.564
3264 | 0.01039% | 0.009134% | [6 empty] | 2019-05-17 | 6 | 2.1073 | 97101.4301 | kWh | GS |  | 2019-05-17 | 6 | 330667.1189 | 97101.4301 | 267228.3212 | 0 | 364329.7513
3265 | 0.008583% | 0.008649% | [6 empty] | 2019-05-17 | 7 | 2.302 | 106071.1223 | kWh | GS |  | 2019-05-17 | 7 | 387985.8393 | 106071.1223 | 308212.6741 | 0 | 414283.7964
3266 | 0.007126% | 0.008331% | [6 empty] | 2019-05-17 | 8 | 2.5524 | 117607.493 | kWh | GS |  | 2019-05-17 | 8 | 397647.9918 | 117607.493 | 349162.5003 | 0 | 466769.9933
3267 | 0.006228% | 0.008054% | [6 empty] | 2019-05-17 | 9 | 3.1557 | 145408.5729 | kWh | GS |  | 2019-05-17 | 9 | 398434.3917 | 145408.5729 | 393860.5222 | 0 | 539269.0951
3268 | 0.005691% | 0.007987% | [6 empty] | 2019-05-17 | 10 | 3.8057 | 175357.2181 | kWh | GS |  | 2019-05-17 | 10 | 449130.433 | 175357.2181 | 423883.3877 | 0 | 599240.6058
3269 | 0.005386% | 0.008121% | [6 empty] | 2019-05-17 | 11 | 4.3096 | 198577.2307 | kWh | GS |  | 2019-05-17 | 11 | 527929.7828 | 198577.2307 | 440780.7382 | 0 | 639357.9689
3270 | 0.006048% | 0.008944% | [6 empty] | 2019-05-17 | 12 | 4.5993 | 211927.6661 | kWh | GS |  | 2019-05-17 | 12 | 616804.5584 | 211927.6661 | 454185.3612 | 0 | 666113.0273
3271 | 0.007097% | 0.01017% | [6 empty] | 2019-05-17 | 13 | 4.9198 | 226692.351 | kWh | GS |  | 2019-05-17 | 13 | 726658.1196 | 226692.351 | 460829.9211 | 0 | 687522.2721
3272 | 0.007274% | 0.01146% | [6 empty] | 2019-05-17 | 14 | 5.1688 | 238165.8254 | kWh | GS |  | 2019-05-17 | 14 | 827367.0748 | 238165.8254 | 466185.5716 | 0 | 704351.397
3273 | 0.007288% | 0.01324% | [6 empty] | 2019-05-17 | 15 | 5.3282 | 245511.0074 | kWh | GS |  | 2019-05-17 | 15 | 927474.8137 | 245511.0074 | 466605.3205 | 0 | 712116.3279
3274 | 0.008215% | 0.01471% | [6 empty] | 2019-05-17 | 16 | 5.2924 | 243862.1082 | kWh | GS |  | 2019-05-17 | 16 | 988558.0054 | 243862.1082 | 448720.9283 | 0 | 692583.0365
3275 | 0.009657% | 0.01569% | [6 empty] | 2019-05-17 | 17 | 5.0743 | 233813.9648 | kWh | GS |  | 2019-05-17 | 17 | 1050197.092 | 233813.9648 | 422469.6013 | 0 | 656283.5661
3276 | 0.01128% | 0.01635% | [6 empty] | 2019-05-17 | 18 | 4.6606 | 214750.1264 | kWh | GS |  | 2019-05-17 | 18 | 1067252.648 | 214750.1264 | 397764.8694 | 0 | 612514.9958
3277 | 0.01329% | 0.01688% | [6 empty] | 2019-05-17 | 19 | 4.1169 | 189697.9272 | kWh | GS |  | 2019-05-17 | 19 | 1048162.289 | 189697.9272 | 362616.3255 | 0 | 552314.2527
3278 | 0.01513% | 0.01729% | [6 empty] | 2019-05-17 | 20 | 3.8209 | 176058.3511 | kWh | GS |  | 2019-05-17 | 20 | 940743.8771 | 176058.3511 | 341332.3405 | 0 | 517390.6916
3279 | 0.01696% | 0.01748% | [6 empty] | 2019-05-17 | 21 | 3.6715 | 169174.8689 | kWh | GS |  | 2019-05-17 | 21 | 868404.9552 | 169174.8689 | 332262.3658 | 0 | 501437.2347
3280 | 0.01808% | 0.017% | [6 empty] | 2019-05-17 | 22 | 3.3683 | 155202.4073 | kWh | GS |  | 2019-05-17 | 22 | 795008.1833 | 155202.4073 | 308714.5575 | 0 | 463916.9648
3281 | 0.01921% | 0.01611% | [6 empty] | 2019-05-17 | 23 | 2.9856 | 137569.2908 | kWh | GS |  | 2019-05-17 | 23 | 715426.9858 | 137569.2908 | 278541.1342 | 0 | 416110.425
3282 | 0.01952% | 0.01504% | [6 empty] | 2019-05-17 | 24 | 2.7125 | 124987.1608 | kWh | GS |  | 2019-05-17 | 24 | 610953.2624 | 124987.1608 | 255625.4145 | 0 | 380612.5753
3283 | 0.01917% | 0.01356% | [6 empty] | 2019-05-18 | 1 | 2.5153 | 115902.2507 | kWh | GS |  | 2019-05-18 | 1 | 520934.888 | 115902.2507 | 242258.5527 | 0 | 358160.8034
3284 | 0.01721% | 0.0127% | [6 empty] | 2019-05-18 | 2 | 2.326 | 107178.9591 | kWh | GS |  | 2019-05-18 | 2 | 441430.5904 | 107178.9591 | 233789.4137 | 0 | 340968.3728
3285 | 0.01588% | 0.01231% | [6 empty] | 2019-05-18 | 3 | 2.2192 | 102254.9073 | kWh | GS |  | 2019-05-18 | 3 | 380244.0396 | 102254.9073 | 228325.6494 | 0 | 330580.5567
3286 | 0.01454% | 0.01139% | [6 empty] | 2019-05-18 | 4 | 2.1275 | 98030.8671 | kWh | GS |  | 2019-05-18 | 4 | 334858.8866 | 98030.8671 | 226828.3058 | 0 | 324859.1729
3287 | 0.01309% | 0.01021% | [6 empty] | 2019-05-18 | 5 | 2.0899 | 96300.107 | kWh | GS |  | 2019-05-18 | 5 | 320047.2321 | 96300.107 | 230567.5898 | 0 | 326867.6968
3288 | 0.01118% | 0.009343% | [6 empty] | 2019-05-18 | 6 | 2.0942 | 96498.7415 | kWh | GS |  | 2019-05-18 | 6 | 313054.6176 | 96498.7415 | 238207.1863 | 0 | 334705.9278
3289 | 0.009529% | 0.008792% | [6 empty] | 2019-05-18 | 7 | 2.1306 | 98173.8602 | kWh | GS |  | 2019-05-18 | 7 | 322687.8642 | 98173.8602 | 252578.4243 | 0 | 350752.2845
3290 | 0.008074% | 0.00837% | [6 empty] | 2019-05-18 | 8 | 2.1159 | 97495.2206 | kWh | GS |  | 2019-05-18 | 8 | 357184.0275 | 97495.2206 | 268578.0255 | 0 | 366073.2461
3291 | 0.006955% | 0.008115% | [6 empty] | 2019-05-18 | 9 | 2.3337 | 107532.4602 | kWh | GS |  | 2019-05-18 | 9 | 440113.2268 | 107532.4602 | 294108.8358 | 0 | 401641.296
3292 | 0.006125% | 0.007975% | [6 empty] | 2019-05-18 | 10 | 2.8621 | 131881.4986 | kWh | GS |  | 2019-05-18 | 10 | 528256.0504 | 131881.4986 | 316900.0636 | 0 | 448781.5622
3293 | 0.005854% | 0.008024% | [6 empty] | 2019-05-18 | 11 | 3.2674 | 150555.9055 | kWh | GS |  | 2019-05-18 | 11 | 616417.1143 | 150555.9055 | 330709.397 | 0 | 481265.3025
3294 | 0.005726% | 0.008216% | [6 empty] | 2019-05-18 | 12 | 3.6196 | 166782.07 | kWh | GS |  | 2019-05-18 | 12 | 729397.0296 | 166782.07 | 341506.8938 | 0 | 508288.9638
3295 | 0.005902% | 0.00861% | [6 empty] | 2019-05-18 | 13 | 3.8532 | 177547.9288 | kWh | GS |  | 2019-05-18 | 13 | 851181.606 | 177547.9288 | 344463.2357 | 0 | 522011.1645
3296 | 0.006533% | 0.008986% | [6 empty] | 2019-05-18 | 14 | 3.9577 | 182363.4288 | kWh | GS |  | 2019-05-18 | 14 | 967724.8891 | 182363.4288 | 348466.2081 | 0 | 530829.6369
3297 | 0.00805% | 0.009859% | [6 empty] | 2019-05-18 | 15 | 4.1448 | 190984.9557 | kWh | GS |  | 2019-05-18 | 15 | 1049736.873 | 190984.9557 | 348366.6874 | 0 | 539351.6431
3298 | 0.009663% | 0.01102% | [6 empty] | 2019-05-18 | 16 | 4.2303 | 194923.1705 | kWh | GS |  | 2019-05-18 | 16 | 1110394.864 | 194923.1705 | 346614.8212 | 0 | 541537.9917
3299 | 0.01128% | 0.01181% | [6 empty] | 2019-05-18 | 17 | 4.2013 | 193589.0164 | kWh | GS |  | 2019-05-18 | 17 | 1145422.586 | 193589.0164 | 349351.3916 | 0 | 542940.408
3300 | 0.01334% | 0.01248% | [6 empty] | 2019-05-18 | 18 | 4.1142 | 189571.9593 | kWh | GS |  | 2019-05-18 | 18 | 1144967.495 | 189571.9593 | 343811.7784 | 0 | 533383.7377
3301 | 0.01557% | 0.01281% | [6 empty] | 2019-05-18 | 19 | 3.8396 | 176918.8046 | kWh | GS |  | 2019-05-18 | 19 | 1071906.312 | 176918.8046 | 326298.0898 | 0 | 503216.8944
3302 | 0.0177% | 0.01303% | [6 empty] | 2019-05-18 | 20 | 3.6083 | 166265.4049 | kWh | GS |  | 2019-05-18 | 20 | 981245.2415 | 166265.4049 | 312926.0062 | 0 | 479191.4111
3303 | 0.0192% | 0.01324% | [6 empty] | 2019-05-18 | 21 | 3.4993 | 161239.8185 | kWh | GS |  | 2019-05-18 | 21 | 892131.1796 | 161239.8185 | 302788.1943 | 0 | 464028.0128
3304 | 0.02031% | 0.01329% | [6 empty] | 2019-05-18 | 22 | 3.3142 | 152709.4077 | kWh | GS |  | 2019-05-18 | 22 | 815729.4346 | 152709.4077 | 289998.9637 | 0 | 442708.3714
3305 | 0.02095% | 0.01333% | [6 empty] | 2019-05-18 | 23 | 3.0434 | 140235.2658 | kWh | GS |  | 2019-05-18 | 23 | 705399.3943 | 140235.2658 | 265723.0724 | 0 | 405958.3382
3306 | 0.02094% | 0.01309% | [6 empty] | 2019-05-18 | 24 | 2.7653 | 127421.1363 | kWh | GS |  | 2019-05-18 | 24 | 614261.9106 | 127421.1363 | 244280.1382 | 0 | 371701.2745
3307 | 0.01961% | 0.01235% | [6 empty] | 2019-05-19 | 1 | 2.5552 | 117737.8121 | kWh | GS |  | 2019-05-19 | 1 | 505051.4116 | 117737.8121 | 232780.1303 | 0 | 350517.9424
3308 | 0.01795% | 0.01176% | [6 empty] | 2019-05-19 | 2 | 2.4153 | 111291.8595 | kWh | GS |  | 2019-05-19 | 2 | 427473.5856 | 111291.8595 | 225475.0724 | 0 | 336766.9319
3309 | 0.01632% | 0.01139% | [6 empty] | 2019-05-19 | 3 | 2.2848 | 105278.9189 | kWh | GS |  | 2019-05-19 | 3 | 364106.4392 | 105278.9189 | 218398.693 | 0 | 323677.6119
3310 | 0.01492% | 0.01087% | [6 empty] | 2019-05-19 | 4 | 2.1193 | 97654.1188 | kWh | GS |  | 2019-05-19 | 4 | 322217.3475 | 97654.1188 | 216766.0083 | 0 | 314420.1271
3311 | 0.0129% | 0.009965% | [6 empty] | 2019-05-19 | 5 | 2.0284 | 93466.4579 | kWh | GS |  | 2019-05-19 | 5 | 309036.223 | 93466.4579 | 216664.8218 | 0 | 310131.2797
3312 | 0.01124% | 0.009125% | [6 empty] | 2019-05-19 | 6 | 1.9992 | 92119.0482 | kWh | GS |  | 2019-05-19 | 6 | 300163.0059 | 92119.0482 | 221555.9252 | 0 | 313674.9734
3313 | 0.009238% | 0.008605% | [6 empty] | 2019-05-19 | 7 | 1.9314 | 88994.7772 | kWh | GS |  | 2019-05-19 | 7 | 306069.37 | 88994.7772 | 228061.2703 | 0 | 317056.0475
3314 | 0.007819% | 0.008267% | [6 empty] | 2019-05-19 | 8 | 1.9064 | 87841.6645 | kWh | GS |  | 2019-05-19 | 8 | 355699.2984 | 87841.6645 | 240239.4824 | 0 | 328081.1469
3315 | 0.00666% | 0.007946% | [6 empty] | 2019-05-19 | 9 | 2.2563 | 103966.0246 | kWh | GS |  | 2019-05-19 | 9 | 460855.4655 | 103966.0246 | 267200.5744 | 0 | 371166.599
3316 | 0.005894% | 0.007718% | [6 empty] | 2019-05-19 | 10 | 2.8962 | 133450.0822 | kWh | GS |  | 2019-05-19 | 10 | 554260.3831 | 133450.0822 | 293597.4584 | 0 | 427047.5406
3317 | 0.005653% | 0.007613% | [6 empty] | 2019-05-19 | 11 | 3.401 | 156709.4996 | kWh | GS |  | 2019-05-19 | 11 | 645854.6612 | 156709.4996 | 308616.8875 | 0 | 465326.3871
3318 | 0.00549% | 0.0077% | [6 empty] | 2019-05-19 | 12 | 3.7033 | 170638.9214 | kWh | GS |  | 2019-05-19 | 12 | 735509.4952 | 170638.9214 | 317802.5277 | 0 | 488441.4491
3319 | 0.005598% | 0.007783% | [6 empty] | 2019-05-19 | 13 | 3.7974 | 174975.9393 | kWh | GS |  | 2019-05-19 | 13 | 841474.0313 | 174975.9393 | 320865.6333 | 0 | 495841.5726
3320 | 0.006506% | 0.008054% | [6 empty] | 2019-05-19 | 14 | 3.8219 | 176106.8054 | kWh | GS |  | 2019-05-19 | 14 | 947402.2969 | 176106.8054 | 325784.7904 | 0 | 501891.5958
3321 | 0.00843% | 0.009111% | [6 empty] | 2019-05-19 | 15 | 3.7688 | 173660.6622 | kWh | GS |  | 2019-05-19 | 15 | 1003497.169 | 173660.6622 | 328367.0066 | 0 | 502027.6688
3322 | 0.01014% | 0.01048% | [6 empty] | 2019-05-19 | 16 | 3.7828 | 174304.0383 | kWh | GS |  | 2019-05-19 | 16 | 1056005.417 | 174304.0383 | 331458.9426 | 0 | 505762.9809
3323 | 0.01181% | 0.01142% | [6 empty] | 2019-05-19 | 17 | 3.8763 | 178613.8904 | kWh | GS |  | 2019-05-19 | 17 | 1105223.746 | 178613.8904 | 333631.3885 | 0 | 512245.2789
3324 | 0.01345% | 0.01199% | [6 empty] | 2019-05-19 | 18 | 3.7977 | 174991.8065 | kWh | GS |  | 2019-05-19 | 18 | 1124174.925 | 174991.8065 | 332717.0537 | 0 | 507708.8602
3325 | 0.01539% | 0.01217% | [6 empty] | 2019-05-19 | 19 | 3.6444 | 167926.2219 | kWh | GS |  | 2019-05-19 | 19 | 1114486.666 | 167926.2219 | 319883.6745 | 0 | 487809.8964
3326 | 0.01733% | 0.01232% | [6 empty] | 2019-05-19 | 20 | 3.4156 | 157384.4911 | kWh | GS |  | 2019-05-19 | 20 | 1044077.032 | 157384.4911 | 304222.9856 | 0 | 461607.4767
3327 | 0.01836% | 0.01232% | [6 empty] | 2019-05-19 | 21 | 3.3151 | 152754.2409 | kWh | GS |  | 2019-05-19 | 21 | 1003003.712 | 152754.2409 | 294437.0874 | 0 | 447191.3283
3328 | 0.01932% | 0.01242% | [6 empty] | 2019-05-19 | 22 | 3.1054 | 143089.1215 | kWh | GS |  | 2019-05-19 | 22 | 911486.893 | 143089.1215 | 281433.7052 | 0 | 424522.8267
3329 | 0.02022% | 0.01257% | [6 empty] | 2019-05-19 | 23 | 2.8877 | 133058.9571 | kWh | GS |  | 2019-05-19 | 23 | 809483.1638 | 133058.9571 | 263060.7204 | 0 | 396119.6775
3330 | 0.02056% | 0.01246% | [6 empty] | 2019-05-19 | 24 | 2.7222 | 125435.4674 | kWh | GS |  | 2019-05-19 | 24 | 681705.4989 | 125435.4674 | 249160.8688 | 0 | 374596.3362
3331 | 0.02039% | 0.01197% | [6 empty] | 2019-05-20 | 1 | 2.5593 | 117929.2911 | kWh | GS |  | 2019-05-20 | 1 | 558950.2153 | 117929.2911 | 237998.2045 | 0 | 355927.4956
3332 | 0.0191% | 0.01133% | [6 empty] | 2019-05-20 | 2 | 2.3954 | 110376.6877 | kWh | GS |  | 2019-05-20 | 2 | 475131.1347 | 110376.6877 | 237331.2787 | 0 | 347707.9664
3333 | 0.01835% | 0.01098% | [6 empty] | 2019-05-20 | 3 | 2.2838 | 105232.1361 | kWh | GS |  | 2019-05-20 | 3 | 414776.5547 | 105232.1361 | 235557.7352 | 0 | 340789.8713
3334 | 0.01667% | 0.01042% | [6 empty] | 2019-05-20 | 4 | 2.2551 | 103909.038 | kWh | GS |  | 2019-05-20 | 4 | 375494.5114 | 103909.038 | 238257.0151 | 0 | 342166.0531
3335 | 0.01481% | 0.009724% | [6 empty] | 2019-05-20 | 5 | 2.2346 | 102965.8279 | kWh | GS |  | 2019-05-20 | 5 | 364961.5055 | 102965.8279 | 256697.7698 | 0 | 359663.5977
3336 | 0.01247% | 0.009196% | [6 empty] | 2019-05-20 | 6 | 2.3083 | 106362.123 | kWh | GS |  | 2019-05-20 | 6 | 382089.3146 | 106362.123 | 297702.6242 | 0 | 404064.7472
3337 | 0.01022% | 0.008737% | [6 empty] | 2019-05-20 | 7 | 2.5893 | 119309.915 | kWh | GS |  | 2019-05-20 | 7 | 453845.6759 | 119309.915 | 340055.2499 | 0 | 459365.1649
3338 | 0.008691% | 0.008536% | [6 empty] | 2019-05-20 | 8 | 3.051 | 140584.8825 | kWh | GS |  | 2019-05-20 | 8 | 462801.0109 | 140584.8825 | 382971.8787 | 0 | 523556.7612
3339 | 0.007587% | 0.008366% | [6 empty] | 2019-05-20 | 9 | 3.7253 | 171654.5194 | kWh | GS |  | 2019-05-20 | 9 | 472129.5922 | 171654.5194 | 433196.1719 | 0 | 604850.6913
3340 | 0.006868% | 0.008399% | [6 empty] | 2019-05-20 | 10 | 4.2849 | 197438.5049 | kWh | GS |  | 2019-05-20 | 10 | 532437.972 | 197438.5049 | 464752.7876 | 0 | 662191.2925
3341 | 0.006676% | 0.008829% | [6 empty] | 2019-05-20 | 11 | 4.7532 | 219018.4144 | kWh | GS |  | 2019-05-20 | 11 | 619270.0931 | 219018.4144 | 486985.8411 | 0 | 706004.2555
3342 | 0.006989% | 0.009919% | [6 empty] | 2019-05-20 | 12 | 5.1285 | 236311.131 | kWh | GS |  | 2019-05-20 | 12 | 734399.6767 | 236311.131 | 492618.1369 | 0 | 728929.2679
3343 | 0.008301% | 0.01128% | [6 empty] | 2019-05-20 | 13 | 5.3699 | 247433.1017 | kWh | GS |  | 2019-05-20 | 13 | 839401.1404 | 247433.1017 | 496061.2057 | 0 | 743494.3074
3344 | 0.008465% | 0.01285% | [6 empty] | 2019-05-20 | 14 | 5.4582 | 251503.5968 | kWh | GS |  | 2019-05-20 | 14 | 941960.2342 | 251503.5968 | 502315.6899 | 0 | 753819.2867
3345 | 0.008636% | 0.01485% | [6 empty] | 2019-05-20 | 15 | 5.5789 | 257064.3686 | kWh | GS |  | 2019-05-20 | 15 | 1018204.741 | 257064.3686 | 499060.7423 | 0 | 756125.1109
3346 | 0.009739% | 0.01626% | [6 empty] | 2019-05-20 | 16 | 5.4416 | 250737.9873 | kWh | GS |  | 2019-05-20 | 16 | 1036562.341 | 250737.9873 | 471880.3853 | 0 | 722618.3726
3347 | 0.01133% | 0.01733% | [6 empty] | 2019-05-20 | 17 | 5.0312 | 231827.5801 | kWh | GS |  | 2019-05-20 | 17 | 1058693.768 | 231827.5801 | 439349.6889 | 0 | 671177.269
3348 | 0.01343% | 0.01789% | [6 empty] | 2019-05-20 | 18 | 4.5588 | 210060.1963 | kWh | GS |  | 2019-05-20 | 18 | 1088353.107 | 210060.1963 | 408947.9224 | 0 | 619008.1187
3349 | 0.01535% | 0.01825% | [6 empty] | 2019-05-20 | 19 | 4.0914 | 188521.7775 | kWh | GS |  | 2019-05-20 | 19 | 1097709.107 | 188521.7775 | 376660.9837 | 0 | 565182.7612
3350 | 0.01723% | 0.0185% | [6 empty] | 2019-05-20 | 20 | 3.7307 | 171903.4348 | kWh | GS |  | 2019-05-20 | 20 | 1037177.888 | 171903.4348 | 356416.8952 | 0 | 528320.33
3351 | 0.01862% | 0.01856% | [6 empty] | 2019-05-20 | 21 | 3.6097 | 166326.7439 | kWh | GS |  | 2019-05-20 | 21 | 980318.5741 | 166326.7439 | 343798.3501 | 0 | 510125.094
3352 | 0.01896% | 0.01774% | [6 empty] | 2019-05-20 | 22 | 3.3093 | 152484.9384 | kWh | GS |  | 2019-05-20 | 22 | 926338.8317 | 152484.9384 | 323530.5886 | 0 | 476015.527
3353 | 0.01936% | 0.01648% | [6 empty] | 2019-05-20 | 23 | 3.0297 | 139604.0689 | kWh | GS |  | 2019-05-20 | 23 | 786342.6463 | 139604.0689 | 291510.6954 | 0 | 431114.7643
3354 | 0.01991% | 0.0152% | [6 empty] | 2019-05-20 | 24 | 2.7817 | 128177.3761 | kWh | GS |  | 2019-05-20 | 24 | 674192.1853 | 128177.3761 | 271264.7067 | 0 | 399442.0828
3355 | 0.02008% | 0.01387% | [6 empty] | 2019-05-21 | 1 | 2.5983 | 119724.3577 | kWh | GS |  | 2019-05-21 | 1 | 560873.8174 | 119724.3577 | 260579.1276 | 0 | 380303.4853
3356 | 0.01897% | 0.01297% | [6 empty] | 2019-05-21 | 2 | 2.4683 | 113733.1904 | kWh | GS |  | 2019-05-21 | 2 | 490644.7334 | 113733.1904 | 256513.6048 | 0 | 370246.7952
3357 | 0.01793% | 0.01252% | [6 empty] | 2019-05-21 | 3 | 2.4106 | 111073.7174 | kWh | GS |  | 2019-05-21 | 3 | 435386.506 | 111073.7174 | 248110.8305 | 0 | 359184.5479
3358 | 0.01694% | 0.01169% | [6 empty] | 2019-05-21 | 4 | 2.3484 | 108208.9298 | kWh | GS |  | 2019-05-21 | 4 | 404117.9559 | 108208.9298 | 247562.5916 | 0 | 355771.5214
3359 | 0.01438% | 0.01058% | [6 empty] | 2019-05-21 | 5 | 2.3483 | 108205.246 | kWh | GS |  | 2019-05-21 | 5 | 395901.497 | 108205.246 | 260300.9716 | 0 | 368506.2176
3360 | 0.01233% | 0.009806% | [6 empty] | 2019-05-21 | 6 | 2.397 | 110450.5781 | kWh | GS |  | 2019-05-21 | 6 | 406133.673 | 110450.5781 | 296695.226 | 0 | 407145.8041
3361 | 0.01026% | 0.009336% | [6 empty] | 2019-05-21 | 7 | 2.7175 | 125216.0003 | kWh | GS |  | 2019-05-21 | 7 | 481550.9924 | 125216.0003 | 346317.8123 | 0 | 471533.8126
3362 | 0.008975% | 0.009089% | [6 empty] | 2019-05-21 | 8 | 3.0996 | 142825.4995 | kWh | GS |  | 2019-05-21 | 8 | 483180.7921 | 142825.4995 | 388698.7611 | 0 | 531524.2606
3363 | 0.007964% | 0.008817% | [6 empty] | 2019-05-21 | 9 | 3.7816 | 174246.5209 | kWh | GS |  | 2019-05-21 | 9 | 501524.8661 | 174246.5209 | 438691.1089 | 0 | 612937.6298
3364 | 0.007392% | 0.008733% | [6 empty] | 2019-05-21 | 10 | 4.4135 | 203367.4208 | kWh | GS |  | 2019-05-21 | 10 | 551257.3412 | 203367.4208 | 469673.199 | 0 | 673040.6198
3365 | 0.007242% | 0.009046% | [6 empty] | 2019-05-21 | 11 | 4.9857 | 229732.1659 | kWh | GS |  | 2019-05-21 | 11 | 652399.9745 | 229732.1659 | 492708.5327 | 0 | 722440.6986
3366 | 0.007429% | 0.009995% | [6 empty] | 2019-05-21 | 12 | 5.3747 | 247657.7169 | kWh | GS |  | 2019-05-21 | 12 | 780227.6704 | 247657.7169 | 507557.7165 | 0 | 755215.4334
3367 | 0.008808% | 0.01158% | [6 empty] | 2019-05-21 | 13 | 5.5945 | 257784.8418 | kWh | GS |  | 2019-05-21 | 13 | 903823.7563 | 257784.8418 | 511426.4799 | 0 | 769211.3217
3368 | 0.008838% | 0.01305% | [6 empty] | 2019-05-21 | 14 | 5.7671 | 265738.2567 | kWh | GS |  | 2019-05-21 | 14 | 991447.4011 | 265738.2567 | 513962.1826 | 0 | 779700.4393
3369 | 0.009174% | 0.01505% | [6 empty] | 2019-05-21 | 15 | 5.916 | 272595.7998 | kWh | GS |  | 2019-05-21 | 15 | 1057678.763 | 272595.7998 | 513803.4592 | 0 | 786399.259
3370 | 0.01008% | 0.01652% | [6 empty] | 2019-05-21 | 16 | 5.7718 | 265952.7242 | kWh | GS |  | 2019-05-21 | 16 | 1092186.02 | 265952.7242 | 493555.0017 | 0 | 759507.7259
3371 | 0.01193% | 0.01773% | [6 empty] | 2019-05-21 | 17 | 5.486 | 252784.6616 | kWh | GS |  | 2019-05-21 | 17 | 1140794.438 | 252784.6616 | 460724.3715 | 0 | 713509.0331
3372 | 0.01427% | 0.01854% | [6 empty] | 2019-05-21 | 18 | 5.1433 | 236994.9217 | kWh | GS |  | 2019-05-21 | 18 | 1178963.579 | 236994.9217 | 435351.5632 | 0 | 672346.4849
3373 | 0.01653% | 0.01888% | [6 empty] | 2019-05-21 | 19 | 4.6596 | 214705.9273 | kWh | GS |  | 2019-05-21 | 19 | 1190373.434 | 214705.9273 | 401849.176 | 0 | 616555.1033
3374 | 0.01813% | 0.01914% | [6 empty] | 2019-05-21 | 20 | 4.3297 | 199501.7143 | kWh | GS |  | 2019-05-21 | 20 | 1124307.942 | 199501.7143 | 376989.9876 | 0 | 576491.7019
3375 | 0.01935% | 0.0193% | [6 empty] | 2019-05-21 | 21 | 3.9937 | 184019.7537 | kWh | GS |  | 2019-05-21 | 21 | 1067127.335 | 184019.7537 | 364543.3799 | 0 | 548563.1336
3376 | 0.01998% | 0.01864% | [6 empty] | 2019-05-21 | 22 | 3.5624 | 164146.4915 | kWh | GS |  | 2019-05-21 | 22 | 984075.7638 | 164146.4915 | 341815.5168 | 0 | 505962.0083
3377 | 0.02087% | 0.01752% | [6 empty] | 2019-05-21 | 23 | 3.2513 | 149812.2355 | kWh | GS |  | 2019-05-21 | 23 | 858965.3651 | 149812.2355 | 309083.6189 | 0 | 458895.8544
3378 | 0.02156% | 0.0165% | [6 empty] | 2019-05-21 | 24 | 2.9289 | 134959.4104 | kWh | GS |  | 2019-05-21 | 24 | 725053.5231 | 134959.4104 | 284101.0513 | 0 | 419060.4617
3379 | 0.02177% | 0.01514% | [6 empty] | 2019-05-22 | 1 | 2.7236 | 125496.6077 | kWh | GS |  | 2019-05-22 | 1 | 614895.8882 | 125496.6077 | 269144.9021 | 0 | 394641.5098
3380 | 0.02057% | 0.01415% | [6 empty] | 2019-05-22 | 2 | 2.609 | 120215.223 | kWh | GS |  | 2019-05-22 | 2 | 529911.8752 | 120215.223 | 261816.2307 | 0 | 382031.4537
3381 | 0.01952% | 0.01347% | [6 empty] | 2019-05-22 | 3 | 2.4987 | 115135.732 | kWh | GS |  | 2019-05-22 | 3 | 474449.1133 | 115135.732 | 255979.7179 | 0 | 371115.4499
3382 | 0.018% | 0.01242% | [6 empty] | 2019-05-22 | 4 | 2.4352 | 112208.6397 | kWh | GS |  | 2019-05-22 | 4 | 440865.5849 | 112208.6397 | 253177.2881 | 0 | 365385.9278
3383 | 0.01571% | 0.01126% | [6 empty] | 2019-05-22 | 5 | 2.4257 | 111771.8586 | kWh | GS |  | 2019-05-22 | 5 | 429289.5278 | 111771.8586 | 263370.8269 | 0 | 375142.6855
3384 | 0.01326% | 0.01029% | [6 empty] | 2019-05-22 | 6 | 2.5034 | 115352.7602 | kWh | GS |  | 2019-05-22 | 6 | 442789.4603 | 115352.7602 | 304826.1323 | 0 | 420178.8925
3385 | 0.01125% | 0.009688% | [6 empty] | 2019-05-22 | 7 | 2.7691 | 127594.5034 | kWh | GS |  | 2019-05-22 | 7 | 494886.8424 | 127594.5034 | 354514.7931 | 0 | 482109.2965
3386 | 0.009693% | 0.009378% | [6 empty] | 2019-05-22 | 8 | 3.1605 | 145629.9163 | kWh | GS |  | 2019-05-22 | 8 | 499611.1218 | 145629.9163 | 398945.8702 | 0 | 544575.7865
3387 | 0.008678% | 0.00911% | [6 empty] | 2019-05-22 | 9 | 3.8357 | 176740.2841 | kWh | GS |  | 2019-05-22 | 9 | 495525.1105 | 176740.2841 | 442919.8237 | 0 | 619660.1078
3388 | 0.008064% | 0.008969% | [6 empty] | 2019-05-22 | 10 | 4.4977 | 207244.9023 | kWh | GS |  | 2019-05-22 | 10 | 557433.0452 | 207244.9023 | 471490.1377 | 0 | 678735.04
3389 | 0.007852% | 0.009209% | [6 empty] | 2019-05-22 | 11 | 5.0148 | 231071.6844 | kWh | GS |  | 2019-05-22 | 11 | 657294.0498 | 231071.6844 | 490115.6012 | 0 | 721187.2856
3390 | 0.008099% | 0.01031% | [6 empty] | 2019-05-22 | 12 | 5.3413 | 246116.0849 | kWh | GS |  | 2019-05-22 | 12 | 771685.1493 | 246116.0849 | 507436.9783 | 0 | 753553.0632
3391 | 0.009052% | 0.01183% | [6 empty] | 2019-05-22 | 13 | 5.5456 | 255528.5948 | kWh | GS |  | 2019-05-22 | 13 | 898555.0475 | 255528.5948 | 513999.2593 | 0 | 769527.8541
3392 | 0.009139% | 0.01337% | [6 empty] | 2019-05-22 | 14 | 5.7456 | 264744.9663 | kWh | GS |  | 2019-05-22 | 14 | 998936.2845 | 264744.9663 | 517019.9734 | 0 | 781764.9397
3393 | 0.009064% | 0.01521% | [6 empty] | 2019-05-22 | 15 | 5.8259 | 268445.7752 | kWh | GS |  | 2019-05-22 | 15 | 1062128.445 | 268445.7752 | 505752.6319 | 0 | 774198.4071
3394 | 0.0102% | 0.01666% | [6 empty] | 2019-05-22 | 16 | 5.6936 | 262350.443 | kWh | GS |  | 2019-05-22 | 16 | 1110624.853 | 262350.443 | 486258.8934 | 0 | 748609.3364
3395 | 0.01202% | 0.0177% | [6 empty] | 2019-05-22 | 17 | 5.4342 | 250396.4498 | kWh | GS |  | 2019-05-22 | 17 | 1151197.482 | 250396.4498 | 457265.7458 | 0 | 707662.1956
3396 | 0.01412% | 0.0185% | [6 empty] | 2019-05-22 | 18 | 4.9515 | 228155.8699 | kWh | GS |  | 2019-05-22 | 18 | 1153825.411 | 228155.8699 | 429014.1482 | 0 | 657170.0181
3397 | 0.01644% | 0.01889% | [6 empty] | 2019-05-22 | 19 | 4.5253 | 208517.1946 | kWh | GS |  | 2019-05-22 | 19 | 1128701.878 | 208517.1946 | 395145.9747 | 0 | 603663.1693
3398 | 0.01827% | 0.01919% | [6 empty] | 2019-05-22 | 20 | 4.2241 | 194637.19 | kWh | GS |  | 2019-05-22 | 20 | 1077669.95 | 194637.19 | 372810.5088 | 0 | 567447.6988
3399 | 0.01943% | 0.01901% | [6 empty] | 2019-05-22 | 21 | 3.9277 | 180982.1012 | kWh | GS |  | 2019-05-22 | 21 | 1017942.17 | 180982.1012 | 358904.0252 | 0 | 539886.1264
3400 | 0.02031% | 0.01838% | [6 empty] | 2019-05-22 | 22 | 3.4725 | 160007.6197 | kWh | GS |  | 2019-05-22 | 22 | 962106.598 | 160007.6197 | 336099.6152 | 0 | 496107.2349
3401 | 0.02106% | 0.01737% | [6 empty] | 2019-05-22 | 23 | 3.1815 | 146596.876 | kWh | GS |  | 2019-05-22 | 23 | 847500.8113 | 146596.876 | 304514.1128 | 0 | 451110.9888
3402 | 0.02111% | 0.01613% | [6 empty] | 2019-05-22 | 24 | 2.9438 | 135643.6653 | kWh | GS |  | 2019-05-22 | 24 | 712628.5271 | 135643.6653 | 280714.9212 | 0 | 416358.5865
3403 | 0.02065% | 0.01482% | [6 empty] | 2019-05-23 | 1 | 2.7474 | 126592.8271 | kWh | GS |  | 2019-05-23 | 1 | 612713.5478 | 126592.8271 | 265206.9444 | 0 | 391799.7715
3404 | 0.01971% | 0.01393% | [6 empty] | 2019-05-23 | 2 | 2.6204 | 120741.1368 | kWh | GS |  | 2019-05-23 | 2 | 532335.4449 | 120741.1368 | 259329.6717 | 0 | 380070.8085
3405 | 0.01862% | 0.01325% | [6 empty] | 2019-05-23 | 3 | 2.5216 | 116189.1796 | kWh | GS |  | 2019-05-23 | 3 | 477285.6092 | 116189.1796 | 254915.0132 | 0 | 371104.1928
3406 | 0.0176% | 0.01218% | [6 empty] | 2019-05-23 | 4 | 2.4493 | 112857.2789 | kWh | GS |  | 2019-05-23 | 4 | 445963.4418 | 112857.2789 | 253754.9422 | 0 | 366612.2211
3407 | 0.0155% | 0.01107% | [6 empty] | 2019-05-23 | 5 | 2.4259 | 111781.6151 | kWh | GS |  | 2019-05-23 | 5 | 425048.2754 | 111781.6151 | 263449.8523 | 0 | 375231.4674
3408 | 0.01303% | 0.01022% | [6 empty] | 2019-05-23 | 6 | 2.4878 | 114634.9212 | kWh | GS |  | 2019-05-23 | 6 | 437892.4127 | 114634.9212 | 305371.308 | 0 | 420006.2292
3409 | 0.01121% | 0.009618% | [6 empty] | 2019-05-23 | 7 | 2.7779 | 127998.952 | kWh | GS |  | 2019-05-23 | 7 | 479588.836 | 127998.952 | 349505.7188 | 0 | 477504.6708
3410 | 0.009737% | 0.00933% | [6 empty] | 2019-05-23 | 8 | 3.2573 | 150092.1277 | kWh | GS |  | 2019-05-23 | 8 | 503866.2329 | 150092.1277 | 391335.3319 | 0 | 541427.4596
3411 | 0.00873% | 0.00911% | [6 empty] | 2019-05-23 | 9 | 3.9111 | 180215.053 | kWh | GS |  | 2019-05-23 | 9 | 517059.4806 | 180215.053 | 444307.0045 | 0 | 624522.0575
3412 | 0.008157% | 0.009% | [6 empty] | 2019-05-23 | 10 | 4.5226 | 208394.2563 | kWh | GS |  | 2019-05-23 | 10 | 548951.4195 | 208394.2563 | 473600.5351 | 0 | 681994.7914
3413 | 0.007775% | 0.009211% | [6 empty] | 2019-05-23 | 11 | 5.0258 | 231579.0001 | kWh | GS |  | 2019-05-23 | 11 | 633311.371 | 231579.0001 | 489635.2839 | 0 | 721214.284
3414 | 0.00801% | 0.01031% | [6 empty] | 2019-05-23 | 12 | 5.3082 | 244591.0311 | kWh | GS |  | 2019-05-23 | 12 | 738076.825 | 244591.0311 | 499015.5009 | 0 | 743606.532
3415 | 0.008772% | 0.01172% | [6 empty] | 2019-05-23 | 13 | 5.4247 | 249957.5412 | kWh | GS |  | 2019-05-23 | 13 | 822493.5868 | 249957.5412 | 500854.0023 | 0 | 750811.5435
3416 | 0.009216% | 0.01329% | [6 empty] | 2019-05-23 | 14 | 5.5887 | 257515.6173 | kWh | GS |  | 2019-05-23 | 14 | 913181.0578 | 257515.6173 | 496777.4806 | 0 | 754293.0979
3417 | 0.009458% | 0.01533% | [6 empty] | 2019-05-23 | 15 | 5.6616 | 260876.7466 | kWh | GS |  | 2019-05-23 | 15 | 959580.23 | 260876.7466 | 493518.3489 | 0 | 754395.0955
3418 | 0.01004% | 0.01674% | [6 empty] | 2019-05-23 | 16 | 5.5353 | 255055.4795 | kWh | GS |  | 2019-05-23 | 16 | 1003811.246 | 255055.4795 | 474982.9882 | 0 | 730038.4677
3419 | 0.01158% | 0.0177% | [6 empty] | 2019-05-23 | 17 | 5.2168 | 240379.0988 | kWh | GS |  | 2019-05-23 | 17 | 1035640.33 | 240379.0988 | 441007.8841 | 0 | 681386.9829
3420 | 0.0135% | 0.01825% | [6 empty] | 2019-05-23 | 18 | 4.7587 | 219271.4012 | kWh | GS |  | 2019-05-23 | 18 | 1067538.902 | 219271.4012 | 418782.3033 | 0 | 638053.7045
3421 | 0.01504% | 0.01843% | [6 empty] | 2019-05-23 | 19 | 4.309 | 198551.5861 | kWh | GS |  | 2019-05-23 | 19 | 1060302.444 | 198551.5861 | 385410.4495 | 0 | 583962.0356
3422 | 0.0167% | 0.01852% | [6 empty] | 2019-05-23 | 20 | 3.9811 | 183439.9372 | kWh | GS |  | 2019-05-23 | 20 | 999319.5094 | 183439.9372 | 360850.2508 | 0 | 544290.188
3423 | 0.01755% | 0.01852% | [6 empty] | 2019-05-23 | 21 | 3.7664 | 173548.0812 | kWh | GS |  | 2019-05-23 | 21 | 928535.7852 | 173548.0812 | 351258.8484 | 0 | 524806.9296
3424 | 0.01836% | 0.01792% | [6 empty] | 2019-05-23 | 22 | 3.4764 | 160184.1185 | kWh | GS |  | 2019-05-23 | 22 | 879791.8 | 160184.1185 | 329173.2745 | 0 | 489357.393
3425 | 0.01894% | 0.01673% | [6 empty] | 2019-05-23 | 23 | 3.0862 | 142205.4147 | kWh | GS |  | 2019-05-23 | 23 | 773102.7699 | 142205.4147 | 296005.387 | 0 | 438210.8017
3426 | 0.01953% | 0.01566% | [6 empty] | 2019-05-23 | 24 | 2.7568 | 127026.0653 | kWh | GS |  | 2019-05-23 | 24 | 642569.3595 | 127026.0653 | 275283.9638 | 0 | 402310.0291
3427 | 0.01939% | 0.01434% | [6 empty] | 2019-05-24 | 1 | 2.5567 | 117806.3154 | kWh | GS |  | 2019-05-24 | 1 | 536154.5133 | 117806.3154 | 260494.3941 | 0 | 378300.7095
3428 | 0.01828% | 0.01336% | [6 empty] | 2019-05-24 | 2 | 2.4111 | 111096.5605 | kWh | GS |  | 2019-05-24 | 2 | 444671.0471 | 111096.5605 | 252778.1176 | 0 | 363874.6781
3429 | 0.01698% | 0.01288% | [6 empty] | 2019-05-24 | 3 | 2.2797 | 105043.5675 | kWh | GS |  | 2019-05-24 | 3 | 393406.7851 | 105043.5675 | 242718.1703 | 0 | 347761.7378
3430 | 0.01609% | 0.01201% | [6 empty] | 2019-05-24 | 4 | 2.2106 | 101859.5587 | kWh | GS |  | 2019-05-24 | 4 | 354534.7841 | 101859.5587 | 237738.3455 | 0 | 339597.9042
3431 | 0.01414% | 0.01076% | [6 empty] | 2019-05-24 | 5 | 2.1948 | 101129.8074 | kWh | GS |  | 2019-05-24 | 5 | 330385.4325 | 101129.8074 | 248461.0729 | 0 | 349590.8803
3432 | 0.01175% | 0.009876% | [6 empty] | 2019-05-24 | 6 | 2.2595 | 104112.1745 | kWh | GS |  | 2019-05-24 | 6 | 349135.4202 | 104112.1745 | 284291.8057 | 0 | 388403.9802
3433 | 0.009807% | 0.009287% | [6 empty] | 2019-05-24 | 7 | 2.4585 | 113281.55 | kWh | GS |  | 2019-05-24 | 7 | 395965.1913 | 113281.55 | 321989.3069 | 0 | 435270.8569
3434 | 0.008134% | 0.008932% | [6 empty] | 2019-05-24 | 8 | 2.77 | 127635.2456 | kWh | GS |  | 2019-05-24 | 8 | 421080.0024 | 127635.2456 | 360804.0716 | 0 | 488439.3172
3435 | 0.007196% | 0.008537% | [6 empty] | 2019-05-24 | 9 | 3.3951 | 156437.8767 | kWh | GS |  | 2019-05-24 | 9 | 438038.6748 | 156437.8767 | 409580.5958 | 0 | 566018.4725
3436 | 0.006485% | 0.008336% | [6 empty] | 2019-05-24 | 10 | 3.9691 | 182887.3137 | kWh | GS |  | 2019-05-24 | 10 | 496441.7253 | 182887.3137 | 443054.7724 | 0 | 625942.0861
3437 | 0.006043% | 0.008582% | [6 empty] | 2019-05-24 | 11 | 4.4545 | 205255.5078 | kWh | GS |  | 2019-05-24 | 11 | 571724.7059 | 205255.5078 | 460245.618 | 0 | 665501.1258
3438 | 0.006386% | 0.009535% | [6 empty] | 2019-05-24 | 12 | 4.8364 | 222849.4007 | kWh | GS |  | 2019-05-24 | 12 | 684396.4514 | 222849.4007 | 467895.0864 | 0 | 690744.4871
3439 | 0.007243% | 0.01069% | [6 empty] | 2019-05-24 | 13 | 5.0853 | 234320.2182 | kWh | GS |  | 2019-05-24 | 13 | 801694.9459 | 234320.2182 | 476712.4076 | 0 | 711032.6258
3440 | 0.007702% | 0.01199% | [6 empty] | 2019-05-24 | 14 | 5.262 | 242463.0748 | kWh | GS |  | 2019-05-24 | 14 | 915306.2016 | 242463.0748 | 483534.4545 | 0 | 725997.5293
3441 | 0.008012% | 0.01389% | [6 empty] | 2019-05-24 | 15 | 5.3934 | 248517.3637 | kWh | GS |  | 2019-05-24 | 15 | 999940.3309 | 248517.3637 | 479164.1242 | 0 | 727681.4879
3442 | 0.009081% | 0.01537% | [6 empty] | 2019-05-24 | 16 | 5.3791 | 247857.439 | kWh | GS |  | 2019-05-24 | 16 | 1107997.693 | 247857.439 | 458785.0284 | 0 | 706642.4674
3443 | 0.01046% | 0.01634% | [6 empty] | 2019-05-24 | 17 | 5.0903 | 234549.3881 | kWh | GS |  | 2019-05-24 | 17 | 1152563.632 | 234549.3881 | 435206.0615 | 0 | 669755.4496
3444 | 0.01252% | 0.01696% | [6 empty] | 2019-05-24 | 18 | 4.718 | 217397.7259 | kWh | GS |  | 2019-05-24 | 18 | 1181375.334 | 217397.7259 | 412482.7165 | 0 | 629880.4424
3445 | 0.01466% | 0.01745% | [6 empty] | 2019-05-24 | 19 | 4.3719 | 201448.4989 | kWh | GS |  | 2019-05-24 | 19 | 1155181.033 | 201448.4989 | 375918.4678 | 0 | 577366.9667
3446 | 0.01674% | 0.01782% | [6 empty] | 2019-05-24 | 20 | 4.1712 | 192200.2613 | kWh | GS |  | 2019-05-24 | 20 | 1066472.173 | 192200.2613 | 354446.8337 | 0 | 546647.095
3447 | 0.01829% | 0.01786% | [6 empty] | 2019-05-24 | 21 | 3.9247 | 180842.7313 | kWh | GS |  | 2019-05-24 | 21 | 969588.5408 | 180842.7313 | 342511.3685 | 0 | 523354.0998
3448 | 0.02027% | 0.01735% | [6 empty] | 2019-05-24 | 22 | 3.6048 | 166100.1274 | kWh | GS |  | 2019-05-24 | 22 | 911759.4447 | 166100.1274 | 323016.7503 | 0 | 489116.8777
3449 | 0.02108% | 0.01644% | [6 empty] | 2019-05-24 | 23 | 3.2599 | 150210.0214 | kWh | GS |  | 2019-05-24 | 23 | 821248.0927 | 150210.0214 | 291397.8524 | 0 | 441607.8738
3450 | 0.02161% | 0.01546% | [6 empty] | 2019-05-24 | 24 | 2.9331 | 135149.8129 | kWh | GS |  | 2019-05-24 | 24 | 696925.1443 | 135149.8129 | 271195.6566 | 0 | 406345.4695
3451 | 0.02113% | 0.01417% | [6 empty] | 2019-05-25 | 1 | 2.7571 | 127040.3463 | kWh | GS |  | 2019-05-25 | 1 | 587508.0079 | 127040.3463 | 261501.0116 | 0 | 388541.3579
3452 | 0.01951% | 0.01342% | [6 empty] | 2019-05-25 | 2 | 2.5691 | 118380.341 | kWh | GS |  | 2019-05-25 | 2 | 500254.8593 | 118380.341 | 248720.1877 | 0 | 367100.5287
3453 | 0.01774% | 0.01285% | [6 empty] | 2019-05-25 | 3 | 2.4168 | 111363.4886 | kWh | GS |  | 2019-05-25 | 3 | 456072.0659 | 111363.4886 | 241409.5784 | 0 | 352773.067
3454 | 0.01668% | 0.01201% | [6 empty] | 2019-05-25 | 4 | 2.2986 | 105916.3951 | kWh | GS |  | 2019-05-25 | 4 | 413981.0319 | 105916.3951 | 238437.6293 | 0 | 344354.0244
3455 | 0.01502% | 0.01084% | [6 empty] | 2019-05-25 | 5 | 2.2691 | 104554.3745 | kWh | GS |  | 2019-05-25 | 5 | 389222.1592 | 104554.3745 | 241432.1271 | 0 | 345986.5016
3456 | 0.01275% | 0.009975% | [6 empty] | 2019-05-25 | 6 | 2.3125 | 106554.9327 | kWh | GS |  | 2019-05-25 | 6 | 369971.3082 | 106554.9327 | 249042.9501 | 0 | 355597.8828
3457 | 0.01075% | 0.009538% | [6 empty] | 2019-05-25 | 7 | 2.2931 | 105663.1468 | kWh | GS |  | 2019-05-25 | 7 | 379358.3956 | 105663.1468 | 264794.5212 | 0 | 370457.668
3458 | 0.00915% | 0.009012% | [6 empty] | 2019-05-25 | 8 | 2.342 | 107915.5165 | kWh | GS |  | 2019-05-25 | 8 | 416967.6103 | 107915.5165 | 282584.2224 | 0 | 390499.7389
3459 | 0.008342% | 0.00866% | [6 empty] | 2019-05-25 | 9 | 2.6278 | 121084.3711 | kWh | GS |  | 2019-05-25 | 9 | 513697.3285 | 121084.3711 | 305527.4617 | 0 | 426611.8328
3460 | 0.007572% | 0.008453% | [6 empty] | 2019-05-25 | 10 | 3.0408 | 140113.2764 | kWh | GS |  | 2019-05-25 | 10 | 614058.1291 | 140113.2764 | 329417.1119 | 0 | 469530.3883
3461 | 0.007119% | 0.008493% | [6 empty] | 2019-05-25 | 11 | 3.4949 | 161039.0326 | kWh | GS |  | 2019-05-25 | 11 | 746657.9139 | 161039.0326 | 341141.3205 | 0 | 502180.3531
3462 | 0.006767% | 0.008729% | [6 empty] | 2019-05-25 | 12 | 3.8757 | 178582.5402 | kWh | GS |  | 2019-05-25 | 12 | 873777.6835 | 178582.5402 | 356943.6537 | 0 | 535526.1939
3463 | 0.006939% | 0.009094% | [6 empty] | 2019-05-25 | 13 | 4.1043 | 189116.809 | kWh | GS |  | 2019-05-25 | 13 | 1012132.119 | 189116.809 | 362957.9938 | 0 | 552074.8028
3464 | 0.007627% | 0.009586% | [6 empty] | 2019-05-25 | 14 | 4.4032 | 202892.2416 | kWh | GS |  | 2019-05-25 | 14 | 1137879.855 | 202892.2416 | 367850.4246 | 0 | 570742.6662
3465 | 0.009396% | 0.01047% | [6 empty] | 2019-05-25 | 15 | 4.5872 | 211366.8329 | kWh | GS |  | 2019-05-25 | 15 | 1226274.8 | 211366.8329 | 373705.1986 | 0 | 585072.0315
3466 | 0.01123% | 0.01153% | [6 empty] | 2019-05-25 | 16 | 4.7227 | 217612.5763 | kWh | GS |  | 2019-05-25 | 16 | 1279863.82 | 217612.5763 | 375236.6431 | 0 | 592849.2194
3467 | 0.01366% | 0.01233% | [6 empty] | 2019-05-25 | 17 | 4.7515 | 218938.4618 | kWh | GS |  | 2019-05-25 | 17 | 1306384.503 | 218938.4618 | 377259.584 | 0 | 596198.0458
3468 | 0.01598% | 0.01315% | [6 empty] | 2019-05-25 | 18 | 4.7738 | 219967.2118 | kWh | GS |  | 2019-05-25 | 18 | 1308355.654 | 219967.2118 | 373185.1044 | 0 | 593152.3162
3469 | 0.01851% | 0.01355% | [6 empty] | 2019-05-25 | 19 | 4.4237 | 203835.9577 | kWh | GS |  | 2019-05-25 | 19 | 1248493.281 | 203835.9577 | 359418.8996 | 0 | 563254.8573
3470 | 0.02081% | 0.01401% | [6 empty] | 2019-05-25 | 20 | 4.2103 | 194001.0721 | kWh | GS |  | 2019-05-25 | 20 | 1167181.584 | 194001.0721 | 338712.0109 | 0 | 532713.083
3471 | 0.02243% | 0.01436% | [6 empty] | 2019-05-25 | 21 | 4.1332 | 190448.5947 | kWh | GS |  | 2019-05-25 | 21 | 1067586.144 | 190448.5947 | 327312.8352 | 0 | 517761.4299
3472 | 0.02341% | 0.01455% | [6 empty] | 2019-05-25 | 22 | 3.8943 | 179439.95 | kWh | GS |  | 2019-05-25 | 22 | 1003195.673 | 179439.95 | 315441.2469 | 0 | 494881.1969
3473 | 0.0239% | 0.01464% | [6 empty] | 2019-05-25 | 23 | 3.514 | 161916.8443 | kWh | GS |  | 2019-05-25 | 23 | 894770.8156 | 161916.8443 | 293141.5658 | 0 | 455058.4101
3474 | 0.02393% | 0.01456% | [6 empty] | 2019-05-25 | 24 | 3.2662 | 150500.1601 | kWh | GS |  | 2019-05-25 | 24 | 782270.8179 | 150500.1601 | 270023.2627 | 0 | 420523.4228
3475 | 0.02284% | 0.01383% | [6 empty] | 2019-05-26 | 1 | 3.0348 | 139838.5487 | kWh | GS |  | 2019-05-26 | 1 | 675808.5977 | 139838.5487 | 255910.8147 | 0 | 395749.3634
3476 | 0.02135% | 0.01308% | [6 empty] | 2019-05-26 | 2 | 2.8798 | 132694.4451 | kWh | GS |  | 2019-05-26 | 2 | 586229.3138 | 132694.4451 | 247036.0308 | 0 | 379730.4759
3477 | 0.01953% | 0.01271% | [6 empty] | 2019-05-26 | 3 | 2.7373 | 126129.5963 | kWh | GS |  | 2019-05-26 | 3 | 516395.6848 | 126129.5963 | 242205.2836 | 0 | 368334.8799
3478 | 0.01835% | 0.01215% | [6 empty] | 2019-05-26 | 4 | 2.5859 | 119150.8655 | kWh | GS |  | 2019-05-26 | 4 | 464159.756 | 119150.8655 | 239834.0265 | 0 | 358984.892
3479 | 0.01637% | 0.01117% | [6 empty] | 2019-05-26 | 5 | 2.4735 | 113972.0682 | kWh | GS |  | 2019-05-26 | 5 | 435714.8595 | 113972.0682 | 238563.165 | 0 | 352535.2332
3480 | 0.01431% | 0.01032% | [6 empty] | 2019-05-26 | 6 | 2.4355 | 112222.7117 | kWh | GS |  | 2019-05-26 | 6 | 417599.4202 | 112222.7117 | 248202.6403 | 0 | 360425.352
3481 | 0.01236% | 0.009715% | [6 empty] | 2019-05-26 | 7 | 2.3937 | 110296.2269 | kWh | GS |  | 2019-05-26 | 7 | 411697.9542 | 110296.2269 | 255512.7004 | 0 | 365808.9273
3482 | 0.01072% | 0.009322% | [6 empty] | 2019-05-26 | 8 | 2.3737 | 109375.3909 | kWh | GS |  | 2019-05-26 | 8 | 460376.1813 | 109375.3909 | 270159.2917 | 0 | 379534.6826
3483 | 0.009446% | 0.009042% | [6 empty] | 2019-05-26 | 9 | 2.622 | 120818.4523 | kWh | GS |  | 2019-05-26 | 9 | 559413.2975 | 120818.4523 | 296559.6842 | 0 | 417378.1365
3484 | 0.00849% | 0.008812% | [6 empty] | 2019-05-26 | 10 | 3.3289 | 153388.6872 | kWh | GS |  | 2019-05-26 | 10 | 666843.2069 | 153388.6872 | 323654.3069 | 0 | 477042.9941
3485 | 0.00797% | 0.008654% | [6 empty] | 2019-05-26 | 11 | 3.8839 | 178961.9901 | kWh | GS |  | 2019-05-26 | 11 | 791970.4739 | 178961.9901 | 337768.4798 | 0 | 516730.4699
3486 | 0.007638% | 0.008848% | [6 empty] | 2019-05-26 | 12 | 4.3032 | 198283.1412 | kWh | GS |  | 2019-05-26 | 12 | 916890.2029 | 198283.1412 | 348098.9462 | 0 | 546382.0874
3487 | 0.007531% | 0.00898% | [6 empty] | 2019-05-26 | 13 | 4.3542 | 200634.3414 | kWh | GS |  | 2019-05-26 | 13 | 1037454.313 | 200634.3414 | 355215.2029 | 0 | 555849.5443
3488 | 0.008421% | 0.009317% | [6 empty] | 2019-05-26 | 14 | 4.3181 | 198968.0022 | kWh | GS |  | 2019-05-26 | 14 | 1165071.657 | 198968.0022 | 357810.9862 | 0 | 556778.9884
3489 | 0.01023% | 0.01025% | [6 empty] | 2019-05-26 | 15 | 4.4055 | 202996.0077 | kWh | GS |  | 2019-05-26 | 15 | 1259601.228 | 202996.0077 | 361373.7487 | 0 | 564369.7564
3490 | 0.0122% | 0.01171% | [6 empty] | 2019-05-26 | 16 | 4.5383 | 209116.6948 | kWh | GS |  | 2019-05-26 | 16 | 1320991.904 | 209116.6948 | 366670.095 | 0 | 575786.7898
3491 | 0.01449% | 0.01268% | [6 empty] | 2019-05-26 | 17 | 4.5972 | 211829.5312 | kWh | GS |  | 2019-05-26 | 17 | 1351482.382 | 211829.5312 | 370848.3288 | 0 | 582677.86
3492 | 0.01677% | 0.01341% | [6 empty] | 2019-05-26 | 18 | 4.5701 | 210581.3604 | kWh | GS |  | 2019-05-26 | 18 | 1335428.218 | 210581.3604 | 371522.9495 | 0 | 582104.3099
3493 | 0.01898% | 0.01365% | [6 empty] | 2019-05-26 | 19 | 4.4816 | 206503.6903 | kWh | GS |  | 2019-05-26 | 19 | 1305123.452 | 206503.6903 | 358605.7172 | 0 | 565109.4075
3494 | 0.02131% | 0.01367% | [6 empty] | 2019-05-26 | 20 | 4.2192 | 194410.9229 | kWh | GS |  | 2019-05-26 | 20 | 1246403.928 | 194410.9229 | 338015.6064 | 0 | 532426.5293
3495 | 0.02304% | 0.01385% | [6 empty] | 2019-05-26 | 21 | 4.1194 | 189814.5479 | kWh | GS |  | 2019-05-26 | 21 | 1165417.989 | 189814.5479 | 328128.9125 | 0 | 517943.4604
3496 | 0.02416% | 0.01413% | [6 empty] | 2019-05-26 | 22 | 3.8833 | 178933.8884 | kWh | GS |  | 2019-05-26 | 22 | 1080966.374 | 178933.8884 | 311017.5411 | 0 | 489951.4295
3497 | 0.02472% | 0.0143% | [6 empty] | 2019-05-26 | 23 | 3.5273 | 162530.5062 | kWh | GS |  | 2019-05-26 | 23 | 977950.842 | 162530.5062 | 289532.0628 | 0 | 452062.569
3498 | 0.02443% | 0.01429% | [6 empty] | 2019-05-26 | 24 | 3.2555 | 150007.8478 | kWh | GS |  | 2019-05-26 | 24 | 849048.4 | 150007.8478 | 268143.7921 | 0 | 418151.6399
3499 | 0.02387% | 0.01387% | [6 empty] | 2019-05-27 | 1 | 3.0863 | 142210.9467 | kWh | GS |  | 2019-05-27 | 1 | 749390.8356 | 142210.9467 | 254889.0393 | 0 | 397099.986
3500 | 0.0228% | 0.01307% | [6 empty] | 2019-05-27 | 2 | 2.9013 | 133686.4655 | kWh | GS |  | 2019-05-27 | 2 | 657074.0765 | 133686.4655 | 251380.5946 | 0 | 385067.0601
3501 | 0.02132% | 0.01271% | [6 empty] | 2019-05-27 | 3 | 2.7256 | 125590.8053 | kWh | GS |  | 2019-05-27 | 3 | 604089.4885 | 125590.8053 | 245541.728 | 0 | 371132.5333
3502 | 0.01977% | 0.01203% | [6 empty] | 2019-05-27 | 4 | 2.6454 | 121893.8001 | kWh | GS |  | 2019-05-27 | 4 | 554400.179 | 121893.8001 | 244369.5659 | 0 | 366263.366
3503 | 0.01789% | 0.0111% | [6 empty] | 2019-05-27 | 5 | 2.6116 | 120339.3927 | kWh | GS |  | 2019-05-27 | 5 | 520619.0597 | 120339.3927 | 257549.5149 | 0 | 377888.9076
3504 | 0.01553% | 0.01026% | [6 empty] | 2019-05-27 | 6 | 2.5849 | 119105.859 | kWh | GS |  | 2019-05-27 | 6 | 498578.614 | 119105.859 | 277122.4762 | 0 | 396228.3352
3505 | 0.01371% | 0.009748% | [6 empty] | 2019-05-27 | 7 | 2.6432 | 121791.3536 | kWh | GS |  | 2019-05-27 | 7 | 493742.1639 | 121791.3536 | 294488.2084 | 0 | 416279.562
3506 | 0.01202% | 0.009453% | [6 empty] | 2019-05-27 | 8 | 2.572 | 118513.9372 | kWh | GS |  | 2019-05-27 | 8 | 521563.4158 | 118513.9372 | 308351.8815 | 0 | 426865.8187
3507 | 0.01105% | 0.009111% | [6 empty] | 2019-05-27 | 9 | 2.8346 | 130612.6005 | kWh | GS |  | 2019-05-27 | 9 | 614458.1113 | 130612.6005 | 322512.2962 | 0 | 453124.8967
3508 | 0.01014% | 0.008991% | [6 empty] | 2019-05-27 | 10 | 3.2008 | 147485.0748 | kWh | GS |  | 2019-05-27 | 10 | 754795.5839 | 147485.0748 | 347541.1866 | 0 | 495026.2614
3509 | 0.009523% | 0.009276% | [6 empty] | 2019-05-27 | 11 | 3.674 | 169290.0219 | kWh | GS |  | 2019-05-27 | 11 | 916443.372 | 169290.0219 | 364684.9809 | 0 | 533975.0028
3510 | 0.00912% | 0.009727% | [6 empty] | 2019-05-27 | 12 | 4.0305 | 185715.2414 | kWh | GS |  | 2019-05-27 | 12 | 1071436.332 | 185715.2414 | 382467.9478 | 0 | 568183.1892
3511 | 0.009031% | 0.01022% | [6 empty] | 2019-05-27 | 13 | 4.3078 | 198492.9173 | kWh | GS |  | 2019-05-27 | 13 | 1187818.31 | 198492.9173 | 394308.9418 | 0 | 592801.8591
3512 | 0.00954% | 0.01048% | [6 empty] | 2019-05-27 | 14 | 4.5199 | 208269.9017 | kWh | GS |  | 2019-05-27 | 14 | 1312447.745 | 208269.9017 | 403348.6626 | 0 | 611618.5643
3513 | 0.01124% | 0.01112% | [6 empty] | 2019-05-27 | 15 | 4.6797 | 215629.2279 | kWh | GS |  | 2019-05-27 | 15 | 1386518.028 | 215629.2279 | 407818.8381 | 0 | 623448.066
3514 | 0.01381% | 0.01215% | [6 empty] | 2019-05-27 | 16 | 4.6601 | 214727.7448 | kWh | GS |  | 2019-05-27 | 16 | 1427978.768 | 214727.7448 | 407412.6017 | 0 | 622140.3465
3515 | 0.01676% | 0.01311% | [6 empty] | 2019-05-27 | 17 | 4.6443 | 214001.6534 | kWh | GS |  | 2019-05-27 | 17 | 1454813.876 | 214001.6534 | 400459.2186 | 0 | 614460.872
3516 | 0.0196% | 0.01395% | [6 empty] | 2019-05-27 | 18 | 4.6017 | 212038.7057 | kWh | GS |  | 2019-05-27 | 18 | 1451914.993 | 212038.7057 | 393870.2416 | 0 | 605908.9473
3517 | 0.02173% | 0.01455% | [6 empty] | 2019-05-27 | 19 | 4.3024 | 198246.4447 | kWh | GS |  | 2019-05-27 | 19 | 1414895.126 | 198246.4447 | 372876.8487 | 0 | 571123.2934
3518 | 0.02401% | 0.01501% | [6 empty] | 2019-05-27 | 20 | 4.1227 | 189964.9798 | kWh | GS |  | 2019-05-27 | 20 | 1334512.553 | 189964.9798 | 358182.6924 | 0 | 548147.6722
3519 | 0.02536% | 0.0153% | [6 empty] | 2019-05-27 | 21 | 4.0319 | 185782.2727 | kWh | GS |  | 2019-05-27 | 21 | 1267961.328 | 185782.2727 | 345809.5373 | 0 | 531591.81
3520 | 0.02612% | 0.01527% | [6 empty] | 2019-05-27 | 22 | 3.8239 | 176197.7935 | kWh | GS |  | 2019-05-27 | 22 | 1206981.616 | 176197.7935 | 329664.3584 | 0 | 505862.1519
3521 | 0.02661% | 0.01508% | [6 empty] | 2019-05-27 | 23 | 3.5382 | 163035.0261 | kWh | GS |  | 2019-05-27 | 23 | 1072459.811 | 163035.0261 | 304279.0763 | 0 | 467314.1024
3522 | 0.02656% | 0.01487% | [6 empty] | 2019-05-27 | 24 | 3.3075 | 152402.3138 | kWh | GS |  | 2019-05-27 | 24 | 924051.7714 | 152402.3138 | 286062.1055 | 0 | 438464.4193
3523 | 0.02588% | 0.01402% | [6 empty] | 2019-05-28 | 1 | 3.1102 | 143309.6555 | kWh | GS |  | 2019-05-28 | 1 | 808201.0145 | 143309.6555 | 272223.7075 | 0 | 415533.363
3524 | 0.02441% | 0.01346% | [6 empty] | 2019-05-28 | 2 | 2.987 | 137633.8784 | kWh | GS |  | 2019-05-28 | 2 | 724576.5781 | 137633.8784 | 270667.3427 | 0 | 408301.2211
3525 | 0.02319% | 0.01305% | [6 empty] | 2019-05-28 | 3 | 2.8783 | 132625.2647 | kWh | GS |  | 2019-05-28 | 3 | 661461.1644 | 132625.2647 | 269488.8787 | 0 | 402114.1434
3526 | 0.02208% | 0.01242% | [6 empty] | 2019-05-28 | 4 | 2.8481 | 131233.8172 | kWh | GS |  | 2019-05-28 | 4 | 612485.725 | 131233.8172 | 270410.8359 | 0 | 401644.6531
3527 | 0.01962% | 0.01147% | [6 empty] | 2019-05-28 | 5 | 2.8081 | 129390.273 | kWh | GS |  | 2019-05-28 | 5 | 593357.2252 | 129390.273 | 292256.7665 | 0 | 421647.0395
3528 | 0.0169% | 0.01076% | [6 empty] | 2019-05-28 | 6 | 2.8443 | 131060.2617 | kWh | GS |  | 2019-05-28 | 6 | 588953.79 | 131060.2617 | 333509.0794 | 0 | 464569.3411
3529 | 0.01478% | 0.0102% | [6 empty] | 2019-05-28 | 7 | 3.1817 | 146605.9577 | kWh | GS |  | 2019-05-28 | 7 | 620746.8993 | 146605.9577 | 377851.9188 | 0 | 524457.8765
3530 | 0.01325% | 0.01002% | [6 empty] | 2019-05-28 | 8 | 3.5998 | 165870.6606 | kWh | GS |  | 2019-05-28 | 8 | 631022.2421 | 165870.6606 | 420234.1701 | 0 | 586104.8307
3531 | 0.0121% | 0.009871% | [6 empty] | 2019-05-28 | 9 | 4.2841 | 197401.2604 | kWh | GS |  | 2019-05-28 | 9 | 636066.6618 | 197401.2604 | 466472.8888 | 0 | 663874.1492
3532 | 0.0112% | 0.00986% | [6 empty] | 2019-05-28 | 10 | 4.9109 | 226283.0934 | kWh | GS |  | 2019-05-28 | 10 | 703993.791 | 226283.0934 | 501045.6384 | 0 | 727328.7318
3533 | 0.01085% | 0.01035% | [6 empty] | 2019-05-28 | 11 | 5.4235 | 249903.6437 | kWh | GS |  | 2019-05-28 | 11 | 820170.0267 | 249903.6437 | 519892.8502 | 0 | 769796.4939
3534 | 0.01077% | 0.0114% | [6 empty] | 2019-05-28 | 12 | 5.8068 | 267565.3555 | kWh | GS |  | 2019-05-28 | 12 | 956690.209 | 267565.3555 | 533714.0673 | 0 | 801279.4228
3535 | 0.01135% | 0.01287% | [6 empty] | 2019-05-28 | 13 | 6.1206 | 282027.1568 | kWh | GS |  | 2019-05-28 | 13 | 1095480.258 | 282027.1568 | 541920.9248 | 0 | 823948.0816
3536 | 0.01154% | 0.01439% | [6 empty] | 2019-05-28 | 14 | 6.289 | 289784.5754 | kWh | GS |  | 2019-05-28 | 14 | 1179297.092 | 289784.5754 | 549825.4915 | 0 | 839610.0669
3537 | 0.01163% | 0.0163% | [6 empty] | 2019-05-28 | 15 | 6.3962 | 294725.7188 | kWh | GS |  | 2019-05-28 | 15 | 1242121.848 | 294725.7188 | 544505.3652 | 0 | 839231.084
3538 | 0.01288% | 0.01785% | [6 empty] | 2019-05-28 | 16 | 6.107 | 281397.4855 | kWh | GS |  | 2019-05-28 | 16 | 1223638.175 | 281397.4855 | 513399.0834 | 0 | 794796.5689
3539 | 0.015% | 0.0189% | [6 empty] | 2019-05-28 | 17 | 5.1645 | 237971.0209 | kWh | GS |  | 2019-05-28 | 17 | 1086372.212 | 237971.0209 | 442448.4216 | 0 | 680419.4425
3540 | 0.0175% | 0.01967% | [6 empty] | 2019-05-28 | 18 | 4.407 | 203065.6199 | kWh | GS |  | 2019-05-28 | 18 | 1019730.643 | 203065.6199 | 395721.4606 | 0 | 598787.0805
3541 | 0.02004% | 0.02023% | [6 empty] | 2019-05-28 | 19 | 3.9877 | 183744.683 | kWh | GS |  | 2019-05-28 | 19 | 994284.9091 | 183744.683 | 372687.5348 | 0 | 556432.2178
3542 | 0.02157% | 0.02061% | [6 empty] | 2019-05-28 | 20 | 3.83 | 176477.1762 | kWh | GS |  | 2019-05-28 | 20 | 996486.9178 | 176477.1762 | 360942.0683 | 0 | 537419.2445
3543 | 0.02272% | 0.0206% | [6 empty] | 2019-05-28 | 21 | 3.7503 | 172807.3322 | kWh | GS |  | 2019-05-28 | 21 | 962679.0618 | 172807.3322 | 360331.7321 | 0 | 533139.0643
3544 | 0.02238% | 0.01951% | [6 empty] | 2019-05-28 | 22 | 3.3667 | 155132.4768 | kWh | GS |  | 2019-05-28 | 22 | 907247.3439 | 155132.4768 | 340471.2931 | 0 | 495603.7699
3545 | 0.01987% | 0.0167% | [6 empty] | 2019-05-28 | 23 | 3.0869 | 142236.455 | kWh | GS |  | 2019-05-28 | 23 | 821862.0467 | 142236.455 | 304670.4085 | 0 | 446906.8635
3546 | 0.01865% | 0.0147% | [6 empty] | 2019-05-28 | 24 | 2.8451 | 131095.3755 | kWh | GS |  | 2019-05-28 | 24 | 701687.9515 | 131095.3755 | 283612.9209 | 0 | 414708.2964
3547 | 0.01819% | 0.01366% | [6 empty] | 2019-05-29 | 1 | 2.658 | 122476.676 | kWh | GS |  | 2019-05-29 | 1 | 586791.732 | 122476.676 | 266560.9358 | 0 | 389037.6118
3548 | 0.01823% | 0.01319% | [6 empty] | 2019-05-29 | 2 | 2.5541 | 117686.1851 | kWh | GS |  | 2019-05-29 | 2 | 511957.3023 | 117686.1851 | 262715.8227 | 0 | 380402.0078
3549 | 0.01761% | 0.01309% | [6 empty] | 2019-05-29 | 3 | 2.4561 | 113173.4734 | kWh | GS |  | 2019-05-29 | 3 | 462917.6365 | 113173.4734 | 256673.7011 | 0 | 369847.1745
3550 | 0.01659% | 0.01217% | [6 empty] | 2019-05-29 | 4 | 2.4154 | 111296.6998 | kWh | GS |  | 2019-05-29 | 4 | 433083.6832 | 111296.6998 | 257461.8965 | 0 | 368758.5963
3551 | 0.01503% | 0.01097% | [6 empty] | 2019-05-29 | 5 | 2.4379 | 112333.5731 | kWh | GS |  | 2019-05-29 | 5 | 416676.5313 | 112333.5731 | 272590.9345 | 0 | 384924.5076
3552 | 0.01283% | 0.01018% | [6 empty] | 2019-05-29 | 6 | 2.5165 | 115953.2264 | kWh | GS |  | 2019-05-29 | 6 | 436051.8602 | 115953.2264 | 307042.455 | 0 | 422995.6814
3553 | 0.01073% | 0.00955% | [6 empty] | 2019-05-29 | 7 | 2.8079 | 129382.5704 | kWh | GS |  | 2019-05-29 | 7 | 490331.8325 | 129382.5704 | 355604.3972 | 0 | 484986.9676
3554 | 0.009364% | 0.009338% | [6 empty] | 2019-05-29 | 8 | 3.206 | 147726.0668 | kWh | GS |  | 2019-05-29 | 8 | 495406.8929 | 147726.0668 | 398258.8497 | 0 | 545984.9165
3555 | 0.008467% | 0.009079% | [6 empty] | 2019-05-29 | 9 | 3.7996 | 175076.1223 | kWh | GS |  | 2019-05-29 | 9 | 512068.9872 | 175076.1223 | 442609.6539 | 0 | 617685.7762
3556 | 0.007922% | 0.009052% | [6 empty] | 2019-05-29 | 10 | 4.5289 | 208684.759 | kWh | GS |  | 2019-05-29 | 10 | 586069.0087 | 208684.759 | 470432.8817 | 0 | 679117.6407
3557 | 0.007622% | 0.009449% | [6 empty] | 2019-05-29 | 11 | 5.0739 | 233795.2271 | kWh | GS |  | 2019-05-29 | 11 | 709700.4197 | 233795.2271 | 494137.9673 | 0 | 727933.1944
3558 | 0.007976% | 0.01038% | [6 empty] | 2019-05-29 | 12 | 5.5118 | 253971.8459 | kWh | GS |  | 2019-05-29 | 12 | 826343.9698 | 253971.8459 | 508058.7419 | 0 | 762030.5878
3559 | 0.008969% | 0.01191% | [6 empty] | 2019-05-29 | 13 | 5.745 | 264720.3209 | kWh | GS |  | 2019-05-29 | 13 | 968220.9436 | 264720.3209 | 514318.1947 | 0 | 779038.5156
3560 | 0.009062% | 0.0134% | [6 empty] | 2019-05-29 | 14 | 5.8743 | 270677.6977 | kWh | GS |  | 2019-05-29 | 14 | 1077171.142 | 270677.6977 | 520174.486 | 0 | 790852.1837
3561 | 0.009366% | 0.01516% | [6 empty] | 2019-05-29 | 15 | 6.0073 | 276803.2756 | kWh | GS |  | 2019-05-29 | 15 | 1166272.039 | 276803.2756 | 523989.8091 | 0 | 800793.0847
3562 | 0.01072% | 0.01667% | [6 empty] | 2019-05-29 | 16 | 6.1183 | 281920.6336 | kWh | GS |  | 2019-05-29 | 16 | 1237723.707 | 281920.6336 | 508673.2458 | 0 | 790593.8794
3563 | 0.01298% | 0.01787% | [6 empty] | 2019-05-29 | 17 | 5.9656 | 274885.1945 | kWh | GS |  | 2019-05-29 | 17 | 1293447.946 | 274885.1945 | 478273.0572 | 0 | 753158.2517
3564 | 0.01511% | 0.01871% | [6 empty] | 2019-05-29 | 18 | 5.5541 | 255921.6362 | kWh | GS |  | 2019-05-29 | 18 | 1315277.352 | 255921.6362 | 457374.7112 | 0 | 713296.3474
3565 | 0.01771% | 0.01912% | [6 empty] | 2019-05-29 | 19 | 5.1466 | 237144.5196 | kWh | GS |  | 2019-05-29 | 19 | 1310861.669 | 237144.5196 | 420084.077 | 0 | 657228.5966
3566 | 0.0197% | 0.01941% | [6 empty] | 2019-05-29 | 20 | 4.7537 | 219039.1136 | kWh | GS |  | 2019-05-29 | 20 | 1225330.959 | 219039.1136 | 391490.9334 | 0 | 610530.047
3567 | 0.02133% | 0.01966% | [6 empty] | 2019-05-29 | 21 | 4.3006 | 198163.6693 | kWh | GS |  | 2019-05-29 | 21 | 1141541.271 | 198163.6693 | 373734.1876 | 0 | 571897.8569
3568 | 0.02264% | 0.01941% | [6 empty] | 2019-05-29 | 22 | 3.8525 | 177516.4671 | kWh | GS |  | 2019-05-29 | 22 | 1065709.882 | 177516.4671 | 348124.8211 | 0 | 525641.2882
3569 | 0.02366% | 0.01849% | [6 empty] | 2019-05-29 | 23 | 3.4551 | 159203.5966 | kWh | GS |  | 2019-05-29 | 23 | 936417.4611 | 159203.5966 | 311712.9009 | 0 | 470916.4975
3570 | 0.02406% | 0.01751% | [6 empty] | 2019-05-29 | 24 | 3.1318 | 144305.3295 | kWh | GS |  | 2019-05-29 | 24 | 783233.09 | 144305.3295 | 284904.5357 | 0 | 429209.8652
3571 | 0.02398% | 0.01613% | [6 empty] | 2019-05-30 | 1 | 2.9242 | 134740.3529 | kWh | GS |  | 2019-05-30 | 1 | 661655.2588 | 134740.3529 | 269509.1966 | 0 | 404249.5495
3572 | 0.02241% | 0.01499% | [6 empty] | 2019-05-30 | 2 | 2.7781 | 128009.6882 | kWh | GS |  | 2019-05-30 | 2 | 574061.301 | 128009.6882 | 261508.9007 | 0 | 389518.5889
3573 | 0.02088% | 0.01404% | [6 empty] | 2019-05-30 | 3 | 2.6327 | 121310.4886 | kWh | GS |  | 2019-05-30 | 3 | 516287.1049 | 121310.4886 | 255409.1964 | 0 | 376719.685
3574 | 0.01949% | 0.0129% | [6 empty] | 2019-05-30 | 4 | 2.5455 | 117289.2904 | kWh | GS |  | 2019-05-30 | 4 | 463736.2888 | 117289.2904 | 256194.5428 | 0 | 373483.8332
3575 | 0.01713% | 0.01156% | [6 empty] | 2019-05-30 | 5 | 2.5672 | 118291.1939 | kWh | GS |  | 2019-05-30 | 5 | 453520.4831 | 118291.1939 | 274628.9023 | 0 | 392920.0962
3576 | 0.01433% | 0.01054% | [6 empty] | 2019-05-30 | 6 | 2.6001 | 119808.8868 | kWh | GS |  | 2019-05-30 | 6 | 448854.1776 | 119808.8868 | 307973.4568 | 0 | 427782.3436
3577 | 0.0121% | 0.009924% | [6 empty] | 2019-05-30 | 7 | 2.8469 | 131177.7459 | kWh | GS |  | 2019-05-30 | 7 | 488908.5634 | 131177.7459 | 354126.7561 | 0 | 485304.502
3578 | 0.0105% | 0.009562% | [6 empty] | 2019-05-30 | 8 | 3.2275 | 148717.5925 | kWh | GS |  | 2019-05-30 | 8 | 491631.8293 | 148717.5925 | 392671.5437 | 0 | 541389.1362
3579 | 0.009444% | 0.009248% | [6 empty] | 2019-05-30 | 9 | 3.8846 | 178994.7372 | kWh | GS |  | 2019-05-30 | 9 | 506774.4849 | 178994.7372 | 434416.6797 | 0 | 613411.4169
3580 | 0.008482% | 0.009168% | [6 empty] | 2019-05-30 | 10 | 4.5854 | 211287.4659 | kWh | GS |  | 2019-05-30 | 10 | 583154.0736 | 211287.4659 | 471096.9659 | 0 | 682384.4318
3581 | 0.008296% | 0.009645% | [6 empty] | 2019-05-30 | 11 | 5.1941 | 239335.9064 | kWh | GS |  | 2019-05-30 | 11 | 697299.2215 | 239335.9064 | 484489.1746 | 0 | 723825.081
3582 | 0.00821% | 0.0105% | [6 empty] | 2019-05-30 | 12 | 5.5541 | 255920.7255 | kWh | GS |  | 2019-05-30 | 12 | 835833.7365 | 255920.7255 | 495718.328 | 0 | 751639.0535
3583 | 0.008943% | 0.01191% | [6 empty] | 2019-05-30 | 13 | 5.7951 | 267027.371 | kWh | GS |  | 2019-05-30 | 13 | 965237.6257 | 267027.371 | 502505.4161 | 0 | 769532.7871
3584 | 0.008993% | 0.01329% | [6 empty] | 2019-05-30 | 14 | 5.9751 | 275319.3605 | kWh | GS |  | 2019-05-30 | 14 | 1072242.531 | 275319.3605 | 512230.3149 | 0 | 787549.6754
3585 | 0.00927% | 0.01506% | [6 empty] | 2019-05-30 | 15 | 6.1117 | 281614.4503 | kWh | GS |  | 2019-05-30 | 15 | 1166581.613 | 281614.4503 | 514569.7871 | 0 | 796184.2374
3586 | 0.01067% | 0.01675% | [6 empty] | 2019-05-30 | 16 | 6.1463 | 283210.1686 | kWh | GS |  | 2019-05-30 | 16 | 1240783.352 | 283210.1686 | 503915.3372 | 0 | 787125.5058
3587 | 0.01275% | 0.01777% | [6 empty] | 2019-05-30 | 17 | 5.9464 | 274000.0198 | kWh | GS |  | 2019-05-30 | 17 | 1279664.884 | 274000.0198 | 480727.8449 | 0 | 754727.8647
3588 | 0.01529% | 0.01845% | [6 empty] | 2019-05-30 | 18 | 5.5088 | 253835.2369 | kWh | GS |  | 2019-05-30 | 18 | 1316247.786 | 253835.2369 | 459575.0434 | 0 | 713410.2803
3589 | 0.01766% | 0.01889% | [6 empty] | 2019-05-30 | 19 | 5.0308 | 231811.2918 | kWh | GS |  | 2019-05-30 | 19 | 1304078.32 | 231811.2918 | 421040.4384 | 0 | 652851.7302
3590 | 0.01961% | 0.01933% | [6 empty] | 2019-05-30 | 20 | 4.7065 | 216867.2436 | kWh | GS |  | 2019-05-30 | 20 | 1236154.12 | 216867.2436 | 389326.3502 | 0 | 606193.5938
3591 | 0.02134% | 0.01954% | [6 empty] | 2019-05-30 | 21 | 4.4301 | 204131.9725 | kWh | GS |  | 2019-05-30 | 21 | 1173753.409 | 204131.9725 | 377546.4028 | 0 | 581678.3753
3592 | 0.0227% | 0.01932% | [6 empty] | 2019-05-30 | 22 | 4.0542 | 186809.5581 | kWh | GS |  | 2019-05-30 | 22 | 1104986.173 | 186809.5581 | 351190.625 | 0 | 538000.1831
3593 | 0.02341% | 0.01853% | [6 empty] | 2019-05-30 | 23 | 3.6303 | 167277.0279 | kWh | GS |  | 2019-05-30 | 23 | 972861.4505 | 167277.0279 | 318821.4123 | 0 | 486098.4402
3594 | 0.02408% | 0.01751% | [6 empty] | 2019-05-30 | 24 | 3.2935 | 151757.5975 | kWh | GS |  | 2019-05-30 | 24 | 847682.8528 | 151757.5975 | 290740.3765 | 0 | 442497.974
3595 | 0.02385% | 0.01603% | [6 empty] | 2019-05-31 | 1 | 3.0785 | 141850.7407 | kWh | GS |  | 2019-05-31 | 1 | 722097.7857 | 141850.7407 | 271973.5861 | 0 | 413824.3268
3596 | 0.02261% | 0.01488% | [6 empty] | 2019-05-31 | 2 | 2.913 | 134227.3919 | kWh | GS |  | 2019-05-31 | 2 | 624844.4968 | 134227.3919 | 266001.5092 | 0 | 400228.9011
3597 | 0.02147% | 0.01428% | [6 empty] | 2019-05-31 | 3 | 2.76 | 127174.4269 | kWh | GS |  | 2019-05-31 | 3 | 553810.8627 | 127174.4269 | 259506.8921 | 0 | 386681.319
3598 | 0.02021% | 0.01321% | [6 empty] | 2019-05-31 | 4 | 2.6617 | 122643.9226 | kWh | GS |  | 2019-05-31 | 4 | 485833.8164 | 122643.9226 | 261862.8682 | 0 | 384506.7908
3599 | 0.01779% | 0.01193% | [6 empty] | 2019-05-31 | 5 | 2.655 | 122337.1472 | kWh | GS |  | 2019-05-31 | 5 | 464321.844 | 122337.1472 | 277565.2496 | 0 | 399902.3968
3600 | 0.01551% | 0.01086% | [6 empty] | 2019-05-31 | 6 | 2.6957 | 124212.7462 | kWh | GS |  | 2019-05-31 | 6 | 463531.2942 | 124212.7462 | 312686.3855 | 0 | 436899.1317
3601 | 0.01321% | 0.01016% | [6 empty] | 2019-05-31 | 7 | 2.9188 | 134492.509 | kWh | GS |  | 2019-05-31 | 7 | 495882.9107 | 134492.509 | 353654.7852 | 0 | 488147.2942
3602 | 0.01143% | 0.009825% | [6 empty] | 2019-05-31 | 8 | 3.2576 | 150105.2258 | kWh | GS |  | 2019-05-31 | 8 | 519609.3657 | 150105.2258 | 389312.2239 | 0 | 539417.4497
3603 | 0.01013% | 0.009492% | [6 empty] | 2019-05-31 | 9 | 4.0034 | 184469.5335 | kWh | GS |  | 2019-05-31 | 9 | 559432.6971 | 184469.5335 | 440309.2213 | 0 | 624778.7548
3604 | 0.008887% | 0.009439% | [6 empty] | 2019-05-31 | 10 | 4.6066 | 212264.9752 | kWh | GS |  | 2019-05-31 | 10 | 635566.892 | 212264.9752 | 472451.9434 | 0 | 684716.9186
3605 | 0.008493% | 0.009817% | [6 empty] | 2019-05-31 | 11 | 5.186 | 238961.8926 | kWh | GS |  | 2019-05-31 | 11 | 752254.8348 | 238961.8926 | 491106.0363 | 0 | 730067.9289
3606 | 0.008479% | 0.01073% | [6 empty] | 2019-05-31 | 12 | 5.6618 | 260882.6729 | kWh | GS |  | 2019-05-31 | 12 | 847600.1284 | 260882.6729 | 503101.86 | 0 | 763984.5329
3607 | 0.00907% | 0.01198% | [6 empty] | 2019-05-31 | 13 | 5.8076 | 267604.3999 | kWh | GS |  | 2019-05-31 | 13 | 957232.4257 | 267604.3999 | 500123.8219 | 0 | 767728.2218
3608 | 0.009504% | 0.01324% | [6 empty] | 2019-05-31 | 14 | 5.8929 | 271533.6574 | kWh | GS |  | 2019-05-31 | 14 | 1049924.05 | 271533.6574 | 499607.118 | 0 | 771140.7754
3609 | 0.01023% | 0.01534% | [6 empty] | 2019-05-31 | 15 | 5.9036 | 272025.8378 | kWh | GS |  | 2019-05-31 | 15 | 1117633.232 | 272025.8378 | 496902.7207 | 0 | 768928.5585
3610 | 0.01163% | 0.01681% | [6 empty] | 2019-05-31 | 16 | 5.844 | 269279.0118 | kWh | GS |  | 2019-05-31 | 16 | 1175895.091 | 269279.0118 | 479135.1983 | 0 | 748414.2101
3611 | 0.01376% | 0.01792% | [6 empty] | 2019-05-31 | 17 | 5.4708 | 252082.6311 | kWh | GS |  | 2019-05-31 | 17 | 1181970.968 | 252082.6311 | 454128.8338 | 0 | 706211.4649
3612 | 0.0155% | 0.01875% | [6 empty] | 2019-05-31 | 18 | 4.9598 | 228538.6565 | kWh | GS |  | 2019-05-31 | 18 | 1156500.161 | 228538.6565 | 423781.9208 | 0 | 652320.5773
3613 | 0.01751% | 0.01885% | [6 empty] | 2019-05-31 | 19 | 4.6861 | 215926.1262 | kWh | GS |  | 2019-05-31 | 19 | 1177033.525 | 215926.1262 | 395518.3248 | 0 | 611444.451
3614 | 0.0192% | 0.01893% | [6 empty] | 2019-05-31 | 20 | 4.4428 | 204715.3286 | kWh | GS |  | 2019-05-31 | 20 | 1139086.428 | 204715.3286 | 375746.2237 | 0 | 580461.5523
3615 | 0.02044% | 0.01888% | [6 empty] | 2019-05-31 | 21 | 4.334 | 199700.1902 | kWh | GS |  | 2019-05-31 | 21 | 1048413.014 | 199700.1902 | 367565.392 | 0 | 567265.5822
3616 | 0.02151% | 0.01837% | [6 empty] | 2019-05-31 | 22 | 4.0446 | 186365.2143 | kWh | GS |  | 2019-05-31 | 22 | 997035.1862 | 186365.2143 | 351185.9037 | 0 | 537551.118
3617 | 0.02162% | 0.01734% | [6 empty] | 2019-05-31 | 23 | 3.7128 | 171076.5073 | kWh | GS |  | 2019-05-31 | 23 | 911232.1999 | 171076.5073 | 319460.1008 | 0 | 490536.6081
3618 | 0.02115% | 0.01601% | [6 empty] | 2019-05-31 | 24 | 3.4039 | 156845.6078 | kWh | GS |  | 2019-05-31 | 24 | 817238.8592 | 156845.6078 | 297161.829 | 0 | 454007.4368
3619 | 0.02153% | 0.01501% | [6 empty] | 2019-06-01 | 1 | 3.23 | 148830.9817 | kWh | GS |  | 2019-06-01 | 1 | 724625.674 | 148830.9817 | 280114.4196 | 0 | 428945.4013
3620 | 0.02084% | 0.01425% | [6 empty] | 2019-06-01 | 2 | 3.0446 | 140288.7415 | kWh | GS |  | 2019-06-01 | 2 | 650302.6966 | 140288.7415 | 270616.3383 | 0 | 410905.0798
3621 | 0.01918% | 0.01393% | [6 empty] | 2019-06-01 | 3 | 2.822 | 130030.7897 | kWh | GS |  | 2019-06-01 | 3 | 589113.0223 | 130030.7897 | 262919.5233 | 0 | 392950.313
3622 | 0.01824% | 0.0132% | [6 empty] | 2019-06-01 | 4 | 2.7494 | 126685.582 | kWh | GS |  | 2019-06-01 | 4 | 543660.0605 | 126685.582 | 258192.8403 | 0 | 384878.4223
3623 | 0.01667% | 0.01204% | [6 empty] | 2019-06-01 | 5 | 2.7062 | 124696.7002 | kWh | GS |  | 2019-06-01 | 5 | 522688.1766 | 124696.7002 | 260858.5569 | 0 | 385555.2571
3624 | 0.01495% | 0.01114% | [6 empty] | 2019-06-01 | 6 | 2.743 | 126391.791 | kWh | GS |  | 2019-06-01 | 6 | 513089.1912 | 126391.791 | 273954.2916 | 0 | 400346.0826
3625 | 0.01325% | 0.01053% | [6 empty] | 2019-06-01 | 7 | 2.7751 | 127872.1387 | kWh | GS |  | 2019-06-01 | 7 | 509732.7667 | 127872.1387 | 296259.2491 | 0 | 424131.3878
3626 | 0.01189% | 0.01009% | [6 empty] | 2019-06-01 | 8 | 2.7856 | 128353.6422 | kWh | GS |  | 2019-06-01 | 8 | 551127.3036 | 128353.6422 | 316960.665 | 0 | 445314.3072
3627 | 0.01078% | 0.009646% | [6 empty] | 2019-06-01 | 9 | 3.1323 | 144330.5676 | kWh | GS |  | 2019-06-01 | 9 | 642855.3265 | 144330.5676 | 341586.3474 | 0 | 485916.915
3628 | 0.009944% | 0.009448% | [6 empty] | 2019-06-01 | 10 | 3.7464 | 172625.7725 | kWh | GS |  | 2019-06-01 | 10 | 749637.436 | 172625.7725 | 361211.7682 | 0 | 533837.5407
3629 | 0.009561% | 0.009465% | [6 empty] | 2019-06-01 | 11 | 4.2641 | 196481.0558 | kWh | GS |  | 2019-06-01 | 11 | 861927.2532 | 196481.0558 | 371746.7605 | 0 | 568227.8163
3630 | 0.009385% | 0.009828% | [6 empty] | 2019-06-01 | 12 | 4.5521 | 209749.5115 | kWh | GS |  | 2019-06-01 | 12 | 1016739.849 | 209749.5115 | 382368.4563 | 0 | 592117.9678
3631 | 0.009324% | 0.01041% | [6 empty] | 2019-06-01 | 13 | 4.6461 | 214084.9472 | kWh | GS |  | 2019-06-01 | 13 | 1112810.108 | 214084.9472 | 381871.0367 | 0 | 595955.9839
3632 | 0.01008% | 0.01093% | [6 empty] | 2019-06-01 | 14 | 4.5912 | 211554.7531 | kWh | GS |  | 2019-06-01 | 14 | 1166184.15 | 211554.7531 | 375581.1826 | 0 | 587135.9357
3633 | 0.01176% | 0.01193% | [6 empty] | 2019-06-01 | 15 | 4.67 | 215184.2878 | kWh | GS |  | 2019-06-01 | 15 | 1238899.782 | 215184.2878 | 380983.6893 | 0 | 596167.9771
3634 | 0.01371% | 0.0131% | [6 empty] | 2019-06-01 | 16 | 4.7103 | 217040.1575 | kWh | GS |  | 2019-06-01 | 16 | 1281708.717 | 217040.1575 | 382829.9835 | 0 | 599870.141
3635 | 0.01577% | 0.01395% | [6 empty] | 2019-06-01 | 17 | 4.6713 | 215242.8553 | kWh | GS |  | 2019-06-01 | 17 | 1290862.089 | 215242.8553 | 379382.2378 | 0 | 594625.0931
3636 | 0.0186% | 0.01454% | [6 empty] | 2019-06-01 | 18 | 4.8079 | 221537.3536 | kWh | GS |  | 2019-06-01 | 18 | 1318341.879 | 221537.3536 | 377066.5946 | 0 | 598603.9482
3637 | 0.02035% | 0.01463% | [6 empty] | 2019-06-01 | 19 | 4.6368 | 213652.3891 | kWh | GS |  | 2019-06-01 | 19 | 1258958.277 | 213652.3891 | 361127.9769 | 0 | 574780.366
3638 | 0.02133% | 0.01441% | [6 empty] | 2019-06-01 | 20 | 4.4076 | 203095.2453 | kWh | GS |  | 2019-06-01 | 20 | 1194273.426 | 203095.2453 | 351539.7335 | 0 | 554634.9788
3639 | 0.02266% | 0.01463% | [6 empty] | 2019-06-01 | 21 | 4.3068 | 198447.732 | kWh | GS |  | 2019-06-01 | 21 | 1151198.642 | 198447.732 | 347650.8703 | 0 | 546098.6023
3640 | 0.02344% | 0.01473% | [6 empty] | 2019-06-01 | 22 | 4.1217 | 189920.7426 | kWh | GS |  | 2019-06-01 | 22 | 1078529.335 | 189920.7426 | 336338.8331 | 0 | 526259.5757
3641 | 0.02361% | 0.0146% | [6 empty] | 2019-06-01 | 23 | 3.8044 | 175297.7574 | kWh | GS |  | 2019-06-01 | 23 | 990066.3561 | 175297.7574 | 310706.4537 | 0 | 486004.2111
3642 | 0.02411% | 0.01469% | [6 empty] | 2019-06-01 | 24 | 3.5627 | 164160.2656 | kWh | GS |  | 2019-06-01 | 24 | 889460.5435 | 164160.2656 | 288795.3764 | 0 | 452955.642
3643 | 0.02303% | 0.01411% | [6 empty] | 2019-06-02 | 1 | 3.3966 | 156507.8263 | kWh | GS |  | 2019-06-02 | 1 | 801416.9836 | 156507.8263 | 275553.5255 | 0 | 432061.3518
3644 | 0.02184% | 0.01362% | [6 empty] | 2019-06-02 | 2 | 3.219 | 148327.3476 | kWh | GS |  | 2019-06-02 | 2 | 708099.5105 | 148327.3476 | 271178.7093 | 0 | 419506.0569
3645 | 0.02106% | 0.01341% | [6 empty] | 2019-06-02 | 3 | 3.0569 | 140854.7513 | kWh | GS |  | 2019-06-02 | 3 | 653383.6009 | 140854.7513 | 264633.999 | 0 | 405488.7503
3646 | 0.01973% | 0.01292% | [6 empty] | 2019-06-02 | 4 | 2.9093 | 134056.2554 | kWh | GS |  | 2019-06-02 | 4 | 603843.4117 | 134056.2554 | 260970.4086 | 0 | 395026.664
3647 | 0.01811% | 0.01193% | [6 empty] | 2019-06-02 | 5 | 2.7996 | 129002.2282 | kWh | GS |  | 2019-06-02 | 5 | 572508.4866 | 129002.2282 | 262181.0625 | 0 | 391183.2907
3648 | 0.01627% | 0.01112% | [6 empty] | 2019-06-02 | 6 | 2.7865 | 128398.4114 | kWh | GS |  | 2019-06-02 | 6 | 550445.3075 | 128398.4114 | 269522.7268 | 0 | 397921.1382
3649 | 0.01466% | 0.01061% | [6 empty] | 2019-06-02 | 7 | 2.6959 | 124222.3885 | kWh | GS |  | 2019-06-02 | 7 | 536005.1596 | 124222.3885 | 277956.5885 | 0 | 402178.977
3650 | 0.01295% | 0.0103% | [6 empty] | 2019-06-02 | 8 | 2.7284 | 125717.591 | kWh | GS |  | 2019-06-02 | 8 | 570052.7263 | 125717.591 | 289691.5739 | 0 | 415409.1649
3651 | 0.01195% | 0.009954% | [6 empty] | 2019-06-02 | 9 | 3.0955 | 142636.4411 | kWh | GS |  | 2019-06-02 | 9 | 662124.5654 | 142636.4411 | 317860.3152 | 0 | 460496.7563
3652 | 0.01105% | 0.009697% | [6 empty] | 2019-06-02 | 10 | 3.7939 | 174817.4844 | kWh | GS |  | 2019-06-02 | 10 | 798883.9382 | 174817.4844 | 339101.5611 | 0 | 513919.0455
3653 | 0.01047% | 0.009603% | [6 empty] | 2019-06-02 | 11 | 4.3493 | 200404.7827 | kWh | GS |  | 2019-06-02 | 11 | 924809.9703 | 200404.7827 | 357011.5116 | 0 | 557416.2943
3654 | 0.01007% | 0.009768% | [6 empty] | 2019-06-02 | 12 | 4.5962 | 211785.1687 | kWh | GS |  | 2019-06-02 | 12 | 1043412.393 | 211785.1687 | 365147.5661 | 0 | 576932.7348
3655 | 0.009804% | 0.009873% | [6 empty] | 2019-06-02 | 13 | 4.6506 | 214292.4935 | kWh | GS |  | 2019-06-02 | 13 | 1169404.672 | 214292.4935 | 373934.6724 | 0 | 588227.1659
3656 | 0.01043% | 0.0102% | [6 empty] | 2019-06-02 | 14 | 4.6616 | 214797.1054 | kWh | GS |  | 2019-06-02 | 14 | 1241154.391 | 214797.1054 | 379817.0532 | 0 | 594614.1586
3657 | 0.01211% | 0.0113% | [6 empty] | 2019-06-02 | 15 | 4.7171 | 217352.9646 | kWh | GS |  | 2019-06-02 | 15 | 1316628.638 | 217352.9646 | 384218.6184 | 0 | 601571.583
3658 | 0.01461% | 0.01262% | [6 empty] | 2019-06-02 | 16 | 4.7166 | 217333.759 | kWh | GS |  | 2019-06-02 | 16 | 1334020.057 | 217333.759 | 383924.0715 | 0 | 601257.8305
3659 | 0.01692% | 0.01368% | [6 empty] | 2019-06-02 | 17 | 4.6069 | 212278.0155 | kWh | GS |  | 2019-06-02 | 17 | 1349534.84 | 212278.0155 | 381252.0743 | 0 | 593530.0898
3660 | 0.01909% | 0.01416% | [6 empty] | 2019-06-02 | 18 | 4.4702 | 205980.164 | kWh | GS |  | 2019-06-02 | 18 | 1321989.197 | 205980.164 | 374868.0213 | 0 | 580848.1853
3661 | 0.02139% | 0.01444% | [6 empty] | 2019-06-02 | 19 | 4.2052 | 193766.9222 | kWh | GS |  | 2019-06-02 | 19 | 1267443.255 | 193766.9222 | 352536.796 | 0 | 546303.7182
3662 | 0.0227% | 0.0146% | [6 empty] | 2019-06-02 | 20 | 3.9426 | 181665.6147 | kWh | GS |  | 2019-06-02 | 20 | 1157167.2 | 181665.6147 | 333893.9373 | 0 | 515559.552
3663 | 0.02408% | 0.01477% | [6 empty] | 2019-06-02 | 21 | 3.7848 | 174395.2495 | kWh | GS |  | 2019-06-02 | 21 | 1097914.85 | 174395.2495 | 321766.6173 | 0 | 496161.8668
3664 | 0.0244% | 0.01476% | [6 empty] | 2019-06-02 | 22 | 3.6357 | 167526.0527 | kWh | GS |  | 2019-06-02 | 22 | 1037558.253 | 167526.0527 | 312707.6448 | 0 | 480233.6975
3665 | 0.02468% | 0.01457% | [6 empty] | 2019-06-02 | 23 | 3.3962 | 156490.0006 | kWh | GS |  | 2019-06-02 | 23 | 924806.7284 | 156490.0006 | 289348.1147 | 0 | 445838.1153
3666 | 0.02418% | 0.01426% | [6 empty] | 2019-06-02 | 24 | 3.1701 | 146073.6318 | kWh | GS |  | 2019-06-02 | 24 | 798869.9959 | 146073.6318 | 276292.8235 | 0 | 422366.4553
3667 | 0.02318% | 0.01341% | [6 empty] | 2019-06-03 | 1 | 3.0105 | 138715.6587 | kWh | GS |  | 2019-06-03 | 1 | 682949.3676 | 138715.6587 | 262419.4822 | 0 | 401135.1409
3668 | 0.02117% | 0.01266% | [6 empty] | 2019-06-03 | 2 | 2.7972 | 128891.2303 | kWh | GS |  | 2019-06-03 | 2 | 604906.7616 | 128891.2303 | 262049.1865 | 0 | 390940.4168
3669 | 0.02008% | 0.01218% | [6 empty] | 2019-06-03 | 3 | 2.7078 | 124769.9413 | kWh | GS |  | 2019-06-03 | 3 | 542399.3922 | 124769.9413 | 261290.8234 | 0 | 386060.7647
3670 | 0.01898% | 0.01179% | [6 empty] | 2019-06-03 | 4 | 2.6303 | 121197.011 | kWh | GS |  | 2019-06-03 | 4 | 502629.0874 | 121197.011 | 262923.2374 | 0 | 384120.2484
3671 | 0.01692% | 0.01094% | [6 empty] | 2019-06-03 | 5 | 2.6031 | 119947.9407 | kWh | GS |  | 2019-06-03 | 5 | 473095.6976 | 119947.9407 | 283426.9959 | 0 | 403374.9366
3672 | 0.01461% | 0.01037% | [6 empty] | 2019-06-03 | 6 | 2.6858 | 123755.3828 | kWh | GS |  | 2019-06-03 | 6 | 495441.0271 | 123755.3828 | 324704.7443 | 0 | 448460.1271
3673 | 0.01249% | 0.009847% | [6 empty] | 2019-06-03 | 7 | 3.0022 | 138333.2457 | kWh | GS |  | 2019-06-03 | 7 | 520163.0375 | 138333.2457 | 368341.6329 | 0 | 506674.8786
3674 | 0.01106% | 0.009597% | [6 empty] | 2019-06-03 | 8 | 3.4301 | 158052.9976 | kWh | GS |  | 2019-06-03 | 8 | 523703.3108 | 158052.9976 | 403231.6335 | 0 | 561284.6311
3675 | 0.009921% | 0.009477% | [6 empty] | 2019-06-03 | 9 | 4.0943 | 188657.0317 | kWh | GS |  | 2019-06-03 | 9 | 559331.5164 | 188657.0317 | 444476.9295 | 0 | 633133.9612
3676 | 0.009194% | 0.009429% | [6 empty] | 2019-06-03 | 10 | 4.6844 | 215848.2064 | kWh | GS |  | 2019-06-03 | 10 | 626014.0772 | 215848.2064 | 472531.6031 | 0 | 688379.8095
3677 | 0.008654% | 0.009902% | [6 empty] | 2019-06-03 | 11 | 5.3229 | 245270.6978 | kWh | GS |  | 2019-06-03 | 11 | 751411.5526 | 245270.6978 | 495913.0984 | 0 | 741183.7962
3678 | 0.009062% | 0.01101% | [6 empty] | 2019-06-03 | 12 | 5.7622 | 265509.3216 | kWh | GS |  | 2019-06-03 | 12 | 904591.4218 | 265509.3216 | 509635.5429 | 0 | 775144.8645
3679 | 0.009515% | 0.01244% | [6 empty] | 2019-06-03 | 13 | 5.9921 | 276101.7327 | kWh | GS |  | 2019-06-03 | 13 | 1023391.866 | 276101.7327 | 513089.4476 | 0 | 789191.1803
3680 | 0.009579% | 0.01378% | [6 empty] | 2019-06-03 | 14 | 6.1894 | 285193.2899 | kWh | GS |  | 2019-06-03 | 14 | 1132408.343 | 285193.2899 | 523773.8653 | 0 | 808967.1552
3681 | 0.01023% | 0.01554% | [6 empty] | 2019-06-03 | 15 | 6.3361 | 291957.0805 | kWh | GS |  | 2019-06-03 | 15 | 1194837.039 | 291957.0805 | 520765.1092 | 0 | 812722.1897
3682 | 0.01145% | 0.0169% | [6 empty] | 2019-06-03 | 16 | 6.228 | 286974.1881 | kWh | GS |  | 2019-06-03 | 16 | 1243867.828 | 286974.1881 | 501371.0862 | 0 | 788345.2743
3683 | 0.01374% | 0.01819% | [6 empty] | 2019-06-03 | 17 | 5.9116 | 272393.8704 | kWh | GS |  | 2019-06-03 | 17 | 1284988.621 | 272393.8704 | 474777.1323 | 0 | 747171.0027
3684 | 0.01655% | 0.01903% | [6 empty] | 2019-06-03 | 18 | 5.2907 | 243784.4602 | kWh | GS |  | 2019-06-03 | 18 | 1297457.718 | 243784.4602 | 446985.4621 | 0 | 690769.9223
3685 | 0.01872% | 0.01937% | [6 empty] | 2019-06-03 | 19 | 4.8949 | 225546.9506 | kWh | GS |  | 2019-06-03 | 19 | 1291699.215 | 225546.9506 | 409989.3054 | 0 | 635536.256
3686 | 0.02071% | 0.01986% | [6 empty] | 2019-06-03 | 20 | 4.4846 | 206641.6555 | kWh | GS |  | 2019-06-03 | 20 | 1225869.348 | 206641.6555 | 381293.9642 | 0 | 587935.6197
3687 | 0.02186% | 0.01995% | [6 empty] | 2019-06-03 | 21 | 4.2813 | 197273.8617 | kWh | GS |  | 2019-06-03 | 21 | 1147385.753 | 197273.8617 | 366014.0895 | 0 | 563287.9512
3688 | 0.02275% | 0.01935% | [6 empty] | 2019-06-03 | 22 | 3.9143 | 180364.7439 | kWh | GS |  | 2019-06-03 | 22 | 1069943.479 | 180364.7439 | 346014.0978 | 0 | 526378.8417
3689 | 0.0235% | 0.01834% | [6 empty] | 2019-06-03 | 23 | 3.5144 | 161938.2489 | kWh | GS |  | 2019-06-03 | 23 | 951098.6858 | 161938.2489 | 313106.866 | 0 | 475045.1149
3690 | 0.02373% | 0.01696% | [6 empty] | 2019-06-03 | 24 | 3.2643 | 150412.9238 | kWh | GS |  | 2019-06-03 | 24 | 820425.7359 | 150412.9238 | 290042.3064 | 0 | 440455.2302
3691 | 0.02363% | 0.0156% | [6 empty] | 2019-06-04 | 1 | 3.0487 | 140477.371 | kWh | GS |  | 2019-06-04 | 1 | 708825.1248 | 140477.371 | 273239.7581 | 0 | 413717.1291
3692 | 0.02242% | 0.01443% | [6 empty] | 2019-06-04 | 2 | 2.937 | 135333.2462 | kWh | GS |  | 2019-06-04 | 2 | 624922.1411 | 135333.2462 | 270922.9752 | 0 | 406256.2214
3693 | 0.02099% | 0.01383% | [6 empty] | 2019-06-04 | 3 | 2.8668 | 132096.9265 | kWh | GS |  | 2019-06-04 | 3 | 580551.4584 | 132096.9265 | 266122.7673 | 0 | 398219.6938
3694 | 0.01957% | 0.01292% | [6 empty] | 2019-06-04 | 4 | 2.8512 | 131378.3408 | kWh | GS |  | 2019-06-04 | 4 | 543968.4284 | 131378.3408 | 268461.5554 | 0 | 399839.8962
3695 | 0.0174% | 0.01166% | [6 empty] | 2019-06-04 | 5 | 2.8595 | 131758.2692 | kWh | GS |  | 2019-06-04 | 5 | 527055.354 | 131758.2692 | 284939.6781 | 0 | 416697.9473
3696 | 0.01501% | 0.01081% | [6 empty] | 2019-06-04 | 6 | 2.9251 | 134784.735 | kWh | GS |  | 2019-06-04 | 6 | 523593.7274 | 134784.735 | 325187.5173 | 0 | 459972.2523
3697 | 0.01297% | 0.01016% | [6 empty] | 2019-06-04 | 7 | 3.253 | 149892.3051 | kWh | GS |  | 2019-06-04 | 7 | 572148.9759 | 149892.3051 | 379540.3607 | 0 | 529432.6658
3698 | 0.01143% | 0.009973% | [6 empty] | 2019-06-04 | 8 | 3.6016 | 165954.4357 | kWh | GS |  | 2019-06-04 | 8 | 578335.1542 | 165954.4357 | 413443.7991 | 0 | 579398.2348
3699 | 0.01062% | 0.009776% | [6 empty] | 2019-06-04 | 9 | 4.2702 | 196761.4214 | kWh | GS |  | 2019-06-04 | 9 | 615524.6159 | 196761.4214 | 460528.8119 | 0 | 657290.2333
3700 | 0.00995% | 0.009815% | [6 empty] | 2019-06-04 | 10 | 5.0375 | 232118.1585 | kWh | GS |  | 2019-06-04 | 10 | 686339.1362 | 232118.1585 | 493686.5312 | 0 | 725804.6897
3701 | 0.009641% | 0.01023% | [6 empty] | 2019-06-04 | 11 | 5.6512 | 260394.175 | kWh | GS |  | 2019-06-04 | 11 | 832592.7794 | 260394.175 | 516171.7483 | 0 | 776565.9233
3702 | 0.009577% | 0.01129% | [6 empty] | 2019-06-04 | 12 | 6.0333 | 278002.1905 | kWh | GS |  | 2019-06-04 | 12 | 990499.2744 | 278002.1905 | 527832.8582 | 0 | 805835.0487
3703 | 0.01047% | 0.013% | [6 empty] | 2019-06-04 | 13 | 6.197 | 285543.5647 | kWh | GS |  | 2019-06-04 | 13 | 1083503.11 | 285543.5647 | 525199.0063 | 0 | 810742.571
3704 | 0.01058% | 0.01422% | [6 empty] | 2019-06-04 | 14 | 6.289 | 289786.7958 | kWh | GS |  | 2019-06-04 | 14 | 1131266.221 | 289786.7958 | 528895.6161 | 0 | 818682.4119
3705 | 0.01126% | 0.01614% | [6 empty] | 2019-06-04 | 15 | 6.0066 | 276770.1582 | kWh | GS |  | 2019-06-04 | 15 | 1096528.232 | 276770.1582 | 500008.0437 | 0 | 776778.2019
3706 | 0.01255% | 0.01782% | [6 empty] | 2019-06-04 | 16 | 5.354 | 246700.1955 | kWh | GS |  | 2019-06-04 | 16 | 979099.0242 | 246700.1955 | 450203.1131 | 0 | 696903.3086
3707 | 0.01523% | 0.01906% | [6 empty] | 2019-06-04 | 17 | 5.0385 | 232163.9233 | kWh | GS |  | 2019-06-04 | 17 | 976669.9466 | 232163.9233 | 435839.5582 | 0 | 668003.4815
3708 | 0.01812% | 0.01978% | [6 empty] | 2019-06-04 | 18 | 4.8686 | 224333.0971 | kWh | GS |  | 2019-06-04 | 18 | 1037375.844 | 224333.0971 | 426471.0785 | 0 | 650804.1756
3709 | 0.01982% | 0.0199% | [6 empty] | 2019-06-04 | 19 | 4.44 | 204584.7124 | kWh | GS |  | 2019-06-04 | 19 | 1044248.149 | 204584.7124 | 393756.2179 | 0 | 598340.9303
3710 | 0.02069% | 0.0201% | [6 empty] | 2019-06-04 | 20 | 4.1808 | 192641.1713 | kWh | GS |  | 2019-06-04 | 20 | 1024834.742 | 192641.1713 | 373183.1921 | 0 | 565824.3634
3711 | 0.02006% | 0.01907% | [6 empty] | 2019-06-04 | 21 | 3.9609 | 182510.9664 | kWh | GS |  | 2019-06-04 | 21 | 1015699.737 | 182510.9664 | 367367.2899 | 0 | 549878.2563
3712 | 0.01791% | 0.01711% | [6 empty] | 2019-06-04 | 22 | 3.5917 | 165497.9017 | kWh | GS |  | 2019-06-04 | 22 | 969711.0981 | 165497.9017 | 349766.4908 | 0 | 515264.3925
3713 | 0.01786% | 0.0164% | [6 empty] | 2019-06-04 | 23 | 3.37 | 155284.8188 | kWh | GS |  | 2019-06-04 | 23 | 884127.85 | 155284.8188 | 319292.3914 | 0 | 474577.2102
3714 | 0.01898% | 0.01598% | [6 empty] | 2019-06-04 | 24 | 3.1454 | 144933.7268 | kWh | GS |  | 2019-06-04 | 24 | 785264.2398 | 144933.7268 | 293778.733 | 0 | 438712.4598
3715 | 0.0191% | 0.01469% | [6 empty] | 2019-06-05 | 1 | 2.9987 | 138173.3137 | kWh | GS |  | 2019-06-05 | 1 | 690598.9256 | 138173.3137 | 283914.4524 | 0 | 422087.7661
3716 | 0.01875% | 0.01389% | [6 empty] | 2019-06-05 | 2 | 2.8861 | 132984.3786 | kWh | GS |  | 2019-06-05 | 2 | 620496.4184 | 132984.3786 | 277773.4372 | 0 | 410757.8158
3717 | 0.01858% | 0.0135% | [6 empty] | 2019-06-05 | 3 | 2.7598 | 127166.1901 | kWh | GS |  | 2019-06-05 | 3 | 572593.9509 | 127166.1901 | 272409.4967 | 0 | 399575.6868
3718 | 0.01774% | 0.01265% | [6 empty] | 2019-06-05 | 4 | 2.7026 | 124528.1906 | kWh | GS |  | 2019-06-05 | 4 | 533083.7591 | 124528.1906 | 271535.8012 | 0 | 396063.9918
3719 | 0.01617% | 0.01165% | [6 empty] | 2019-06-05 | 5 | 2.7036 | 124576.9119 | kWh | GS |  | 2019-06-05 | 5 | 511093.7804 | 124576.9119 | 287057.4025 | 0 | 411634.3144
3720 | 0.01436% | 0.01077% | [6 empty] | 2019-06-05 | 6 | 2.7971 | 128882.6086 | kWh | GS |  | 2019-06-05 | 6 | 507333.0614 | 128882.6086 | 326637.2532 | 0 | 455519.8618
3721 | 0.01263% | 0.01036% | [6 empty] | 2019-06-05 | 7 | 3.0992 | 142803.8795 | kWh | GS |  | 2019-06-05 | 7 | 541607.4973 | 142803.8795 | 375191.5898 | 0 | 517995.4693
3722 | 0.01135% | 0.01008% | [6 empty] | 2019-06-05 | 8 | 3.5543 | 163775.5401 | kWh | GS |  | 2019-06-05 | 8 | 545784.6404 | 163775.5401 | 403715.6573 | 0 | 567491.1974
3723 | 0.01047% | 0.009809% | [6 empty] | 2019-06-05 | 9 | 4.1717 | 192222.3842 | kWh | GS |  | 2019-06-05 | 9 | 578433.5481 | 192222.3842 | 443244.3232 | 0 | 635466.7074
3724 | 0.009751% | 0.009723% | [6 empty] | 2019-06-05 | 10 | 4.8686 | 224336.7818 | kWh | GS |  | 2019-06-05 | 10 | 649099.6047 | 224336.7818 | 474654.5695 | 0 | 698991.3513
3725 | 0.009349% | 0.0101% | [6 empty] | 2019-06-05 | 11 | 5.3712 | 247494.8928 | kWh | GS |  | 2019-06-05 | 11 | 761615.8436 | 247494.8928 | 492082.9174 | 0 | 739577.8102
3726 | 0.00928% | 0.01118% | [6 empty] | 2019-06-05 | 12 | 5.6801 | 261726.851 | kWh | GS |  | 2019-06-05 | 12 | 896177.7795 | 261726.851 | 499991.3336 | 0 | 761718.1846
3727 | 0.009907% | 0.01272% | [6 empty] | 2019-06-05 | 13 | 5.8373 | 268968.8801 | kWh | GS |  | 2019-06-05 | 13 | 1004622.334 | 268968.8801 | 505350.9262 | 0 | 774319.8063
3728 | 0.009983% | 0.01393% | [6 empty] | 2019-06-05 | 14 | 6.1082 | 281453.7877 | kWh | GS |  | 2019-06-05 | 14 | 1099247.544 | 281453.7877 | 518899.7525 | 0 | 800353.5402
3729 | 0.01058% | 0.0156% | [6 empty] | 2019-06-05 | 15 | 6.1437 | 283090.1031 | kWh | GS |  | 2019-06-05 | 15 | 1143424.336 | 283090.1031 | 514395.4281 | 0 | 797485.5312
3730 | 0.01187% | 0.01716% | [6 empty] | 2019-06-05 | 16 | 6.1087 | 281475.6246 | kWh | GS |  | 2019-06-05 | 16 | 1179766.183 | 281475.6246 | 498787.2016 | 0 | 780262.8262
3731 | 0.01393% | 0.01816% | [6 empty] | 2019-06-05 | 17 | 5.8202 | 268181.5014 | kWh | GS |  | 2019-06-05 | 17 | 1217027.784 | 268181.5014 | 475647.9858 | 0 | 743829.4872
3732 | 0.01639% | 0.0187% | [6 empty] | 2019-06-05 | 18 | 5.2881 | 243664.7071 | kWh | GS |  | 2019-06-05 | 18 | 1192597.057 | 243664.7071 | 443642.0289 | 0 | 687306.736
3733 | 0.01838% | 0.01901% | [6 empty] | 2019-06-05 | 19 | 4.7103 | 217042.3255 | kWh | GS |  | 2019-06-05 | 19 | 1168562.357 | 217042.3255 | 407647.3002 | 0 | 624689.6257
3734 | 0.02011% | 0.01965% | [6 empty] | 2019-06-05 | 20 | 4.4444 | 204789.4564 | kWh | GS |  | 2019-06-05 | 20 | 1103313.556 | 204789.4564 | 380083.1841 | 0 | 584872.6405
3735 | 0.02091% | 0.01958% | [6 empty] | 2019-06-05 | 21 | 4.1614 | 191750.0639 | kWh | GS |  | 2019-06-05 | 21 | 1033408.603 | 191750.0639 | 370479.2185 | 0 | 562229.2824
3736 | 0.02158% | 0.01915% | [6 empty] | 2019-06-05 | 22 | 3.6963 | 170318.8749 | kWh | GS |  | 2019-06-05 | 22 | 977039.3185 | 170318.8749 | 348463.6526 | 0 | 518782.5275
3737 | 0.02226% | 0.01826% | [6 empty] | 2019-06-05 | 23 | 3.3688 | 155227.4516 | kWh | GS |  | 2019-06-05 | 23 | 884051.3573 | 155227.4516 | 318815.9721 | 0 | 474043.4237
3738 | 0.02181% | 0.01687% | [6 empty] | 2019-06-05 | 24 | 3.1192 | 143725.6494 | kWh | GS |  | 2019-06-05 | 24 | 788258.4254 | 143725.6494 | 296979.9578 | 0 | 440705.6072
3739 | 0.02137% | 0.01533% | [6 empty] | 2019-06-06 | 1 | 2.9664 | 136687.5697 | kWh | GS |  | 2019-06-06 | 1 | 693504.0434 | 136687.5697 | 282346.7923 | 0 | 419034.362
3740 | 0.02018% | 0.01436% | [6 empty] | 2019-06-06 | 2 | 2.8244 | 130141.8036 | kWh | GS |  | 2019-06-06 | 2 | 623687.0534 | 130141.8036 | 276704.3636 | 0 | 406846.1672
3741 | 0.0189% | 0.0138% | [6 empty] | 2019-06-06 | 3 | 2.7355 | 126047.6836 | kWh | GS |  | 2019-06-06 | 3 | 580773.4843 | 126047.6836 | 272521.7064 | 0 | 398569.39
3742 | 0.01787% | 0.01274% | [6 empty] | 2019-06-06 | 4 | 2.6675 | 122913.7797 | kWh | GS |  | 2019-06-06 | 4 | 539182.7475 | 122913.7797 | 270913.6544 | 0 | 393827.4341
3743 | 0.01617% | 0.01164% | [6 empty] | 2019-06-06 | 5 | 2.6961 | 124231.7766 | kWh | GS |  | 2019-06-06 | 5 | 521053.3943 | 124231.7766 | 285057.5122 | 0 | 409289.2888
3744 | 0.01442% | 0.01082% | [6 empty] | 2019-06-06 | 6 | 2.792 | 128650.2616 | kWh | GS |  | 2019-06-06 | 6 | 520893.756 | 128650.2616 | 323903.6409 | 0 | 452553.9025
3745 | 0.01269% | 0.01029% | [6 empty] | 2019-06-06 | 7 | 3.1142 | 143495.6246 | kWh | GS |  | 2019-06-06 | 7 | 545530.6578 | 143495.6246 | 368176.922 | 0 | 511672.5466
3746 | 0.01141% | 0.009987% | [6 empty] | 2019-06-06 | 8 | 3.4871 | 160678.5855 | kWh | GS |  | 2019-06-06 | 8 | 552575.1069 | 160678.5855 | 400856.0568 | 0 | 561534.6423
3747 | 0.01062% | 0.009784% | [6 empty] | 2019-06-06 | 9 | 4.0695 | 187513.314 | kWh | GS |  | 2019-06-06 | 9 | 576489.7373 | 187513.314 | 437362.7578 | 0 | 624876.0718
3748 | 0.009862% | 0.009668% | [6 empty] | 2019-06-06 | 10 | 4.6846 | 215858.2668 | kWh | GS |  | 2019-06-06 | 10 | 636471.5138 | 215858.2668 | 462360.5506 | 0 | 678218.8174
3749 | 0.009531% | 0.01005% | [6 empty] | 2019-06-06 | 11 | 5.1975 | 239490.4285 | kWh | GS |  | 2019-06-06 | 11 | 719468.8116 | 239490.4285 | 484574.8859 | 0 | 724065.3144
3750 | 0.009528% | 0.01111% | [6 empty] | 2019-06-06 | 12 | 5.5682 | 256573.0717 | kWh | GS |  | 2019-06-06 | 12 | 841734.2732 | 256573.0717 | 498649.8173 | 0 | 755222.889
3751 | 0.009979% | 0.01256% | [6 empty] | 2019-06-06 | 13 | 5.7955 | 267044.2014 | kWh | GS |  | 2019-06-06 | 13 | 950978.337 | 267044.2014 | 507778.0418 | 0 | 774822.2432
3752 | 0.01011% | 0.01378% | [6 empty] | 2019-06-06 | 14 | 5.9964 | 276300.331 | kWh | GS |  | 2019-06-06 | 14 | 1053896.399 | 276300.331 | 515594.5907 | 0 | 791894.9217
3753 | 0.01054% | 0.01534% | [6 empty] | 2019-06-06 | 15 | 5.9709 | 275125.1995 | kWh | GS |  | 2019-06-06 | 15 | 1067421.267 | 275125.1995 | 507321.7623 | 0 | 782446.9618
3754 | 0.01164% | 0.01665% | [6 empty] | 2019-06-06 | 16 | 5.7866 | 266636.0334 | kWh | GS |  | 2019-06-06 | 16 | 1079976.803 | 266636.0334 | 487041.1059 | 0 | 753677.1393
3755 | 0.01316% | 0.01777% | [6 empty] | 2019-06-06 | 17 | 5.5401 | 255275.3011 | kWh | GS |  | 2019-06-06 | 17 | 1094049.608 | 255275.3011 | 459691.0792 | 0 | 714966.3803
3756 | 0.0154% | 0.01854% | [6 empty] | 2019-06-06 | 18 | 5.0089 | 230800.8256 | kWh | GS |  | 2019-06-06 | 18 | 1090434.586 | 230800.8256 | 433230.3055 | 0 | 664031.1311
3757 | 0.01739% | 0.01902% | [6 empty] | 2019-06-06 | 19 | 4.513 | 207952.1497 | kWh | GS |  | 2019-06-06 | 19 | 1055577.753 | 207952.1497 | 394908.5826 | 0 | 602860.7323
3758 | 0.01928% | 0.01944% | [6 empty] | 2019-06-06 | 20 | 4.167 | 192008.9562 | kWh | GS |  | 2019-06-06 | 20 | 1012951.469 | 192008.9562 | 374105.277 | 0 | 566114.2332
3759 | 0.01952% | 0.01921% | [6 empty] | 2019-06-06 | 21 | 3.98 | 183390.9698 | kWh | GS |  | 2019-06-06 | 21 | 974518.6436 | 183390.9698 | 366255.2418 | 0 | 549646.2116
3760 | 0.01975% | 0.0185% | [6 empty] | 2019-06-06 | 22 | 3.6176 | 166691.252 | kWh | GS |  | 2019-06-06 | 22 | 952270.9427 | 166691.252 | 347662.4479 | 0 | 514353.6999
3761 | 0.02001% | 0.01755% | [6 empty] | 2019-06-06 | 23 | 3.2498 | 149745.9109 | kWh | GS |  | 2019-06-06 | 23 | 850139.8822 | 149745.9109 | 314514.1109 | 0 | 464260.0218
3762 | 0.01995% | 0.0163% | [6 empty] | 2019-06-06 | 24 | 3.0454 | 140325.9576 | kWh | GS |  | 2019-06-06 | 24 | 750101.5892 | 140325.9576 | 293421.5626 | 0 | 433747.5202
3763 | 0.01931% | 0.0148% | [6 empty] | 2019-06-07 | 1 | 2.8907 | 133197.2265 | kWh | GS |  | 2019-06-07 | 1 | 660061.8505 | 133197.2265 | 279864.3138 | 0 | 413061.5403
3764 | 0.01853% | 0.0139% | [6 empty] | 2019-06-07 | 2 | 2.7975 | 128903.891 | kWh | GS |  | 2019-06-07 | 2 | 596497.6386 | 128903.891 | 274569.7874 | 0 | 403473.6784
3765 | 0.01783% | 0.01349% | [6 empty] | 2019-06-07 | 3 | 2.6807 | 123522.0013 | kWh | GS |  | 2019-06-07 | 3 | 544828.5383 | 123522.0013 | 269395.0703 | 0 | 392917.0716
3766 | 0.01742% | 0.01263% | [6 empty] | 2019-06-07 | 4 | 2.6722 | 123129.0444 | kWh | GS |  | 2019-06-07 | 4 | 516804.6841 | 123129.0444 | 271716.3372 | 0 | 394845.3816
3767 | 0.01555% | 0.0114% | [6 empty] | 2019-06-07 | 5 | 2.6699 | 123024.3757 | kWh | GS |  | 2019-06-07 | 5 | 493732.604 | 123024.3757 | 285185.4345 | 0 | 408209.8102
3768 | 0.01372% | 0.01065% | [6 empty] | 2019-06-07 | 6 | 2.7552 | 126955.4051 | kWh | GS |  | 2019-06-07 | 6 | 510538.6901 | 126955.4051 | 323796.7559 | 0 | 450752.161
3769 | 0.01207% | 0.01014% | [6 empty] | 2019-06-07 | 7 | 3.0688 | 141403.256 | kWh | GS |  | 2019-06-07 | 7 | 539284.7974 | 141403.256 | 373352.3625 | 0 | 514755.6185
3770 | 0.01091% | 0.009904% | [6 empty] | 2019-06-07 | 8 | 3.426 | 157864.1603 | kWh | GS |  | 2019-06-07 | 8 | 542416.539 | 157864.1603 | 402323.0503 | 0 | 560187.2106
3771 | 0.009966% | 0.009645% | [6 empty] | 2019-06-07 | 9 | 3.8523 | 177506.0778 | kWh | GS |  | 2019-06-07 | 9 | 562817.5165 | 177506.0778 | 430325.7412 | 0 | 607831.819
3772 | 0.009453% | 0.009693% | [6 empty] | 2019-06-07 | 10 | 4.405 | 202975.5898 | kWh | GS |  | 2019-06-07 | 10 | 604484.1441 | 202975.5898 | 453747.1472 | 0 | 656722.737
3773 | 0.009031% | 0.01002% | [6 empty] | 2019-06-07 | 11 | 4.837 | 222877.6377 | kWh | GS |  | 2019-06-07 | 11 | 668897.8902 | 222877.6377 | 469154.3959 | 0 | 692032.0336
3774 | 0.009338% | 0.01107% | [6 empty] | 2019-06-07 | 12 | 5.151 | 237349.9217 | kWh | GS |  | 2019-06-07 | 12 | 761108.2368 | 237349.9217 | 482542.6107 | 0 | 719892.5324
3775 | 0.009864% | 0.01264% | [6 empty] | 2019-06-07 | 13 | 5.4377 | 250558.4804 | kWh | GS |  | 2019-06-07 | 13 | 884353.6285 | 250558.4804 | 491621.2946 | 0 | 742179.775
3776 | 0.009922% | 0.01375% | [6 empty] | 2019-06-07 | 14 | 5.5795 | 257090.1507 | kWh | GS |  | 2019-06-07 | 14 | 979357.4585 | 257090.1507 | 494019.8159 | 0 | 751109.9666
3777 | 0.01029% | 0.01492% | [6 empty] | 2019-06-07 | 15 | 5.4414 | 250727.3173 | kWh | GS |  | 2019-06-07 | 15 | 997375.9987 | 250727.3173 | 478964.527 | 0 | 729691.8443
3778 | 0.01106% | 0.01612% | [6 empty] | 2019-06-07 | 16 | 4.7505 | 218894.4298 | kWh | GS |  | 2019-06-07 | 16 | 893378.3596 | 218894.4298 | 435809.0859 | 0 | 654703.5157
3779 | 0.01224% | 0.01699% | [6 empty] | 2019-06-07 | 17 | 4.5802 | 211044.4149 | kWh | GS |  | 2019-06-07 | 17 | 900570.1268 | 211044.4149 | 418302.829 | 0 | 629347.2439
3780 | 0.01392% | 0.01767% | [6 empty] | 2019-06-07 | 18 | 4.2212 | 194505.7183 | kWh | GS |  | 2019-06-07 | 18 | 921225.6429 | 194505.7183 | 400151.508 | 0 | 594657.2263
3781 | 0.01618% | 0.01822% | [6 empty] | 2019-06-07 | 19 | 3.8273 | 176354.4099 | kWh | GS |  | 2019-06-07 | 19 | 919164.809 | 176354.4099 | 370133.7703 | 0 | 546488.1802
3782 | 0.01791% | 0.01844% | [6 empty] | 2019-06-07 | 20 | 3.6311 | 167312.5343 | kWh | GS |  | 2019-06-07 | 20 | 872251.0828 | 167312.5343 | 349754.3331 | 0 | 517066.8674
3783 | 0.01824% | 0.01791% | [6 empty] | 2019-06-07 | 21 | 3.6447 | 167941.6824 | kWh | GS |  | 2019-06-07 | 21 | 842365.0339 | 167941.6824 | 346478.0401 | 0 | 514419.7225
3784 | 0.01634% | 0.01607% | [6 empty] | 2019-06-07 | 22 | 3.463 | 159568.8396 | kWh | GS |  | 2019-06-07 | 22 | 804048.2259 | 159568.8396 | 330168.1402 | 0 | 489736.9798
3785 | 0.01647% | 0.01545% | [6 empty] | 2019-06-07 | 23 | 3.2028 | 147578.3935 | kWh | GS |  | 2019-06-07 | 23 | 766544.4211 | 147578.3935 | 305732.8768 | 0 | 453311.2703
3786 | 0.01685% | 0.0146% | [6 empty] | 2019-06-07 | 24 | 2.9484 | 135855.4034 | kWh | GS |  | 2019-06-07 | 24 | 673577.2416 | 135855.4034 | 281675.6308 | 0 | 417531.0342
3787 | 0.01681% | 0.01342% | [6 empty] | 2019-06-08 | 1 | 2.7838 | 128272.9101 | kWh | GS |  | 2019-06-08 | 1 | 611504.4836 | 128272.9101 | 268758.1756 | 0 | 397031.0857
3788 | 0.01595% | 0.01269% | [6 empty] | 2019-06-08 | 2 | 2.6024 | 119914.7867 | kWh | GS |  | 2019-06-08 | 2 | 535854.3717 | 119914.7867 | 261578.7754 | 0 | 381493.5621
3789 | 0.01541% | 0.01263% | [6 empty] | 2019-06-08 | 3 | 2.4599 | 113347.0347 | kWh | GS |  | 2019-06-08 | 3 | 489907.1046 | 113347.0347 | 253149.2693 | 0 | 366496.304
3790 | 0.01471% | 0.01202% | [6 empty] | 2019-06-08 | 4 | 2.3917 | 110205.6475 | kWh | GS |  | 2019-06-08 | 4 | 454670.0816 | 110205.6475 | 255708.4162 | 0 | 365914.0637
3791 | 0.01402% | 0.01113% | [6 empty] | 2019-06-08 | 5 | 2.3938 | 110302.9677 | kWh | GS |  | 2019-06-08 | 5 | 438181.1469 | 110302.9677 | 259085.295 | 0 | 369388.2627
3792 | 0.01232% | 0.01025% | [6 empty] | 2019-06-08 | 6 | 2.4638 | 113527.4273 | kWh | GS |  | 2019-06-08 | 6 | 433571.9885 | 113527.4273 | 268934.1401 | 0 | 382461.5674
3793 | 0.01119% | 0.009746% | [6 empty] | 2019-06-08 | 7 | 2.525 | 116346.9596 | kWh | GS |  | 2019-06-08 | 7 | 460622.9589 | 116346.9596 | 291429.9169 | 0 | 407776.8765
3794 | 0.009802% | 0.009365% | [6 empty] | 2019-06-08 | 8 | 2.5576 | 117848.0049 | kWh | GS |  | 2019-06-08 | 8 | 481431.8887 | 117848.0049 | 303499.6251 | 0 | 421347.63
3795 | 0.008961% | 0.008997% | [6 empty] | 2019-06-08 | 9 | 2.7607 | 127209.2496 | kWh | GS |  | 2019-06-08 | 9 | 554722.7077 | 127209.2496 | 328433.1951 | 0 | 455642.4447
3796 | 0.008317% | 0.008982% | [6 empty] | 2019-06-08 | 10 | 3.2316 | 148904.3007 | kWh | GS |  | 2019-06-08 | 10 | 622361.3622 | 148904.3007 | 341882.1338 | 0 | 490786.4345
3797 | 0.008015% | 0.009068% | [6 empty] | 2019-06-08 | 11 | 3.6217 | 166879.6379 | kWh | GS |  | 2019-06-08 | 11 | 689142.468 | 166879.6379 | 351513.8998 | 0 | 518393.5377
3798 | 0.007931% | 0.009389% | [6 empty] | 2019-06-08 | 12 | 3.8372 | 176808.406 | kWh | GS |  | 2019-06-08 | 12 | 777899.4706 | 176808.406 | 354993.6218 | 0 | 531802.0278
3799 | 0.008425% | 0.01001% | [6 empty] | 2019-06-08 | 13 | 3.8884 | 179169.6335 | kWh | GS |  | 2019-06-08 | 13 | 830201.555 | 179169.6335 | 353794.7033 | 0 | 532964.3368
3800 | 0.008806% | 0.01034% | [6 empty] | 2019-06-08 | 14 | 3.9117 | 180244.3684 | kWh | GS |  | 2019-06-08 | 14 | 867840.3867 | 180244.3684 | 343277.3577 | 0 | 523521.7261
3801 | 0.01015% | 0.01119% | [6 empty] | 2019-06-08 | 15 | 4.0686 | 187473.9569 | kWh | GS |  | 2019-06-08 | 15 | 957693.0875 | 187473.9569 | 349569.6916 | 0 | 537043.6485
3802 | 0.01138% | 0.01205% | [6 empty] | 2019-06-08 | 16 | 4.2193 | 194418.4518 | kWh | GS |  | 2019-06-08 | 16 | 1036173.401 | 194418.4518 | 356277.1774 | 0 | 550695.6292
3803 | 0.01261% | 0.01273% | [6 empty] | 2019-06-08 | 17 | 4.1649 | 191909.2612 | kWh | GS |  | 2019-06-08 | 17 | 1099589.887 | 191909.2612 | 353724.557 | 0 | 545633.8182
3804 | 0.01423% | 0.01305% | [6 empty] | 2019-06-08 | 18 | 4.0229 | 185368.0936 | kWh | GS |  | 2019-06-08 | 18 | 1077429.423 | 185368.0936 | 341305.8925 | 0 | 526673.9861
3805 | 0.01519% | 0.01308% | [6 empty] | 2019-06-08 | 19 | 3.9666 | 182772.2185 | kWh | GS |  | 2019-06-08 | 19 | 1048261.444 | 182772.2185 | 336535.1308 | 0 | 519307.3493
3806 | 0.01587% | 0.01285% | [6 empty] | 2019-06-08 | 20 | 3.7544 | 172995.0488 | kWh | GS |  | 2019-06-08 | 20 | 982987.383 | 172995.0488 | 322786.1062 | 0 | 495781.155
3807 | 0.01752% | 0.01318% | [6 empty] | 2019-06-08 | 21 | 3.5783 | 164882.2433 | kWh | GS |  | 2019-06-08 | 21 | 880589.9749 | 164882.2433 | 309987.6597 | 0 | 474869.903
3808 | 0.01895% | 0.01352% | [6 empty] | 2019-06-08 | 22 | 3.3504 | 154381.6732 | kWh | GS |  | 2019-06-08 | 22 | 811745.9224 | 154381.6732 | 298106.3523 | 0 | 452488.0255
3809 | 0.02011% | 0.01339% | [6 empty] | 2019-06-08 | 23 | 3.1477 | 145037.6425 | kWh | GS |  | 2019-06-08 | 23 | 731427.449 | 145037.6425 | 277573.0221 | 0 | 422610.6646
3810 | 0.01971% | 0.01293% | [6 empty] | 2019-06-08 | 24 | 2.945 | 135701.2598 | kWh | GS |  | 2019-06-08 | 24 | 670300.2111 | 135701.2598 | 261608.9485 | 0 | 397310.2083
3811 | 0.01917% | 0.01275% | [6 empty] | 2019-06-09 | 1 | 2.8155 | 129730.6202 | kWh | GS |  | 2019-06-09 | 1 | 587318.3314 | 129730.6202 | 250141.8543 | 0 | 379872.4745
3812 | 0.01798% | 0.01217% | [6 empty] | 2019-06-09 | 2 | 2.6738 | 123204.0519 | kWh | GS |  | 2019-06-09 | 2 | 525084.9282 | 123204.0519 | 244374.8909 | 0 | 367578.9428
3813 | 0.01611% | 0.01166% | [6 empty] | 2019-06-09 | 3 | 2.5125 | 115772.3113 | kWh | GS |  | 2019-06-09 | 3 | 474684.6777 | 115772.3113 | 240828.831 | 0 | 356601.1423
3814 | 0.01485% | 0.01111% | [6 empty] | 2019-06-09 | 4 | 2.4895 | 114712.5257 | kWh | GS |  | 2019-06-09 | 4 | 441225.5791 | 114712.5257 | 241380.0502 | 0 | 356092.5759
3815 | 0.01338% | 0.01037% | [6 empty] | 2019-06-09 | 5 | 2.3698 | 109196.0437 | kWh | GS |  | 2019-06-09 | 5 | 415084.0715 | 109196.0437 | 243694.933 | 0 | 352890.9767
3816 | 0.01226% | 0.009753% | [6 empty] | 2019-06-09 | 6 | 2.3388 | 107765.3944 | kWh | GS |  | 2019-06-09 | 6 | 414513.9756 | 107765.3944 | 250036.307 | 0 | 357801.7014
3817 | 0.01074% | 0.009325% | [6 empty] | 2019-06-09 | 7 | 2.331 | 107406.7553 | kWh | GS |  | 2019-06-09 | 7 | 422042.9751 | 107406.7553 | 257473.3395 | 0 | 364880.0948
3818 | 0.009605% | 0.009023% | [6 empty] | 2019-06-09 | 8 | 2.3226 | 107022.8299 | kWh | GS |  | 2019-06-09 | 8 | 468930.3194 | 107022.8299 | 271420.1454 | 0 | 378442.9753
3819 | 0.008683% | 0.008754% | [6 empty] | 2019-06-09 | 9 | 2.693 | 124088.2531 | kWh | GS |  | 2019-06-09 | 9 | 551176.5187 | 124088.2531 | 296525.3334 | 0 | 420613.5865
3820 | 0.008071% | 0.008741% | [6 empty] | 2019-06-09 | 10 | 3.2685 | 150608.0318 | kWh | GS |  | 2019-06-09 | 10 | 645563.8893 | 150608.0318 | 320451.7142 | 0 | 471059.746
3821 | 0.007592% | 0.008663% | [6 empty] | 2019-06-09 | 11 | 3.7465 | 172630.3787 | kWh | GS |  | 2019-06-09 | 11 | 746944.4567 | 172630.3787 | 340483.1846 | 0 | 513113.5633
3822 | 0.007582% | 0.008783% | [6 empty] | 2019-06-09 | 12 | 4.1427 | 190887.1125 | kWh | GS |  | 2019-06-09 | 12 | 860950.0151 | 190887.1125 | 349982.7097 | 0 | 540869.8222
3823 | 0.00772% | 0.008957% | [6 empty] | 2019-06-09 | 13 | 4.0798 | 187986.8637 | kWh | GS |  | 2019-06-09 | 13 | 930022.3153 | 187986.8637 | 341178.8373 | 0 | 529165.701
3824 | 0.008577% | 0.00929% | [6 empty] | 2019-06-09 | 14 | 3.6455 | 167977.3571 | kWh | GS |  | 2019-06-09 | 14 | 906714.4515 | 167977.3571 | 319742.4152 | 0 | 487719.7723
3825 | 0.01008% | 0.01033% | [6 empty] | 2019-06-09 | 15 | 3.646 | 168001.3242 | kWh | GS |  | 2019-06-09 | 15 | 938102.309 | 168001.3242 | 320577.2578 | 0 | 488578.582
3826 | 0.01181% | 0.01156% | [6 empty] | 2019-06-09 | 16 | 3.6897 | 170012.9882 | kWh | GS |  | 2019-06-09 | 16 | 978868.2083 | 170012.9882 | 325334.4866 | 0 | 495347.4748
3827 | 0.01366% | 0.0126% | [6 empty] | 2019-06-09 | 17 | 3.7404 | 172350.0212 | kWh | GS |  | 2019-06-09 | 17 | 1008899.114 | 172350.0212 | 329638.791 | 0 | 501988.8122
3828 | 0.01575% | 0.01328% | [6 empty] | 2019-06-09 | 18 | 3.572 | 164590.806 | kWh | GS |  | 2019-06-09 | 18 | 993929.6494 | 164590.806 | 316240.3577 | 0 | 480831.1637
3829 | 0.01701% | 0.01299% | [6 empty] | 2019-06-09 | 19 | 3.2195 | 148346.2173 | kWh | GS |  | 2019-06-09 | 19 | 903055.5876 | 148346.2173 | 294282.3614 | 0 | 442628.5787
3830 | 0.01659% | 0.01197% | [6 empty] | 2019-06-09 | 20 | 3.0032 | 138381.898 | kWh | GS |  | 2019-06-09 | 20 | 853877.1961 | 138381.898 | 286429.3158 | 0 | 424811.2138
3831 | 0.01716% | 0.01199% | [6 empty] | 2019-06-09 | 21 | 3.0786 | 141854.6338 | kWh | GS |  | 2019-06-09 | 21 | 831774.9574 | 141854.6338 | 284228.8503 | 0 | 426083.4841
3832 | 0.0179% | 0.01216% | [6 empty] | 2019-06-09 | 22 | 2.9147 | 134304.1217 | kWh | GS |  | 2019-06-09 | 22 | 785992.061 | 134304.1217 | 276053.3116 | 0 | 410357.4333
3833 | 0.01845% | 0.01232% | [6 empty] | 2019-06-09 | 23 | 2.7555 | 126968.7828 | kWh | GS |  | 2019-06-09 | 23 | 710570.5894 | 126968.7828 | 259837.8627 | 0 | 386806.6455
3834 | 0.01818% | 0.0118% | [6 empty] | 2019-06-09 | 24 | 2.5914 | 119407.8346 | kWh | GS |  | 2019-06-09 | 24 | 605702.0695 | 119407.8346 | 247966.3665 | 0 | 367374.2011
3835 | 0.01652% | 0.01087% | [6 empty] | 2019-06-10 | 1 | 2.4534 | 113045.5401 | kWh | GS |  | 2019-06-10 | 1 | 510015.9697 | 113045.5401 | 238278.7178 | 0 | 351324.2579
3836 | 0.01562% | 0.01043% | [6 empty] | 2019-06-10 | 2 | 2.3388 | 107765.6852 | kWh | GS |  | 2019-06-10 | 2 | 448049.7429 | 107765.6852 | 235179.8549 | 0 | 342945.5401
3837 | 0.01521% | 0.01046% | [6 empty] | 2019-06-10 | 3 | 2.2158 | 102097.8627 | kWh | GS |  | 2019-06-10 | 3 | 404542.9602 | 102097.8627 | 234487.2489 | 0 | 336585.1116
3838 | 0.01438% | 0.01007% | [6 empty] | 2019-06-10 | 4 | 2.2139 | 102011.1085 | kWh | GS |  | 2019-06-10 | 4 | 383519.0617 | 102011.1085 | 236973.7864 | 0 | 338984.8949
3839 | 0.013% | 0.009495% | [6 empty] | 2019-06-10 | 5 | 2.2462 | 103500.1683 | kWh | GS |  | 2019-06-10 | 5 | 381270.1491 | 103500.1683 | 249100.8156 | 0 | 352600.9839
3840 | 0.01108% | 0.009018% | [6 empty] | 2019-06-10 | 6 | 2.3742 | 109398.6928 | kWh | GS |  | 2019-06-10 | 6 | 396091.1468 | 109398.6928 | 287222.0031 | 0 | 396620.6959
3841 | 0.009329% | 0.008624% | [6 empty] | 2019-06-10 | 7 | 2.6088 | 120209.6187 | kWh | GS |  | 2019-06-10 | 7 | 438968.7779 | 120209.6187 | 332224.2981 | 0 | 452433.9168
3842 | 0.008195% | 0.008419% | [6 empty] | 2019-06-10 | 8 | 3.0867 | 142230.7291 | kWh | GS |  | 2019-06-10 | 8 | 464703.949 | 142230.7291 | 367493.5819 | 0 | 509724.311
3843 | 0.0074% | 0.008262% | [6 empty] | 2019-06-10 | 9 | 3.7631 | 173397.9524 | kWh | GS |  | 2019-06-10 | 9 | 485517.8487 | 173397.9524 | 410121.3435 | 0 | 583519.2959
3844 | 0.007015% | 0.008321% | [6 empty] | 2019-06-10 | 10 | 4.3589 | 200848.0021 | kWh | GS |  | 2019-06-10 | 10 | 557558.6739 | 200848.0021 | 442543.0059 | 0 | 643391.008
3845 | 0.006974% | 0.008656% | [6 empty] | 2019-06-10 | 11 | 4.917 | 226566.9768 | kWh | GS |  | 2019-06-10 | 11 | 666142.5742 | 226566.9768 | 461338.5461 | 0 | 687905.5229
3846 | 0.007245% | 0.009736% | [6 empty] | 2019-06-10 | 12 | 5.2632 | 242519.1943 | kWh | GS |  | 2019-06-10 | 12 | 794150.3008 | 242519.1943 | 478929.911 | 0 | 721449.1053
3847 | 0.008029% | 0.01111% | [6 empty] | 2019-06-10 | 13 | 5.4904 | 252985.4088 | kWh | GS |  | 2019-06-10 | 13 | 906909.6857 | 252985.4088 | 487581.9383 | 0 | 740567.3471
3848 | 0.0085% | 0.01251% | [6 empty] | 2019-06-10 | 14 | 5.6377 | 259773.1198 | kWh | GS |  | 2019-06-10 | 14 | 1009128.452 | 259773.1198 | 493207.2614 | 0 | 752980.3812
3849 | 0.008881% | 0.01432% | [6 empty] | 2019-06-10 | 15 | 5.4953 | 253212.1357 | kWh | GS |  | 2019-06-10 | 15 | 1004958.575 | 253212.1357 | 478550.8288 | 0 | 731762.9645
3850 | 0.0102% | 0.01579% | [6 empty] | 2019-06-10 | 16 | 4.9965 | 230228.9994 | kWh | GS |  | 2019-06-10 | 16 | 909857.0469 | 230228.9994 | 435810.5169 | 0 | 666039.5163
3851 | 0.01218% | 0.01689% | [6 empty] | 2019-06-10 | 17 | 4.8656 | 224199.0698 | kWh | GS |  | 2019-06-10 | 17 | 949865.1256 | 224199.0698 | 429220.7525 | 0 | 653419.8223
3852 | 0.01453% | 0.01771% | [6 empty] | 2019-06-10 | 18 | 4.5165 | 208109.1059 | kWh | GS |  | 2019-06-10 | 18 | 1013534.244 | 208109.1059 | 410546.9322 | 0 | 618656.0381
3853 | 0.01659% | 0.01818% | [6 empty] | 2019-06-10 | 19 | 4.0507 | 186649.2108 | kWh | GS |  | 2019-06-10 | 19 | 1024624.613 | 186649.2108 | 372368.7122 | 0 | 559017.923
3854 | 0.01846% | 0.01848% | [6 empty] | 2019-06-10 | 20 | 3.895 | 179474.0604 | kWh | GS |  | 2019-06-10 | 20 | 987598.1119 | 179474.0604 | 354854.6647 | 0 | 534328.7251
3855 | 0.01838% | 0.01796% | [6 empty] | 2019-06-10 | 21 | 3.7387 | 172272.8063 | kWh | GS |  | 2019-06-10 | 21 | 944189.9248 | 172272.8063 | 348785.6546 | 0 | 521058.4609
3856 | 0.01664% | 0.01635% | [6 empty] | 2019-06-10 | 22 | 3.4364 | 158342.8595 | kWh | GS |  | 2019-06-10 | 22 | 905238.2569 | 158342.8595 | 332450.3036 | 0 | 490793.1631
3857 | 0.01737% | 0.01604% | [6 empty] | 2019-06-10 | 23 | 3.1366 | 144528.986 | kWh | GS |  | 2019-06-10 | 23 | 816332.808 | 144528.986 | 301514.755 | 0 | 446043.741
3858 | 0.01854% | 0.01519% | [6 empty] | 2019-06-10 | 24 | 2.8673 | 132117.6545 | kWh | GS |  | 2019-06-10 | 24 | 689570.8003 | 132117.6545 | 280908.9149 | 0 | 413026.5694
3859 | 0.01874% | 0.01372% | [6 empty] | 2019-06-11 | 1 | 2.6978 | 124309.0453 | kWh | GS |  | 2019-06-11 | 1 | 608385.9846 | 124309.0453 | 266366.7798 | 0 | 390675.8251
3860 | 0.01806% | 0.01312% | [6 empty] | 2019-06-11 | 2 | 2.5684 | 118347.1859 | kWh | GS |  | 2019-06-11 | 2 | 529901.4883 | 118347.1859 | 262673.9846 | 0 | 381021.1705
3861 | 0.01727% | 0.01279% | [6 empty] | 2019-06-11 | 3 | 2.4622 | 113451.0753 | kWh | GS |  | 2019-06-11 | 3 | 477532.8296 | 113451.0753 | 257858.2449 | 0 | 371309.3202
3862 | 0.01656% | 0.01205% | [6 empty] | 2019-06-11 | 4 | 2.4513 | 112953.1261 | kWh | GS |  | 2019-06-11 | 4 | 446717.6681 | 112953.1261 | 257517.9133 | 0 | 370471.0394
3863 | 0.01493% | 0.01095% | [6 empty] | 2019-06-11 | 5 | 2.4827 | 114398.5823 | kWh | GS |  | 2019-06-11 | 5 | 427685.8724 | 114398.5823 | 269664.4747 | 0 | 384063.057
3864 | 0.01261% | 0.01014% | [6 empty] | 2019-06-11 | 6 | 2.5581 | 117871.7318 | kWh | GS |  | 2019-06-11 | 6 | 429808.9286 | 117871.7318 | 306062.4114 | 0 | 423934.1432
3865 | 0.01113% | 0.00959% | [6 empty] | 2019-06-11 | 7 | 2.7926 | 128675.5666 | kWh | GS |  | 2019-06-11 | 7 | 474562.4134 | 128675.5666 | 354969.7292 | 0 | 483645.2958
3866 | 0.009693% | 0.009353% | [6 empty] | 2019-06-11 | 8 | 3.2002 | 147456.5934 | kWh | GS |  | 2019-06-11 | 8 | 483770.5479 | 147456.5934 | 389194.8349 | 0 | 536651.4283
3867 | 0.008735% | 0.009115% | [6 empty] | 2019-06-11 | 9 | 3.8485 | 177331.3898 | kWh | GS |  | 2019-06-11 | 9 | 515553.7731 | 177331.3898 | 427307.7701 | 0 | 604639.1599
3868 | 0.008171% | 0.009094% | [6 empty] | 2019-06-11 | 10 | 4.5413 | 209254.8834 | kWh | GS |  | 2019-06-11 | 10 | 574973.0644 | 209254.8834 | 458907.1647 | 0 | 668162.0481
3869 | 0.007823% | 0.009428% | [6 empty] | 2019-06-11 | 11 | 4.9768 | 229321.3924 | kWh | GS |  | 2019-06-11 | 11 | 667927.8624 | 229321.3924 | 476416.7227 | 0 | 705738.1151
3870 | 0.007862% | 0.01041% | [6 empty] | 2019-06-11 | 12 | 5.3062 | 244499.4262 | kWh | GS |  | 2019-06-11 | 12 | 781767.1643 | 244499.4262 | 489149.9621 | 0 | 733649.3883
3871 | 0.00868% | 0.01187% | [6 empty] | 2019-06-11 | 13 | 5.5228 | 254478.1834 | kWh | GS |  | 2019-06-11 | 13 | 883752.1676 | 254478.1834 | 492097.0684 | 0 | 746575.2518
3872 | 0.008849% | 0.01317% | [6 empty] | 2019-06-11 | 14 | 5.6327 | 259544.6919 | kWh | GS |  | 2019-06-11 | 14 | 978606.2496 | 259544.6919 | 498559.199 | 0 | 758103.8909
3873 | 0.00943% | 0.01484% | [6 empty] | 2019-06-11 | 15 | 5.69 | 262184.9212 | kWh | GS |  | 2019-06-11 | 15 | 1052630.288 | 262184.9212 | 490392.2838 | 0 | 752577.205
3874 | 0.01052% | 0.0164% | [6 empty] | 2019-06-11 | 16 | 5.6055 | 258292.0252 | kWh | GS |  | 2019-06-11 | 16 | 1050807.657 | 258292.0252 | 474650.8163 | 0 | 732942.8415
3875 | 0.01222% | 0.01732% | [6 empty] | 2019-06-11 | 17 | 5.0287 | 231710.3935 | kWh | GS |  | 2019-06-11 | 17 | 991343.136 | 231710.3935 | 434882.4703 | 0 | 666592.8638
3876 | 0.0143% | 0.01801% | [6 empty] | 2019-06-11 | 18 | 4.3635 | 201063.361 | kWh | GS |  | 2019-06-11 | 18 | 976246.1604 | 201063.361 | 404154.2854 | 0 | 605217.6464
3877 | 0.01617% | 0.01833% | [6 empty] | 2019-06-11 | 19 | 3.8688 | 178267.9794 | kWh | GS |  | 2019-06-11 | 19 | 941830.5209 | 178267.9794 | 368205.8059 | 0 | 546473.7853
3878 | 0.0179% | 0.01861% | [6 empty] | 2019-06-11 | 20 | 3.7396 | 172314.7018 | kWh | GS |  | 2019-06-11 | 20 | 905928.4749 | 172314.7018 | 355928.3846 | 0 | 528243.0864
3879 | 0.01925% | 0.01847% | [6 empty] | 2019-06-11 | 21 | 3.6932 | 170173.4271 | kWh | GS |  | 2019-06-11 | 21 | 852430.4618 | 170173.4271 | 348986.4129 | 0 | 519159.84
3880 | 0.01922% | 0.01799% | [6 empty] | 2019-06-11 | 22 | 3.3997 | 156652.8661 | kWh | GS |  | 2019-06-11 | 22 | 812780.7984 | 156652.8661 | 328559.5887 | 0 | 485212.4548
3881 | 0.01813% | 0.01636% | [6 empty] | 2019-06-11 | 23 | 3.0494 | 140508.2647 | kWh | GS |  | 2019-06-11 | 23 | 750839.338 | 140508.2647 | 297876.9748 | 0 | 438385.2395
3882 | 0.01786% | 0.01486% | [6 empty] | 2019-06-11 | 24 | 2.8091 | 129436.0086 | kWh | GS |  | 2019-06-11 | 24 | 641663.2169 | 129436.0086 | 275621.6201 | 0 | 405057.6287
3883 | 0.01723% | 0.01341% | [6 empty] | 2019-06-12 | 1 | 2.6707 | 123062.4061 | kWh | GS |  | 2019-06-12 | 1 | 554713.6634 | 123062.4061 | 264374.3849 | 0 | 387436.791
3884 | 0.01657% | 0.01297% | [6 empty] | 2019-06-12 | 2 | 2.5575 | 117843.5441 | kWh | GS |  | 2019-06-12 | 2 | 496778.6257 | 117843.5441 | 260919.8771 | 0 | 378763.4212
3885 | 0.01559% | 0.01274% | [6 empty] | 2019-06-12 | 3 | 2.4783 | 114195.0965 | kWh | GS |  | 2019-06-12 | 3 | 450215.7004 | 114195.0965 | 257116.1257 | 0 | 371311.2222
3886 | 0.01487% | 0.01191% | [6 empty] | 2019-06-12 | 4 | 2.4334 | 112127.5075 | kWh | GS |  | 2019-06-12 | 4 | 429403.895 | 112127.5075 | 255215.3744 | 0 | 367342.8819
3887 | 0.01373% | 0.01076% | [6 empty] | 2019-06-12 | 5 | 2.4794 | 114246.3884 | kWh | GS |  | 2019-06-12 | 5 | 421941.0545 | 114246.3884 | 266272.0228 | 0 | 380518.4112
3888 | 0.01174% | 0.009943% | [6 empty] | 2019-06-12 | 6 | 2.5936 | 119506.0367 | kWh | GS |  | 2019-06-12 | 6 | 438483.1911 | 119506.0367 | 301268.251 | 0 | 420774.2877
3889 | 0.01015% | 0.009511% | [6 empty] | 2019-06-12 | 7 | 2.829 | 130355.3116 | kWh | GS |  | 2019-06-12 | 7 | 469354.1114 | 130355.3116 | 347809.821 | 0 | 478165.1326
3890 | 0.009087% | 0.009298% | [6 empty] | 2019-06-12 | 8 | 3.2562 | 150036.914 | kWh | GS |  | 2019-06-12 | 8 | 490691.9973 | 150036.914 | 381610.0654 | 0 | 531646.9794
3891 | 0.008235% | 0.009115% | [6 empty] | 2019-06-12 | 9 | 3.8954 | 179494.2721 | kWh | GS |  | 2019-06-12 | 9 | 520860.6017 | 179494.2721 | 417665.4886 | 0 | 597159.7607
3892 | 0.007854% | 0.009018% | [6 empty] | 2019-06-12 | 10 | 4.625 | 213109.9122 | kWh | GS |  | 2019-06-12 | 10 | 594854.2971 | 213109.9122 | 455774.09 | 0 | 668884.0022
3893 | 0.007718% | 0.009341% | [6 empty] | 2019-06-12 | 11 | 5.194 | 239329.8812 | kWh | GS |  | 2019-06-12 | 11 | 690380.302 | 239329.8812 | 475178.6247 | 0 | 714508.5059
3894 | 0.00802% | 0.01033% | [6 empty] | 2019-06-12 | 12 | 4.9704 | 229023.9845 | kWh | GS |  | 2019-06-12 | 12 | 689931.0957 | 229023.9845 | 451076.9502 | 0 | 680100.9347
3895 | 0.008585% | 0.01174% | [6 empty] | 2019-06-12 | 13 | 4.6203 | 212892.4787 | kWh | GS |  | 2019-06-12 | 13 | 616421.693 | 212892.4787 | 430692.4976 | 0 | 643584.9763
3896 | 0.008975% | 0.01305% | [6 empty] | 2019-06-12 | 14 | 4.5618 | 210197.815 | kWh | GS |  | 2019-06-12 | 14 | 615589.3725 | 210197.815 | 438279.9931 | 0 | 648477.8081
3897 | 0.009527% | 0.01466% | [6 empty] | 2019-06-12 | 15 | 4.8032 | 221320.8101 | kWh | GS |  | 2019-06-12 | 15 | 667793.6798 | 221320.8101 | 445176.4205 | 0 | 666497.2306
3898 | 0.01088% | 0.01642% | [6 empty] | 2019-06-12 | 16 | 4.9521 | 228181.9964 | kWh | GS |  | 2019-06-12 | 16 | 763238.9699 | 228181.9964 | 442684.0528 | 0 | 670866.0492
3899 | 0.01263% | 0.01754% | [6 empty] | 2019-06-12 | 17 | 4.6918 | 216187.3405 | kWh | GS |  | 2019-06-12 | 17 | 827587.5545 | 216187.3405 | 428562.1628 | 0 | 644749.5033
3900 | 0.01262% | 0.0167% | [6 empty] | 2019-06-12 | 18 | 4.0667 | 187386.1696 | kWh | GS |  | 2019-06-12 | 18 | 827306.5844 | 187386.1696 | 390791.0203 | 0 | 578177.1899
3901 | 0.01128% | 0.0158% | [6 empty] | 2019-06-12 | 19 | 3.5849 | 165183.5731 | kWh | GS |  | 2019-06-12 | 19 | 780111.2238 | 165183.5731 | 353827.0219 | 0 | 519010.595
3902 | 0.01126% | 0.01592% | [6 empty] | 2019-06-12 | 20 | 3.4352 | 158287.4034 | kWh | GS |  | 2019-06-12 | 20 | 736738.089 | 158287.4034 | 336258.5799 | 0 | 494545.9833
3903 | 0.01221% | 0.01636% | [6 empty] | 2019-06-12 | 21 | 3.2964 | 151892.6378 | kWh | GS |  | 2019-06-12 | 21 | 738459.2106 | 151892.6378 | 326154.035 | 0 | 478046.6728
3904 | 0.01396% | 0.01647% | [6 empty] | 2019-06-12 | 22 | 2.9703 | 136864.0605 | kWh | GS |  | 2019-06-12 | 22 | 704349.211 | 136864.0605 | 307025.1546 | 0 | 443889.2151
3905 | 0.01514% | 0.01583% | [6 empty] | 2019-06-12 | 23 | 2.6885 | 123882.9953 | kWh | GS |  | 2019-06-12 | 23 | 661413.4228 | 123882.9953 | 279254.158 | 0 | 403137.1533
3906 | 0.01513% | 0.01419% | [6 empty] | 2019-06-12 | 24 | 2.4791 | 114231.9759 | kWh | GS |  | 2019-06-12 | 24 | 543792.6765 | 114231.9759 | 259335.0261 | 0 | 373567.002
3907 | 0.01427% | 0.01274% | [6 empty] | 2019-06-13 | 1 | 2.2967 | 105829.419 | kWh | GS |  | 2019-06-13 | 1 | 463182.7443 | 105829.419 | 244332.7494 | 0 | 350162.1684
3908 | 0.01348% | 0.01214% | [6 empty] | 2019-06-13 | 2 | 2.2283 | 102676.3897 | kWh | GS |  | 2019-06-13 | 2 | 413951.2163 | 102676.3897 | 242823.7413 | 0 | 345500.131
3909 | 0.01351% | 0.01174% | [6 empty] | 2019-06-13 | 3 | 2.1847 | 100667.234 | kWh | GS |  | 2019-06-13 | 3 | 381446.8101 | 100667.234 | 241192.6694 | 0 | 341859.9034
3910 | 0.01288% | 0.0109% | [6 empty] | 2019-06-13 | 4 | 2.2078 | 101731.7786 | kWh | GS |  | 2019-06-13 | 4 | 370553.9852 | 101731.7786 | 243912.098 | 0 | 345643.8766
3911 | 0.0121% | 0.009896% | [6 empty] | 2019-06-13 | 5 | 2.2524 | 103785.9197 | kWh | GS |  | 2019-06-13 | 5 | 380126.7782 | 103785.9197 | 255357.9706 | 0 | 359143.8903
3912 | 0.009947% | 0.00917% | [6 empty] | 2019-06-13 | 6 | 2.3807 | 109696.6217 | kWh | GS |  | 2019-06-13 | 6 | 401874.5514 | 109696.6217 | 292331.5497 | 0 | 402028.1714
3913 | 0.008472% | 0.008596% | [6 empty] | 2019-06-13 | 7 | 2.7615 | 127242.3479 | kWh | GS |  | 2019-06-13 | 7 | 460146.9365 | 127242.3479 | 340908.0445 | 0 | 468150.3924
3914 | 0.007572% | 0.008481% | [6 empty] | 2019-06-13 | 8 | 3.0503 | 140553.834 | kWh | GS |  | 2019-06-13 | 8 | 473237.3017 | 140553.834 | 368636.9887 | 0 | 509190.8227
3915 | 0.006977% | 0.008392% | [6 empty] | 2019-06-13 | 9 | 3.4514 | 159034.8711 | kWh | GS |  | 2019-06-13 | 9 | 469850.5057 | 159034.8711 | 393546.0213 | 0 | 552580.8924
3916 | 0.006778% | 0.008485% | [6 empty] | 2019-06-13 | 10 | 3.8764 | 178615.5997 | kWh | GS |  | 2019-06-13 | 10 | 466883.1156 | 178615.5997 | 412074.692 | 0 | 590690.2917
3917 | 0.006953% | 0.008816% | [6 empty] | 2019-06-13 | 11 | 4.192 | 193157.2978 | kWh | GS |  | 2019-06-13 | 11 | 501641.8413 | 193157.2978 | 419477.3751 | 0 | 612634.6729
3918 | 0.007351% | 0.009869% | [6 empty] | 2019-06-13 | 12 | 4.6045 | 212166.7805 | kWh | GS |  | 2019-06-13 | 12 | 562371.091 | 212166.7805 | 440090.364 | 0 | 652257.1445
3919 | 0.008417% | 0.01149% | [6 empty] | 2019-06-13 | 13 | 4.9016 | 225853.8145 | kWh | GS |  | 2019-06-13 | 13 | 658935.1917 | 225853.8145 | 454727.0042 | 0 | 680580.8187
3920 | 0.008656% | 0.0125% | [6 empty] | 2019-06-13 | 14 | 5.0959 | 234810.492 | kWh | GS |  | 2019-06-13 | 14 | 766295.4937 | 234810.492 | 462128.2111 | 0 | 696938.7031
3921 | 0.008594% | 0.01356% | [6 empty] | 2019-06-13 | 15 | 5.2163 | 240358.6179 | kWh | GS |  | 2019-06-13 | 15 | 821382.6541 | 240358.6179 | 459301.981 | 0 | 699660.5989
3922 | 0.00854% | 0.0145% | [6 empty] | 2019-06-13 | 16 | 5.1361 | 236662.1164 | kWh | GS |  | 2019-06-13 | 16 | 876894.4264 | 236662.1164 | 450397.6357 | 0 | 687059.7521
3923 | 0.009176% | 0.01504% | [6 empty] | 2019-06-13 | 17 | 4.925 | 226934.2475 | kWh | GS |  | 2019-06-13 | 17 | 918643.6258 | 226934.2475 | 432451.8548 | 0 | 659386.1023
3924 | 0.01029% | 0.01601% | [6 empty] | 2019-06-13 | 18 | 4.3273 | 199391.673 | kWh | GS |  | 2019-06-13 | 18 | 915803.3148 | 199391.673 | 401409.1181 | 0 | 600800.7911
3925 | 0.01205% | 0.01671% | [6 empty] | 2019-06-13 | 19 | 3.9089 | 180116.1413 | kWh | GS |  | 2019-06-13 | 19 | 886237.1735 | 180116.1413 | 362057.0927 | 0 | 542173.234
3926 | 0.01402% | 0.01711% | [6 empty] | 2019-06-13 | 20 | 3.6271 | 167129.3567 | kWh | GS |  | 2019-06-13 | 20 | 841270.774 | 167129.3567 | 336940.4048 | 0 | 504069.7615
3927 | 0.01502% | 0.01718% | [6 empty] | 2019-06-13 | 21 | 3.4683 | 159812.7942 | kWh | GS |  | 2019-06-13 | 21 | 807228.5332 | 159812.7942 | 333850.2588 | 0 | 493663.053
3928 | 0.01604% | 0.01687% | [6 empty] | 2019-06-13 | 22 | 3.206 | 147724.264 | kWh | GS |  | 2019-06-13 | 22 | 781110.8226 | 147724.264 | 316717.3184 | 0 | 464441.5824
3929 | 0.0168% | 0.01619% | [6 empty] | 2019-06-13 | 23 | 2.9026 | 133746.2939 | kWh | GS |  | 2019-06-13 | 23 | 724774.9359 | 133746.2939 | 289965.0463 | 0 | 423711.3402
3930 | 0.01675% | 0.01475% | [6 empty] | 2019-06-13 | 24 | 2.671 | 123072.9615 | kWh | GS |  | 2019-06-13 | 24 | 616768.5849 | 123072.9615 | 270122.1755 | 0 | 393195.137
3931 | 0.01621% | 0.01331% | [6 empty] | 2019-06-14 | 1 | 2.5242 | 116309.9023 | kWh | GS |  | 2019-06-14 | 1 | 533169.3317 | 116309.9023 | 258959.3861 | 0 | 375269.2884
3932 | 0.01539% | 0.01237% | [6 empty] | 2019-06-14 | 2 | 2.412 | 111139.1914 | kWh | GS |  | 2019-06-14 | 2 | 464836.2999 | 111139.1914 | 249998.9166 | 0 | 361138.108
3933 | 0.01477% | 0.01212% | [6 empty] | 2019-06-14 | 3 | 2.2741 | 104787.148 | kWh | GS |  | 2019-06-14 | 3 | 410993.6555 | 104787.148 | 243645.1362 | 0 | 348432.2842
3934 | 0.01429% | 0.0114% | [6 empty] | 2019-06-14 | 4 | 2.2275 | 102637.2098 | kWh | GS |  | 2019-06-14 | 4 | 383370.3349 | 102637.2098 | 241650.6827 | 0 | 344287.8925
3935 | 0.01326% | 0.0104% | [6 empty] | 2019-06-14 | 5 | 2.2567 | 103982.217 | kWh | GS |  | 2019-06-14 | 5 | 365080.3899 | 103982.217 | 252322.53 | 0 | 356304.747
3936 | 0.01128% | 0.009652% | [6 empty] | 2019-06-14 | 6 | 2.3734 | 109361.4308 | kWh | GS |  | 2019-06-14 | 6 | 385500.4469 | 109361.4308 | 287319.8009 | 0 | 396681.2317
3937 | 0.009752% | 0.009212% | [6 empty] | 2019-06-14 | 7 | 2.5953 | 119587.6363 | kWh | GS |  | 2019-06-14 | 7 | 423058.2077 | 119587.6363 | 330107.1915 | 0 | 449694.8278
3938 | 0.008503% | 0.008865% | [6 empty] | 2019-06-14 | 8 | 2.8967 | 133475.172 | kWh | GS |  | 2019-06-14 | 8 | 437701.3419 | 133475.172 | 361866.5211 | 0 | 495341.6931
3939 | 0.007518% | 0.008553% | [6 empty] | 2019-06-14 | 9 | 3.3875 | 156088.707 | kWh | GS |  | 2019-06-14 | 9 | 452645.838 | 156088.707 | 387118.8821 | 0 | 543207.5891
3940 | 0.007012% | 0.008452% | [6 empty] | 2019-06-14 | 10 | 4.0046 | 184523.3963 | kWh | GS |  | 2019-06-14 | 10 | 505693.0187 | 184523.3963 | 418941.3864 | 0 | 603464.7827
3941 | 0.006678% | 0.008747% | [6 empty] | 2019-06-14 | 11 | 4.4701 | 205973.9115 | kWh | GS |  | 2019-06-14 | 11 | 597338.6757 | 205973.9115 | 430377.8332 | 0 | 636351.7447
3942 | 0.007051% | 0.009738% | [6 empty] | 2019-06-14 | 12 | 4.8391 | 222976.2788 | kWh | GS |  | 2019-06-14 | 12 | 685373.1885 | 222976.2788 | 434951.2267 | 0 | 657927.5055
3943 | 0.007738% | 0.01104% | [6 empty] | 2019-06-14 | 13 | 4.9425 | 227739.0379 | kWh | GS |  | 2019-06-14 | 13 | 750128.471 | 227739.0379 | 437417.0196 | 0 | 665156.0575
3944 | 0.008006% | 0.01216% | [6 empty] | 2019-06-14 | 14 | 5.0152 | 231088.5956 | kWh | GS |  | 2019-06-14 | 14 | 841903.1729 | 231088.5956 | 442999.21 | 0 | 674087.8056
3945 | 0.00828% | 0.01333% | [6 empty] | 2019-06-14 | 15 | 5.0727 | 233741.787 | kWh | GS |  | 2019-06-14 | 15 | 898563.5907 | 233741.787 | 437839.6811 | 0 | 671581.4681
3946 | 0.00925% | 0.01481% | [6 empty] | 2019-06-14 | 16 | 5.0056 | 230647.938 | kWh | GS |  | 2019-06-14 | 16 | 966562.8907 | 230647.938 | 424240.2837 | 0 | 654888.2217
3947 | 0.01093% | 0.01562% | [6 empty] | 2019-06-14 | 17 | 4.7933 | 220863.8552 | kWh | GS |  | 2019-06-14 | 17 | 1001594.76 | 220863.8552 | 405457.1689 | 0 | 626321.0241
3948 | 0.01254% | 0.01615% | [6 empty] | 2019-06-14 | 18 | 4.4887 | 206828.1371 | kWh | GS |  | 2019-06-14 | 18 | 1022781.989 | 206828.1371 | 385340.5014 | 0 | 592168.6385
3949 | 0.01372% | 0.01633% | [6 empty] | 2019-06-14 | 19 | 4.1732 | 192292.3016 | kWh | GS |  | 2019-06-14 | 19 | 1004815.802 | 192292.3016 | 352970.4716 | 0 | 545262.7732
3950 | 0.0154% | 0.01655% | [6 empty] | 2019-06-14 | 20 | 3.8923 | 179348.2693 | kWh | GS |  | 2019-06-14 | 20 | 952794.7943 | 179348.2693 | 337536.094 | 0 | 516884.3633
3951 | 0.01644% | 0.01649% | [6 empty] | 2019-06-14 | 21 | 3.7177 | 171303.4424 | kWh | GS |  | 2019-06-14 | 21 | 875168.6506 | 171303.4424 | 330442.044 | 0 | 501745.4864
3952 | 0.01768% | 0.01608% | [6 empty] | 2019-06-14 | 22 | 3.4763 | 160182.7991 | kWh | GS |  | 2019-06-14 | 22 | 811223.6221 | 160182.7991 | 317035.3641 | 0 | 477218.1632
3953 | 0.01832% | 0.01537% | [6 empty] | 2019-06-14 | 23 | 3.1073 | 143180.1085 | kWh | GS |  | 2019-06-14 | 23 | 736211.7847 | 143180.1085 | 287280.4246 | 0 | 430460.5331
3954 | 0.01871% | 0.01454% | [6 empty] | 2019-06-14 | 24 | 2.7887 | 128499.3094 | kWh | GS |  | 2019-06-14 | 24 | 640714.8199 | 128499.3094 | 267444.9014 | 0 | 395944.2108
3955 | 0.01838% | 0.01339% | [6 empty] | 2019-06-15 | 1 | 2.5574 | 117841.8727 | kWh | GS |  | 2019-06-15 | 1 | 548825.7008 | 117841.8727 | 251641.2496 | 0 | 369483.1223
3956 | 0.01743% | 0.01269% | [6 empty] | 2019-06-15 | 2 | 2.4421 | 112526.1108 | kWh | GS |  | 2019-06-15 | 2 | 458536.7149 | 112526.1108 | 240321.8401 | 0 | 352847.9509
3957 | 0.01601% | 0.01232% | [6 empty] | 2019-06-15 | 3 | 2.2708 | 104632.6603 | kWh | GS |  | 2019-06-15 | 3 | 400888.7761 | 104632.6603 | 235074.3066 | 0 | 339706.9669
3958 | 0.01484% | 0.01171% | [6 empty] | 2019-06-15 | 4 | 2.2025 | 101487.8683 | kWh | GS |  | 2019-06-15 | 4 | 369025.1777 | 101487.8683 | 232835.491 | 0 | 334323.3593
3959 | 0.01347% | 0.01057% | [6 empty] | 2019-06-15 | 5 | 2.1991 | 101331.2902 | kWh | GS |  | 2019-06-15 | 5 | 355841.4063 | 101331.2902 | 235805.7919 | 0 | 337137.0821
3960 | 0.01172% | 0.00972% | [6 empty] | 2019-06-15 | 6 | 2.2413 | 103275.2451 | kWh | GS |  | 2019-06-15 | 6 | 353107.9453 | 103275.2451 | 244408.7328 | 0 | 347683.9779
3961 | 0.01004% | 0.00907% | [6 empty] | 2019-06-15 | 7 | 2.2696 | 104577.3084 | kWh | GS |  | 2019-06-15 | 7 | 359112.3871 | 104577.3084 | 262954.3236 | 0 | 367531.632
3962 | 0.008387% | 0.008662% | [6 empty] | 2019-06-15 | 8 | 2.3339 | 107540.8467 | kWh | GS |  | 2019-06-15 | 8 | 411998.0489 | 107540.8467 | 282088.938 | 0 | 389629.7847
3963 | 0.007333% | 0.008339% | [6 empty] | 2019-06-15 | 9 | 2.6451 | 121880.716 | kWh | GS |  | 2019-06-15 | 9 | 504381.1602 | 121880.716 | 311588.9204 | 0 | 433469.6364
3964 | 0.00675% | 0.008207% | [6 empty] | 2019-06-15 | 10 | 3.2306 | 148859.6825 | kWh | GS |  | 2019-06-15 | 10 | 612175.1236 | 148859.6825 | 335028.308 | 0 | 483887.9905
3965 | 0.006509% | 0.008276% | [6 empty] | 2019-06-15 | 11 | 3.6248 | 167025.7795 | kWh | GS |  | 2019-06-15 | 11 | 707125.878 | 167025.7795 | 340511.6506 | 0 | 507537.4301
3966 | 0.006459% | 0.008535% | [6 empty] | 2019-06-15 | 12 | 3.8815 | 178851.9131 | kWh | GS |  | 2019-06-15 | 12 | 782673.2557 | 178851.9131 | 348294.9847 | 0 | 527146.8978
3967 | 0.006569% | 0.009022% | [6 empty] | 2019-06-15 | 13 | 4.0054 | 184559.3482 | kWh | GS |  | 2019-06-15 | 13 | 851590.9392 | 184559.3482 | 351665.0342 | 0 | 536224.3824
3968 | 0.007536% | 0.009565% | [6 empty] | 2019-06-15 | 14 | 4.0381 | 186065.6666 | kWh | GS |  | 2019-06-15 | 14 | 913540.5518 | 186065.6666 | 350283.9343 | 0 | 536349.6009
3969 | 0.009226% | 0.01064% | [6 empty] | 2019-06-15 | 15 | 4.205 | 193757.1489 | kWh | GS |  | 2019-06-15 | 15 | 1003635.595 | 193757.1489 | 345710.7392 | 0 | 539467.8881
3970 | 0.0112% | 0.01188% | [6 empty] | 2019-06-15 | 16 | 4.3064 | 198429.4239 | kWh | GS |  | 2019-06-15 | 16 | 1051345.431 | 198429.4239 | 347877.4439 | 0 | 546306.8678
3971 | 0.01293% | 0.01246% | [6 empty] | 2019-06-15 | 17 | 4.2609 | 196333.4321 | kWh | GS |  | 2019-06-15 | 17 | 1096326.121 | 196333.4321 | 348170.4668 | 0 | 544503.8989
3972 | 0.01432% | 0.01294% | [6 empty] | 2019-06-15 | 18 | 4.143 | 190899.8836 | kWh | GS |  | 2019-06-15 | 18 | 1108589.379 | 190899.8836 | 342874.7943 | 0 | 533774.6779
3973 | 0.01558% | 0.01316% | [6 empty] | 2019-06-15 | 19 | 3.9273 | 180963.9995 | kWh | GS |  | 2019-06-15 | 19 | 1076675.183 | 180963.9995 | 333108.0261 | 0 | 514072.0256
3974 | 0.01671% | 0.01317% | [6 empty] | 2019-06-15 | 20 | 3.7181 | 171322.4185 | kWh | GS |  | 2019-06-15 | 20 | 1027184.885 | 171322.4185 | 323691.1581 | 0 | 495013.5766
3975 | 0.01836% | 0.01324% | [6 empty] | 2019-06-15 | 21 | 3.6889 | 169978.9969 | kWh | GS |  | 2019-06-15 | 21 | 955878.9195 | 169978.9969 | 316084.2938 | 0 | 486063.2907
3976 | 0.01923% | 0.01341% | [6 empty] | 2019-06-15 | 22 | 3.5349 | 162879.9525 | kWh | GS |  | 2019-06-15 | 22 | 893038.6012 | 162879.9525 | 307531.5322 | 0 | 470411.4847
3977 | 0.02005% | 0.01337% | [6 empty] | 2019-06-15 | 23 | 3.2311 | 148883.1244 | kWh | GS |  | 2019-06-15 | 23 | 815316.215 | 148883.1244 | 286614.6027 | 0 | 435497.7271
3978 | 0.02028% | 0.0131% | [6 empty] | 2019-06-15 | 24 | 3.0088 | 138641.5914 | kWh | GS |  | 2019-06-15 | 24 | 709112.3911 | 138641.5914 | 263365.4087 | 0 | 402007.0001
3979 | 0.01969% | 0.01262% | [6 empty] | 2019-06-16 | 1 | 2.8947 | 133383.3193 | kWh | GS |  | 2019-06-16 | 1 | 629308.4439 | 133383.3193 | 253461.4539 | 0 | 386844.7732
3980 | 0.01879% | 0.01215% | [6 empty] | 2019-06-16 | 2 | 2.7365 | 126093.1048 | kWh | GS |  | 2019-06-16 | 2 | 542262.8279 | 126093.1048 | 247263.3492 | 0 | 373356.454
3981 | 0.01748% | 0.01193% | [6 empty] | 2019-06-16 | 3 | 2.6266 | 121028.6813 | kWh | GS |  | 2019-06-16 | 3 | 489425.2787 | 121028.6813 | 242749.0387 | 0 | 363777.72
3982 | 0.01633% | 0.01155% | [6 empty] | 2019-06-16 | 4 | 2.4894 | 114707.2172 | kWh | GS |  | 2019-06-16 | 4 | 442104.3293 | 114707.2172 | 239735.1247 | 0 | 354442.3419
3983 | 0.01491% | 0.01069% | [6 empty] | 2019-06-16 | 5 | 2.3898 | 110118.1375 | kWh | GS |  | 2019-06-16 | 5 | 420029.9141 | 110118.1375 | 241033.6316 | 0 | 351151.7691
3984 | 0.01297% | 0.009868% | [6 empty] | 2019-06-16 | 6 | 2.383 | 109803.1727 | kWh | GS |  | 2019-06-16 | 6 | 404069.4097 | 109803.1727 | 247094.1381 | 0 | 356897.3108
3985 | 0.01151% | 0.009496% | [6 empty] | 2019-06-16 | 7 | 2.3149 | 106668.1845 | kWh | GS |  | 2019-06-16 | 7 | 407032.3751 | 106668.1845 | 255486.0088 | 0 | 362154.1933
3986 | 0.009919% | 0.009165% | [6 empty] | 2019-06-16 | 8 | 2.4006 | 110613.6603 | kWh | GS |  | 2019-06-16 | 8 | 466698.5442 | 110613.6603 | 275098.616 | 0 | 385712.2763
3987 | 0.008952% | 0.00893% | [6 empty] | 2019-06-16 | 9 | 2.7461 | 126533.448 | kWh | GS |  | 2019-06-16 | 9 | 584600.7849 | 126533.448 | 309076.3496 | 0 | 435609.7976
3988 | 0.008087% | 0.008701% | [6 empty] | 2019-06-16 | 10 | 3.4269 | 157904.2134 | kWh | GS |  | 2019-06-16 | 10 | 704038.871 | 157904.2134 | 330913.4251 | 0 | 488817.6385
3989 | 0.007683% | 0.00862% | [6 empty] | 2019-06-16 | 11 | 3.9345 | 181293.6065 | kWh | GS |  | 2019-06-16 | 11 | 814060.4238 | 181293.6065 | 344096.5059 | 0 | 525390.1124
3990 | 0.007391% | 0.008761% | [6 empty] | 2019-06-16 | 12 | 4.2182 | 194365.227 | kWh | GS |  | 2019-06-16 | 12 | 928991.7297 | 194365.227 | 349026.6771 | 0 | 543391.9041
3991 | 0.007445% | 0.00889% | [6 empty] | 2019-06-16 | 13 | 4.0536 | 186782.9303 | kWh | GS |  | 2019-06-16 | 13 | 957430.9744 | 186782.9303 | 337921.6947 | 0 | 524704.625
3992 | 0.008537% | 0.009468% | [6 empty] | 2019-06-16 | 14 | 3.8347 | 176694.1492 | kWh | GS |  | 2019-06-16 | 14 | 978579.9847 | 176694.1492 | 328381.0172 | 0 | 505075.1664
3993 | 0.01069% | 0.01069% | [6 empty] | 2019-06-16 | 15 | 3.7107 | 170981.0815 | kWh | GS |  | 2019-06-16 | 15 | 996491.2904 | 170981.0815 | 326160.0728 | 0 | 497141.1543
3994 | 0.01288% | 0.012% | [6 empty] | 2019-06-16 | 16 | 3.6352 | 167500.4688 | kWh | GS |  | 2019-06-16 | 16 | 1009662.958 | 167500.4688 | 327622.5995 | 0 | 495123.0683
3995 | 0.01489% | 0.0129% | [6 empty] | 2019-06-16 | 17 | 3.8946 | 179456.9737 | kWh | GS |  | 2019-06-16 | 17 | 1094295.215 | 179456.9737 | 336447.5551 | 0 | 515904.5288
3996 | 0.01699% | 0.01334% | [6 empty] | 2019-06-16 | 18 | 4.0139 | 184954.5721 | kWh | GS |  | 2019-06-16 | 18 | 1123873.458 | 184954.5721 | 337185.0987 | 0 | 522139.6708
3997 | 0.01751% | 0.01288% | [6 empty] | 2019-06-16 | 19 | 3.8809 | 178825.5776 | kWh | GS |  | 2019-06-16 | 19 | 1113072.803 | 178825.5776 | 326360.9797 | 0 | 505186.5573
3998 | 0.0179% | 0.0124% | [6 empty] | 2019-06-16 | 20 | 3.7328 | 171999.1846 | kWh | GS |  | 2019-06-16 | 20 | 1056204.04 | 171999.1846 | 308566.4197 | 0 | 480565.6043
3999 | 0.01823% | 0.0122% | [6 empty] | 2019-06-16 | 21 | 3.5901 | 165424.5265 | kWh | GS |  | 2019-06-16 | 21 | 1005233.562 | 165424.5265 | 301523.9078 | 0 | 466948.4343
4000 | 0.01847% | 0.01215% | [6 empty] | 2019-06-16 | 22 | 3.4367 | 158358.3207 | kWh | GS |  | 2019-06-16 | 22 | 959569.9606 | 158358.3207 | 295260.7944 | 0 | 453619.1151
4001 | 0.02002% | 0.01266% | [6 empty] | 2019-06-16 | 23 | 3.1682 | 145986.3443 | kWh | GS |  | 2019-06-16 | 23 | 869645.1514 | 145986.3443 | 276836.1627 | 0 | 422822.507
4002 | 0.02056% | 0.01282% | [6 empty] | 2019-06-16 | 24 | 2.9272 | 134878.2392 | kWh | GS |  | 2019-06-16 | 24 | 745567.7869 | 134878.2392 | 263281.2798 | 0 | 398159.519
4003 | 0.02036% | 0.0124% | [6 empty] | 2019-06-17 | 1 | 2.7955 | 128811.0519 | kWh | GS |  | 2019-06-17 | 1 | 634363.9537 | 128811.0519 | 252435.6163 | 0 | 381246.6682
4004 | 0.01932% | 0.0118% | [6 empty] | 2019-06-17 | 2 | 2.5626 | 118081.634 | kWh | GS |  | 2019-06-17 | 2 | 556134.8808 | 118081.634 | 246222.5597 | 0 | 364304.1937
4005 | 0.01839% | 0.01146% | [6 empty] | 2019-06-17 | 3 | 2.4652 | 113590.9449 | kWh | GS |  | 2019-06-17 | 3 | 486639.3829 | 113590.9449 | 243354.0308 | 0 | 356944.9757
4006 | 0.01755% | 0.01114% | [6 empty] | 2019-06-17 | 4 | 2.39 | 110126.3231 | kWh | GS |  | 2019-06-17 | 4 | 444146.2518 | 110126.3231 | 242057.8502 | 0 | 352184.1733
4007 | 0.01591% | 0.01038% | [6 empty] | 2019-06-17 | 5 | 2.4296 | 111949.1165 | kWh | GS |  | 2019-06-17 | 5 | 432175.7621 | 111949.1165 | 259854.3992 | 0 | 371803.5157
4008 | 0.01364% | 0.009774% | [6 empty] | 2019-06-17 | 6 | 2.4889 | 114685.1689 | kWh | GS |  | 2019-06-17 | 6 | 437313.3192 | 114685.1689 | 299884.9832 | 0 | 414570.1521
4009 | 0.0116% | 0.009359% | [6 empty] | 2019-06-17 | 7 | 2.7823 | 128202.6126 | kWh | GS |  | 2019-06-17 | 7 | 473063.05 | 128202.6126 | 344946.8324 | 0 | 473149.445
4010 | 0.01017% | 0.008943% | [6 empty] | 2019-06-17 | 8 | 3.2102 | 147920.9236 | kWh | GS |  | 2019-06-17 | 8 | 489001.9227 | 147920.9236 | 386512.5611 | 0 | 534433.4847
4011 | 0.008901% | 0.008762% | [6 empty] | 2019-06-17 | 9 | 3.933 | 181224.0092 | kWh | GS |  | 2019-06-17 | 9 | 529076.9943 | 181224.0092 | 432037.1404 | 0 | 613261.1496
4012 | 0.008124% | 0.008645% | [6 empty] | 2019-06-17 | 10 | 4.5306 | 208759.3407 | kWh | GS |  | 2019-06-17 | 10 | 610430.822 | 208759.3407 | 456157.7812 | 0 | 664917.1219
4013 | 0.007905% | 0.009127% | [6 empty] | 2019-06-17 | 11 | 5.0614 | 233220.8242 | kWh | GS |  | 2019-06-17 | 11 | 721895.8071 | 233220.8242 | 474926.379 | 0 | 708147.2032
4014 | 0.007999% | 0.01018% | [6 empty] | 2019-06-17 | 12 | 5.3341 | 245783.5703 | kWh | GS |  | 2019-06-17 | 12 | 820733.9923 | 245783.5703 | 485964.8143 | 0 | 731748.3846
4015 | 0.008653% | 0.01161% | [6 empty] | 2019-06-17 | 13 | 5.3409 | 246099.6466 | kWh | GS |  | 2019-06-17 | 13 | 868542.1461 | 246099.6466 | 470436.4397 | 0 | 716536.0863
4016 | 0.008945% | 0.01312% | [6 empty] | 2019-06-17 | 14 | 4.9762 | 229292.0864 | kWh | GS |  | 2019-06-17 | 14 | 809686.7164 | 229292.0864 | 450400.8668 | 0 | 679692.9532
4017 | 0.009678% | 0.01505% | [6 empty] | 2019-06-17 | 15 | 5.1155 | 235712.8043 | kWh | GS |  | 2019-06-17 | 15 | 816848.5191 | 235712.8043 | 452956.1956 | 0 | 688668.9999
4018 | 0.01117% | 0.01632% | [6 empty] | 2019-06-17 | 16 | 5.1485 | 237232.2409 | kWh | GS |  | 2019-06-17 | 16 | 888811.822 | 237232.2409 | 449987.3431 | 0 | 687219.584
4019 | 0.0132% | 0.01738% | [6 empty] | 2019-06-17 | 17 | 4.8291 | 222515.4372 | kWh | GS |  | 2019-06-17 | 17 | 921955.0239 | 222515.4372 | 429243.194 | 0 | 651758.6312
4020 | 0.01501% | 0.01796% | [6 empty] | 2019-06-17 | 18 | 4.2409 | 195410.9236 | kWh | GS |  | 2019-06-17 | 18 | 932557.9348 | 195410.9236 | 400826.5146 | 0 | 596237.4382
4021 | 0.01589% | 0.01759% | [6 empty] | 2019-06-17 | 19 | 3.8331 | 176621.7436 | kWh | GS |  | 2019-06-17 | 19 | 954612.3244 | 176621.7436 | 369522.0113 | 0 | 546143.7549
4022 | 0.01481% | 0.01669% | [6 empty] | 2019-06-17 | 20 | 3.6016 | 165955.1364 | kWh | GS |  | 2019-06-17 | 20 | 937664.8205 | 165955.1364 | 348819.8781 | 0 | 514775.0145
4023 | 0.01494% | 0.01691% | [6 empty] | 2019-06-17 | 21 | 3.3903 | 156216.6582 | kWh | GS |  | 2019-06-17 | 21 | 900809.1725 | 156216.6582 | 337384.5576 | 0 | 493601.2158
4024 | 0.01626% | 0.01687% | [6 empty] | 2019-06-17 | 22 | 3.2024 | 147558.4551 | kWh | GS |  | 2019-06-17 | 22 | 857495.2487 | 147558.4551 | 322893.1756 | 0 | 470451.6307
4025 | 0.01686% | 0.016% | [6 empty] | 2019-06-17 | 23 | 2.9762 | 137135.8303 | kWh | GS |  | 2019-06-17 | 23 | 780765.0125 | 137135.8303 | 295558.2972 | 0 | 432694.1275
4026 | 0.01706% | 0.01464% | [6 empty] | 2019-06-17 | 24 | 2.7382 | 126170.7308 | kWh | GS |  | 2019-06-17 | 24 | 671548.3134 | 126170.7308 | 275701.2628 | 0 | 401871.9936
4027 | 0.01746% | 0.01341% | [6 empty] | 2019-06-18 | 1 | 2.5546 | 117709.4429 | kWh | GS |  | 2019-06-18 | 1 | 572882.7263 | 117709.4429 | 262955.947 | 0 | 380665.3899
4028 | 0.01715% | 0.01264% | [6 empty] | 2019-06-18 | 2 | 2.4866 | 114576.4134 | kWh | GS |  | 2019-06-18 | 2 | 505756.8386 | 114576.4134 | 257916.9025 | 0 | 372493.3159
4029 | 0.01648% | 0.01212% | [6 empty] | 2019-06-18 | 3 | 2.4188 | 111453.305 | kWh | GS |  | 2019-06-18 | 3 | 454441.5596 | 111453.305 | 250888.4229 | 0 | 362341.7279
4030 | 0.01568% | 0.01155% | [6 empty] | 2019-06-18 | 4 | 2.3902 | 110137.4777 | kWh | GS |  | 2019-06-18 | 4 | 417961.6348 | 110137.4777 | 252295.8507 | 0 | 362433.3284
4031 | 0.01428% | 0.01062% | [6 empty] | 2019-06-18 | 5 | 2.4147 | 111263.8285 | kWh | GS |  | 2019-06-18 | 5 | 407364.6425 | 111263.8285 | 259309.5642 | 0 | 370573.3927
4032 | 0.01228% | 0.009865% | [6 empty] | 2019-06-18 | 6 | 2.4687 | 113753.246 | kWh | GS |  | 2019-06-18 | 6 | 414160.8894 | 113753.246 | 297027.9837 | 0 | 410781.2297
4033 | 0.01048% | 0.009345% | [6 empty] | 2019-06-18 | 7 | 2.7671 | 127504.5783 | kWh | GS |  | 2019-06-18 | 7 | 469727.1933 | 127504.5783 | 342865.9811 | 0 | 470370.5594
4034 | 0.009251% | 0.009144% | [6 empty] | 2019-06-18 | 8 | 3.1493 | 145113.0383 | kWh | GS |  | 2019-06-18 | 8 | 480315.1089 | 145113.0383 | 383316.1998 | 0 | 528429.2381
4035 | 0.008312% | 0.008895% | [6 empty] | 2019-06-18 | 9 | 3.6963 | 170317.2431 | kWh | GS |  | 2019-06-18 | 9 | 488865.23 | 170317.2431 | 413585.6543 | 0 | 583902.8974
4036 | 0.007645% | 0.008897% | [6 empty] | 2019-06-18 | 10 | 4.2687 | 196695.2004 | kWh | GS |  | 2019-06-18 | 10 | 527236.0348 | 196695.2004 | 436175.1646 | 0 | 632870.365
4037 | 0.007451% | 0.009097% | [6 empty] | 2019-06-18 | 11 | 4.7472 | 218742.2139 | kWh | GS |  | 2019-06-18 | 11 | 618457.8844 | 218742.2139 | 457351.8861 | 0 | 676094.1
4038 | 0.007576% | 0.01008% | [6 empty] | 2019-06-18 | 12 | 5.1453 | 237083.9784 | kWh | GS |  | 2019-06-18 | 12 | 725915.3601 | 237083.9784 | 475269.2472 | 0 | 712353.2256
4039 | 0.008592% | 0.01155% | [6 empty] | 2019-06-18 | 13 | 5.3515 | 246587.6713 | kWh | GS |  | 2019-06-18 | 13 | 840113.5613 | 246587.6713 | 476864.5257 | 0 | 723452.197
4040 | 0.008786% | 0.01297% | [6 empty] | 2019-06-18 | 14 | 5.6087 | 258439.8803 | kWh | GS |  | 2019-06-18 | 14 | 934077.7623 | 258439.8803 | 493394.6756 | 0 | 751834.5559
4041 | 0.008942% | 0.01433% | [6 empty] | 2019-06-18 | 15 | 5.7439 | 264665.3377 | kWh | GS |  | 2019-06-18 | 15 | 987285.7349 | 264665.3377 | 489704.7128 | 0 | 754370.0505
4042 | 0.009644% | 0.01554% | [6 empty] | 2019-06-18 | 16 | 5.683 | 261863.3172 | kWh | GS |  | 2019-06-18 | 16 | 1009406.313 | 261863.3172 | 474460.9382 | 0 | 736324.2554
4043 | 0.01131% | 0.0166% | [6 empty] | 2019-06-18 | 17 | 5.1147 | 235676.2486 | kWh | GS |  | 2019-06-18 | 17 | 958821.2577 | 235676.2486 | 435767.658 | 0 | 671443.9066
4044 | 0.01328% | 0.01749% | [6 empty] | 2019-06-18 | 18 | 4.4848 | 206652.2577 | kWh | GS |  | 2019-06-18 | 18 | 939894.913 | 206652.2577 | 405745.4763 | 0 | 612397.734
4045 | 0.01537% | 0.01776% | [6 empty] | 2019-06-18 | 19 | 3.9662 | 182755.0737 | kWh | GS |  | 2019-06-18 | 19 | 940841.5294 | 182755.0737 | 377087.4223 | 0 | 559842.496
4046 | 0.01709% | 0.01846% | [6 empty] | 2019-06-18 | 20 | 3.7315 | 171938.6273 | kWh | GS |  | 2019-06-18 | 20 | 913443.8679 | 171938.6273 | 356326.9847 | 0 | 528265.612
4047 | 0.01806% | 0.01852% | [6 empty] | 2019-06-18 | 21 | 3.6806 | 169595.2585 | kWh | GS |  | 2019-06-18 | 21 | 894406.444 | 169595.2585 | 346021.3595 | 0 | 515616.618
4048 | 0.01846% | 0.01808% | [6 empty] | 2019-06-18 | 22 | 3.3992 | 156627.2738 | kWh | GS |  | 2019-06-18 | 22 | 853015.7941 | 156627.2738 | 331592.165 | 0 | 488219.4388
4049 | 0.01754% | 0.01648% | [6 empty] | 2019-06-18 | 23 | 3.13 | 144223.2873 | kWh | GS |  | 2019-06-18 | 23 | 782529.3051 | 144223.2873 | 302216.7377 | 0 | 446440.025
4050 | 0.01719% | 0.01503% | [6 empty] | 2019-06-18 | 24 | 2.913 | 134223.8655 | kWh | GS |  | 2019-06-18 | 24 | 691884.3768 | 134223.8655 | 281171.043 | 0 | 415394.9085
4051 | 0.01721% | 0.01374% | [6 empty] | 2019-06-19 | 1 | 2.7406 | 126279.4401 | kWh | GS |  | 2019-06-19 | 1 | 600643.7844 | 126279.4401 | 266230.3148 | 0 | 392509.7549
4052 | 0.01671% | 0.01297% | [6 empty] | 2019-06-19 | 2 | 2.6091 | 120220.7229 | kWh | GS |  | 2019-06-19 | 2 | 529159.8681 | 120220.7229 | 259456.3106 | 0 | 379677.0335
4053 | 0.01636% | 0.01266% | [6 empty] | 2019-06-19 | 3 | 2.5506 | 117525.3163 | kWh | GS |  | 2019-06-19 | 3 | 491862.6099 | 117525.3163 | 256117.4423 | 0 | 373642.7586
4054 | 0.0156% | 0.01198% | [6 empty] | 2019-06-19 | 4 | 2.5041 | 115383.7996 | kWh | GS |  | 2019-06-19 | 4 | 455340.2414 | 115383.7996 | 256288.0212 | 0 | 371671.8208
4055 | 0.01431% | 0.01096% | [6 empty] | 2019-06-19 | 5 | 2.5078 | 115552.5258 | kWh | GS |  | 2019-06-19 | 5 | 443725.8008 | 115552.5258 | 270027.195 | 0 | 385579.7208
4056 | 0.01266% | 0.0102% | [6 empty] | 2019-06-19 | 6 | 2.6308 | 121220.6659 | kWh | GS |  | 2019-06-19 | 6 | 466728.6143 | 121220.6659 | 312125.008 | 0 | 433345.6739
4057 | 0.01099% | 0.009635% | [6 empty] | 2019-06-19 | 7 | 2.9236 | 134713.2206 | kWh | GS |  | 2019-06-19 | 7 | 510666.4264 | 134713.2206 | 358373.8368 | 0 | 493087.0574
4058 | 0.009679% | 0.00932% | [6 empty] | 2019-06-19 | 8 | 3.2668 | 150527.6497 | kWh | GS |  | 2019-06-19 | 8 | 530706.6134 | 150527.6497 | 383568.2561 | 0 | 534095.9058
4059 | 0.008997% | 0.009172% | [6 empty] | 2019-06-19 | 9 | 3.8122 | 175658.3282 | kWh | GS |  | 2019-06-19 | 9 | 515103.3602 | 175658.3282 | 416700.6326 | 0 | 592358.9608
4060 | 0.008329% | 0.009124% | [6 empty] | 2019-06-19 | 10 | 4.3075 | 198483.2176 | kWh | GS |  | 2019-06-19 | 10 | 528949.9767 | 198483.2176 | 439820.4933 | 0 | 638303.7109
4061 | 0.008116% | 0.009465% | [6 empty] | 2019-06-19 | 11 | 4.7239 | 217668.007 | kWh | GS |  | 2019-06-19 | 11 | 600455.2025 | 217668.007 | 453900.1364 | 0 | 671568.1434
4062 | 0.008537% | 0.01064% | [6 empty] | 2019-06-19 | 12 | 5.1185 | 235852.5429 | kWh | GS |  | 2019-06-19 | 12 | 732712.8039 | 235852.5429 | 476080.3641 | 0 | 711932.907
4063 | 0.009341% | 0.0121% | [6 empty] | 2019-06-19 | 13 | 5.2397 | 241437.1716 | kWh | GS |  | 2019-06-19 | 13 | 799257.1402 | 241437.1716 | 476017.4691 | 0 | 717454.6407
4064 | 0.009707% | 0.01311% | [6 empty] | 2019-06-19 | 14 | 4.7495 | 218848.4384 | kWh | GS |  | 2019-06-19 | 14 | 721067.1394 | 218848.4384 | 447181.4906 | 0 | 666029.929
4065 | 0.009422% | 0.01454% | [6 empty] | 2019-06-19 | 15 | 4.6372 | 213671.5552 | kWh | GS |  | 2019-06-19 | 15 | 647459.2463 | 213671.5552 | 433595.8043 | 0 | 647267.3595
4066 | 0.009675% | 0.01567% | [6 empty] | 2019-06-19 | 16 | 4.3215 | 199125.4247 | kWh | GS |  | 2019-06-19 | 16 | 621796.6662 | 199125.4247 | 413208.6666 | 0 | 612334.0913
4067 | 0.01098% | 0.01649% | [6 empty] | 2019-06-19 | 17 | 4.0658 | 187345.4852 | kWh | GS |  | 2019-06-19 | 17 | 631457.3773 | 187345.4852 | 394670.6844 | 0 | 582016.1696
4068 | 0.0134% | 0.01748% | [6 empty] | 2019-06-19 | 18 | 3.8057 | 175358.9953 | kWh | GS |  | 2019-06-19 | 18 | 719507.3474 | 175358.9953 | 384628.872 | 0 | 559987.8673
4069 | 0.01462% | 0.01761% | [6 empty] | 2019-06-19 | 19 | 3.5782 | 164875.7314 | kWh | GS |  | 2019-06-19 | 19 | 757029.9162 | 164875.7314 | 359497.4725 | 0 | 524373.2039
4070 | 0.01319% | 0.01635% | [6 empty] | 2019-06-19 | 20 | 3.4004 | 156681.3696 | kWh | GS |  | 2019-06-19 | 20 | 764313.9059 | 156681.3696 | 344712.7126 | 0 | 501394.0822
4071 | 0.01184% | 0.01589% | [6 empty] | 2019-06-19 | 21 | 3.3123 | 152626.2039 | kWh | GS |  | 2019-06-19 | 21 | 773595.9079 | 152626.2039 | 334582.353 | 0 | 487208.5569
4072 | 0.01137% | 0.01503% | [6 empty] | 2019-06-19 | 22 | 2.953 | 136069.6227 | kWh | GS |  | 2019-06-19 | 22 | 755975.7705 | 136069.6227 | 314106.8954 | 0 | 450176.5181
4073 | 0.01155% | 0.01429% | [6 empty] | 2019-06-19 | 23 | 2.7306 | 125821.3689 | kWh | GS |  | 2019-06-19 | 23 | 678623.1996 | 125821.3689 | 283690.8036 | 0 | 409512.1725
4074 | 0.01316% | 0.01375% | [6 empty] | 2019-06-19 | 24 | 2.5178 | 116015.6798 | kWh | GS |  | 2019-06-19 | 24 | 583046.9506 | 116015.6798 | 269641.1466 | 0 | 385656.8264
4075 | 0.01385% | 0.01287% | [6 empty] | 2019-06-20 | 1 | 2.3977 | 110481.3674 | kWh | GS |  | 2019-06-20 | 1 | 510675.9587 | 110481.3674 | 259071.2998 | 0 | 369552.6672
4076 | 0.01398% | 0.01231% | [6 empty] | 2019-06-20 | 2 | 2.3037 | 106149.0601 | kWh | GS |  | 2019-06-20 | 2 | 465588.1327 | 106149.0601 | 256739.7116 | 0 | 362888.7717
4077 | 0.01415% | 0.01196% | [6 empty] | 2019-06-20 | 3 | 2.3077 | 106332.723 | kWh | GS |  | 2019-06-20 | 3 | 439005.3252 | 106332.723 | 254076.2169 | 0 | 360408.9399
4078 | 0.01383% | 0.01105% | [6 empty] | 2019-06-20 | 4 | 2.33 | 107363.3644 | kWh | GS |  | 2019-06-20 | 4 | 428120.0522 | 107363.3644 | 254327.7226 | 0 | 361691.087
4079 | 0.01241% | 0.01005% | [6 empty] | 2019-06-20 | 5 | 2.3839 | 109843.5555 | kWh | GS |  | 2019-06-20 | 5 | 434791.0245 | 109843.5555 | 266288.3389 | 0 | 376131.8944
4080 | 0.01066% | 0.009467% | [6 empty] | 2019-06-20 | 6 | 2.5463 | 117329.1583 | kWh | GS |  | 2019-06-20 | 6 | 462520.7133 | 117329.1583 | 305494.9488 | 0 | 422824.1071
4081 | 0.009341% | 0.009072% | [6 empty] | 2019-06-20 | 7 | 2.8977 | 133521.4699 | kWh | GS |  | 2019-06-20 | 7 | 522841.3105 | 133521.4699 | 357128.0796 | 0 | 490649.5495
4082 | 0.008516% | 0.008908% | [6 empty] | 2019-06-20 | 8 | 3.2796 | 151118.5997 | kWh | GS |  | 2019-06-20 | 8 | 555236.0161 | 151118.5997 | 392220.3055 | 0 | 543338.9052
4083 | 0.00803% | 0.008847% | [6 empty] | 2019-06-20 | 9 | 3.8617 | 177939.0775 | kWh | GS |  | 2019-06-20 | 9 | 578045.6885 | 177939.0775 | 427198.9775 | 0 | 605138.055
4084 | 0.007831% | 0.008879% | [6 empty] | 2019-06-20 | 10 | 4.5264 | 208567.1865 | kWh | GS |  | 2019-06-20 | 10 | 636385.9354 | 208567.1865 | 458896.1396 | 0 | 667463.3261
4085 | 0.007953% | 0.009233% | [6 empty] | 2019-06-20 | 11 | 4.8601 | 223941.4962 | kWh | GS |  | 2019-06-20 | 11 | 684618.3701 | 223941.4962 | 463583.3773 | 0 | 687524.8735
4086 | 0.00846% | 0.01038% | [6 empty] | 2019-06-20 | 12 | 4.6025 | 212075.8282 | kWh | GS |  | 2019-06-20 | 12 | 632784.929 | 212075.8282 | 440344.2323 | 0 | 652420.0605
4087 | 0.009564% | 0.01204% | [6 empty] | 2019-06-20 | 13 | 4.7477 | 218765.8239 | kWh | GS |  | 2019-06-20 | 13 | 632007.1155 | 218765.8239 | 441892.6236 | 0 | 660658.4475
4088 | 0.01016% | 0.01334% | [6 empty] | 2019-06-20 | 14 | 5.0178 | 231208.0704 | kWh | GS |  | 2019-06-20 | 14 | 707764.6191 | 231208.0704 | 452848.1325 | 0 | 684056.2029
4089 | 0.01057% | 0.01485% | [6 empty] | 2019-06-20 | 15 | 4.9012 | 225837.0322 | kWh | GS |  | 2019-06-20 | 15 | 701202.6951 | 225837.0322 | 436268.1139 | 0 | 662105.1461
4090 | 0.01164% | 0.01638% | [6 empty] | 2019-06-20 | 16 | 4.8113 | 221695.2426 | kWh | GS |  | 2019-06-20 | 16 | 716008.1033 | 221695.2426 | 430221.6883 | 0 | 651916.9309
4091 | 0.01252% | 0.01688% | [6 empty] | 2019-06-20 | 17 | 4.6878 | 216003.0582 | kWh | GS |  | 2019-06-20 | 17 | 805381.2837 | 216003.0582 | 422589.656 | 0 | 638592.7142
4092 | 0.01157% | 0.01602% | [6 empty] | 2019-06-20 | 18 | 4.441 | 204631.504 | kWh | GS |  | 2019-06-20 | 18 | 959584.797 | 204631.504 | 420720.0413 | 0 | 625351.5453
4093 | 0.01156% | 0.01622% | [6 empty] | 2019-06-20 | 19 | 4.1657 | 191945.7904 | kWh | GS |  | 2019-06-20 | 19 | 1023714.257 | 191945.7904 | 395355.1146 | 0 | 587300.905
4094 | 0.01295% | 0.01679% | [6 empty] | 2019-06-20 | 20 | 4.0523 | 186722.3014 | kWh | GS |  | 2019-06-20 | 20 | 1032065.58 | 186722.3014 | 380415.5507 | 0 | 567137.8521
4095 | 0.01283% | 0.01625% | [6 empty] | 2019-06-20 | 21 | 3.8675 | 178206.5223 | kWh | GS |  | 2019-06-20 | 21 | 1010787.453 | 178206.5223 | 369468.6245 | 0 | 547675.1468
4096 | 0.0131% | 0.016% | [6 empty] | 2019-06-20 | 22 | 3.5359 | 162925.2191 | kWh | GS |  | 2019-06-20 | 22 | 965663.4884 | 162925.2191 | 348796.3545 | 0 | 511721.5736
4097 | 0.01473% | 0.01568% | [6 empty] | 2019-06-20 | 23 | 3.1858 | 146795.6362 | kWh | GS |  | 2019-06-20 | 23 | 902456.435 | 146795.6362 | 312931.956 | 0 | 459727.5922
4098 | 0.01755% | 0.01535% | [6 empty] | 2019-06-20 | 24 | 2.8485 | 131253.8966 | kWh | GS |  | 2019-06-20 | 24 | 734575.5504 | 131253.8966 | 281143.613 | 0 | 412397.5096
4099 | 0.01873% | 0.01442% | [6 empty] | 2019-06-21 | 1 | 2.5766 | 118722.5608 | kWh | GS |  | 2019-06-21 | 1 | 603622.6008 | 118722.5608 | 260448.7821 | 0 | 379171.3429
4100 | 0.01888% | 0.01392% | [6 empty] | 2019-06-21 | 2 | 2.461 | 113397.4105 | kWh | GS |  | 2019-06-21 | 2 | 526172.2516 | 113397.4105 | 255509.451 | 0 | 368906.8615
4101 | 0.01849% | 0.01344% | [6 empty] | 2019-06-21 | 3 | 2.3634 | 108898.5163 | kWh | GS |  | 2019-06-21 | 3 | 466192.838 | 108898.5163 | 255074.9174 | 0 | 363973.4337
4102 | 0.01766% | 0.01256% | [6 empty] | 2019-06-21 | 4 | 2.4363 | 112260.386 | kWh | GS |  | 2019-06-21 | 4 | 445891.8757 | 112260.386 | 258187.8298 | 0 | 370448.2158
4103 | 0.01651% | 0.01129% | [6 empty] | 2019-06-21 | 5 | 2.4894 | 114704.4459 | kWh | GS |  | 2019-06-21 | 5 | 455733.6889 | 114704.4459 | 272662.2264 | 0 | 387366.6723
4104 | 0.01344% | 0.01012% | [6 empty] | 2019-06-21 | 6 | 2.6548 | 122327.0317 | kWh | GS |  | 2019-06-21 | 6 | 488370.7369 | 122327.0317 | 314067.4754 | 0 | 436394.5071
4105 | 0.01104% | 0.009308% | [6 empty] | 2019-06-21 | 7 | 2.8934 | 133322.8217 | kWh | GS |  | 2019-06-21 | 7 | 523040.2639 | 133322.8217 | 359632.0065 | 0 | 492954.8282
4106 | 0.009624% | 0.009056% | [6 empty] | 2019-06-21 | 8 | 3.2798 | 151124.8996 | kWh | GS |  | 2019-06-21 | 8 | 561448.8426 | 151124.8996 | 398063.7986 | 0 | 549188.6982
4107 | 0.008527% | 0.008935% | [6 empty] | 2019-06-21 | 9 | 3.8726 | 178440.3999 | kWh | GS |  | 2019-06-21 | 9 | 605364.6105 | 178440.3999 | 438367.7532 | 0 | 616808.1531
4108 | 0.008156% | 0.009094% | [6 empty] | 2019-06-21 | 10 | 4.5741 | 210765.7968 | kWh | GS |  | 2019-06-21 | 10 | 686050.4439 | 210765.7968 | 469363.212 | 0 | 680129.0088
4109 | 0.008336% | 0.009509% | [6 empty] | 2019-06-21 | 11 | 5.1089 | 235406.8029 | kWh | GS |  | 2019-06-21 | 11 | 787177.7099 | 235406.8029 | 486093.3253 | 0 | 721500.1282
4110 | 0.008933% | 0.01071% | [6 empty] | 2019-06-21 | 12 | 5.5429 | 255406.5906 | kWh | GS |  | 2019-06-21 | 12 | 889930.4592 | 255406.5906 | 504142.9534 | 0 | 759549.544
4111 | 0.009567% | 0.0121% | [6 empty] | 2019-06-21 | 13 | 5.776 | 266145.0851 | kWh | GS |  | 2019-06-21 | 13 | 1008827.433 | 266145.0851 | 506924.8615 | 0 | 773069.9466
4112 | 0.01027% | 0.01348% | [6 empty] | 2019-06-21 | 14 | 5.9337 | 273413.5486 | kWh | GS |  | 2019-06-21 | 14 | 1115018.127 | 273413.5486 | 516954.8565 | 0 | 790368.4051
4113 | 0.01107% | 0.01514% | [6 empty] | 2019-06-21 | 15 | 6.1959 | 285494.9879 | kWh | GS |  | 2019-06-21 | 15 | 1186291.522 | 285494.9879 | 515650.8339 | 0 | 801145.8218
4114 | 0.01255% | 0.0167% | [6 empty] | 2019-06-21 | 16 | 6.2758 | 289178.3978 | kWh | GS |  | 2019-06-21 | 16 | 1259337.975 | 289178.3978 | 505744.6631 | 0 | 794923.0609
4115 | 0.0144% | 0.01771% | [6 empty] | 2019-06-21 | 17 | 6.0039 | 276648.1755 | kWh | GS |  | 2019-06-21 | 17 | 1313665.266 | 276648.1755 | 490909.9823 | 0 | 767558.1578
4116 | 0.01628% | 0.01865% | [6 empty] | 2019-06-21 | 18 | 5.5206 | 254376.2489 | kWh | GS |  | 2019-06-21 | 18 | 1344186.464 | 254376.2489 | 462724.8433 | 0 | 717101.0922
4117 | 0.01845% | 0.01898% | [6 empty] | 2019-06-21 | 19 | 5.1606 | 237787.8849 | kWh | GS |  | 2019-06-21 | 19 | 1337247.388 | 237787.8849 | 423503.7842 | 0 | 661291.6691
4118 | 0.0204% | 0.0194% | [6 empty] | 2019-06-21 | 20 | 4.8605 | 223964.2108 | kWh | GS |  | 2019-06-21 | 20 | 1273268.783 | 223964.2108 | 397777.5555 | 0 | 621741.7663
4119 | 0.0217% | 0.01967% | [6 empty] | 2019-06-21 | 21 | 4.6279 | 213246.2212 | kWh | GS |  | 2019-06-21 | 21 | 1200398.356 | 213246.2212 | 382762.2634 | 0 | 596008.4846
4120 | 0.02304% | 0.01951% | [6 empty] | 2019-06-21 | 22 | 4.3015 | 198202.3699 | kWh | GS |  | 2019-06-21 | 22 | 1150695.287 | 198202.3699 | 365755.0101 | 0 | 563957.38
4121 | 0.02403% | 0.01884% | [6 empty] | 2019-06-21 | 23 | 3.9172 | 180495.2762 | kWh | GS |  | 2019-06-21 | 23 | 1062091.308 | 180495.2762 | 337244.0227 | 0 | 517739.2989
4122 | 0.02459% | 0.0176% | [6 empty] | 2019-06-21 | 24 | 3.6456 | 167982.2396 | kWh | GS |  | 2019-06-21 | 24 | 955699.6099 | 167982.2396 | 311941.412 | 0 | 479923.6516
4123 | 0.02446% | 0.01623% | [6 empty] | 2019-06-22 | 1 | 3.4116 | 157199.5951 | kWh | GS |  | 2019-06-22 | 1 | 806826.2913 | 157199.5951 | 299216.2057 | 0 | 456415.8008
4124 | 0.02329% | 0.01526% | [6 empty] | 2019-06-22 | 2 | 3.2992 | 152021.4274 | kWh | GS |  | 2019-06-22 | 2 | 706370.2621 | 152021.4274 | 287879.1076 | 0 | 439900.535
4125 | 0.02196% | 0.01463% | [6 empty] | 2019-06-22 | 3 | 3.0772 | 141788.9372 | kWh | GS |  | 2019-06-22 | 3 | 636924.3435 | 141788.9372 | 280287.024 | 0 | 422075.9612
4126 | 0.02105% | 0.01384% | [6 empty] | 2019-06-22 | 4 | 2.9046 | 133839.2763 | kWh | GS |  | 2019-06-22 | 4 | 580745.1938 | 133839.2763 | 274716.0209 | 0 | 408555.2972
4127 | 0.01943% | 0.01271% | [6 empty] | 2019-06-22 | 5 | 2.8645 | 131992.7048 | kWh | GS |  | 2019-06-22 | 5 | 544498.6452 | 131992.7048 | 277563.8905 | 0 | 409556.5953
4128 | 0.01748% | 0.01178% | [6 empty] | 2019-06-22 | 6 | 2.8766 | 132548.8901 | kWh | GS |  | 2019-06-22 | 6 | 532401.0523 | 132548.8901 | 291943.0371 | 0 | 424491.9272
4129 | 0.01476% | 0.0112% | [6 empty] | 2019-06-22 | 7 | 2.8542 | 131516.8696 | kWh | GS |  | 2019-06-22 | 7 | 535617.5149 | 131516.8696 | 313941.0385 | 0 | 445457.9081
4130 | 0.01292% | 0.0108% | [6 empty] | 2019-06-22 | 8 | 2.8979 | 133531.4485 | kWh | GS |  | 2019-06-22 | 8 | 552235.1291 | 133531.4485 | 337270.207 | 0 | 470801.6555
4131 | 0.01165% | 0.01036% | [6 empty] | 2019-06-22 | 9 | 3.1054 | 143090.5178 | kWh | GS |  | 2019-06-22 | 9 | 608115.2614 | 143090.5178 | 357868.4436 | 0 | 500958.9614
4132 | 0.01062% | 0.01003% | [6 empty] | 2019-06-22 | 10 | 3.6655 | 168900.5724 | kWh | GS |  | 2019-06-22 | 10 | 690973.1585 | 168900.5724 | 376021.967 | 0 | 544922.5394
4133 | 0.00996% | 0.01005% | [6 empty] | 2019-06-22 | 11 | 4.12 | 189839.5617 | kWh | GS |  | 2019-06-22 | 11 | 789316.3761 | 189839.5617 | 391121.9736 | 0 | 580961.5353
4134 | 0.009738% | 0.01042% | [6 empty] | 2019-06-22 | 12 | 4.46 | 205509.1236 | kWh | GS |  | 2019-06-22 | 12 | 918199.8686 | 205509.1236 | 396972.7999 | 0 | 602481.9235
4135 | 0.009797% | 0.01094% | [6 empty] | 2019-06-22 | 13 | 4.666 | 215001.0138 | kWh | GS |  | 2019-06-22 | 13 | 1023550.929 | 215001.0138 | 404305.9233 | 0 | 619306.9371
4136 | 0.0101% | 0.01156% | [6 empty] | 2019-06-22 | 14 | 4.8745 | 224606.5202 | kWh | GS |  | 2019-06-22 | 14 | 1121824.676 | 224606.5202 | 402475.5094 | 0 | 627082.0296
4137 | 0.01112% | 0.0123% | [6 empty] | 2019-06-22 | 15 | 5.0162 | 231135.3449 | kWh | GS |  | 2019-06-22 | 15 | 1224627.069 | 231135.3449 | 404096.3092 | 0 | 635231.6541
4138 | 0.01264% | 0.01338% | [6 empty] | 2019-06-22 | 16 | 5.0919 | 234624.4179 | kWh | GS |  | 2019-06-22 | 16 | 1276063.944 | 234624.4179 | 406890.926 | 0 | 641515.3439
4139 | 0.01444% | 0.01426% | [6 empty] | 2019-06-22 | 17 | 5.0987 | 234937.5353 | kWh | GS |  | 2019-06-22 | 17 | 1304637.711 | 234937.5353 | 408526.2026 | 0 | 643463.7379
4140 | 0.0168% | 0.01479% | [6 empty] | 2019-06-22 | 18 | 5.0465 | 232531.2335 | kWh | GS |  | 2019-06-22 | 18 | 1341105.743 | 232531.2335 | 395168.7839 | 0 | 627700.0174
4141 | 0.01872% | 0.0152% | [6 empty] | 2019-06-22 | 19 | 4.9373 | 227500.6181 | kWh | GS |  | 2019-06-22 | 19 | 1341933.778 | 227500.6181 | 385806.9575 | 0 | 613307.5756
4142 | 0.02052% | 0.01539% | [6 empty] | 2019-06-22 | 20 | 4.9027 | 225908.6734 | kWh | GS |  | 2019-06-22 | 20 | 1301521.391 | 225908.6734 | 372123.3713 | 0 | 598032.0447
4143 | 0.0224% | 0.01559% | [6 empty] | 2019-06-22 | 21 | 4.5814 | 211100.6878 | kWh | GS |  | 2019-06-22 | 21 | 1193530.879 | 211100.6878 | 358361.1859 | 0 | 569461.8737
4144 | 0.02334% | 0.01575% | [6 empty] | 2019-06-22 | 22 | 4.4718 | 206050.6707 | kWh | GS |  | 2019-06-22 | 22 | 1127313.573 | 206050.6707 | 346513.0967 | 0 | 552563.7674
4145 | 0.02386% | 0.0158% | [6 empty] | 2019-06-22 | 23 | 3.8873 | 179117.2411 | kWh | GS |  | 2019-06-22 | 23 | 902333.2302 | 179117.2411 | 312711.9629 | 0 | 491829.204
4146 | 0.02453% | 0.01541% | [6 empty] | 2019-06-22 | 24 | 3.4454 | 158757.6641 | kWh | GS |  | 2019-06-22 | 24 | 737233.1818 | 158757.6641 | 286933.7871 | 0 | 445691.4512
4147 | 0.02455% | 0.01506% | [6 empty] | 2019-06-23 | 1 | 3.2676 | 150566.2144 | kWh | GS |  | 2019-06-23 | 1 | 672339.0976 | 150566.2144 | 273961.9233 | 0 | 424528.1377
4148 | 0.02381% | 0.01468% | [6 empty] | 2019-06-23 | 2 | 3.0517 | 140617.6603 | kWh | GS |  | 2019-06-23 | 2 | 588557.9884 | 140617.6603 | 262559.69 | 0 | 403177.3503
4149 | 0.02183% | 0.01398% | [6 empty] | 2019-06-23 | 3 | 2.828 | 130309.975 | kWh | GS |  | 2019-06-23 | 3 | 518018.5701 | 130309.975 | 254279.6911 | 0 | 384589.6661
4150 | 0.02062% | 0.01356% | [6 empty] | 2019-06-23 | 4 | 2.6757 | 123292.8407 | kWh | GS |  | 2019-06-23 | 4 | 478275.5084 | 123292.8407 | 251450.9779 | 0 | 374743.8186
4151 | 0.0165% | 0.01207% | [6 empty] | 2019-06-23 | 5 | 2.5666 | 118263.0873 | kWh | GS |  | 2019-06-23 | 5 | 447517.6639 | 118263.0873 | 251638.1628 | 0 | 369901.2501
4152 | 0.01349% | 0.01094% | [6 empty] | 2019-06-23 | 6 | 2.5366 | 116880.9331 | kWh | GS |  | 2019-06-23 | 6 | 437990.1573 | 116880.9331 | 258121.4854 | 0 | 375002.4185
4153 | 0.0123% | 0.01042% | [6 empty] | 2019-06-23 | 7 | 2.4756 | 114072.8054 | kWh | GS |  | 2019-06-23 | 7 | 431799.6967 | 114072.8054 | 269301.5189 | 0 | 383374.3243
4154 | 0.01077% | 0.009897% | [6 empty] | 2019-06-23 | 8 | 2.5162 | 115942.3041 | kWh | GS |  | 2019-06-23 | 8 | 462262.7766 | 115942.3041 | 281440.4792 | 0 | 397382.7833
4155 | 0.009475% | 0.009441% | [6 empty] | 2019-06-23 | 9 | 2.7877 | 128449.6542 | kWh | GS |  | 2019-06-23 | 9 | 555066.8638 | 128449.6542 | 304925.7145 | 0 | 433375.3687
4156 | 0.008748% | 0.009199% | [6 empty] | 2019-06-23 | 10 | 3.4746 | 160103.691 | kWh | GS |  | 2019-06-23 | 10 | 690240.6322 | 160103.691 | 328583.6579 | 0 | 488687.3489
4157 | 0.008186% | 0.00908% | [6 empty] | 2019-06-23 | 11 | 4.1036 | 189084.8832 | kWh | GS |  | 2019-06-23 | 11 | 806803.0549 | 189084.8832 | 348024.8985 | 0 | 537109.7817
4158 | 0.008011% | 0.009206% | [6 empty] | 2019-06-23 | 12 | 4.472 | 206059.4842 | kWh | GS |  | 2019-06-23 | 12 | 936753.8525 | 206059.4842 | 358727.2481 | 0 | 564786.7323
4159 | 0.007898% | 0.009411% | [6 empty] | 2019-06-23 | 13 | 4.5586 | 210049.3966 | kWh | GS |  | 2019-06-23 | 13 | 1052994.275 | 210049.3966 | 365680.6513 | 0 | 575730.0479
4160 | 0.008455% | 0.009755% | [6 empty] | 2019-06-23 | 14 | 4.5645 | 210322.4467 | kWh | GS |  | 2019-06-23 | 14 | 1137241.642 | 210322.4467 | 366489.4239 | 0 | 576811.8706
4161 | 0.01015% | 0.01064% | [6 empty] | 2019-06-23 | 15 | 4.6727 | 215310.4436 | kWh | GS |  | 2019-06-23 | 15 | 1212481.674 | 215310.4436 | 372325.339 | 0 | 587635.7826
4162 | 0.01263% | 0.012% | [6 empty] | 2019-06-23 | 16 | 4.7626 | 219452.8998 | kWh | GS |  | 2019-06-23 | 16 | 1257525.531 | 219452.8998 | 378780.5721 | 0 | 598233.4719
4163 | 0.01476% | 0.01318% | [6 empty] | 2019-06-23 | 17 | 4.9133 | 226394.2735 | kWh | GS |  | 2019-06-23 | 17 | 1318049.46 | 226394.2735 | 382465.0938 | 0 | 608859.3673
4164 | 0.01713% | 0.01386% | [6 empty] | 2019-06-23 | 18 | 4.8673 | 224277.2861 | kWh | GS |  | 2019-06-23 | 18 | 1307802.613 | 224277.2861 | 383160.4292 | 0 | 607437.7153
4165 | 0.01926% | 0.01413% | [6 empty] | 2019-06-23 | 19 | 4.5979 | 211863.0376 | kWh | GS |  | 2019-06-23 | 19 | 1208296.59 | 211863.0376 | 367705.225 | 0 | 579568.2626
4166 | 0.0208% | 0.01416% | [6 empty] | 2019-06-23 | 20 | 4.2291 | 194869.8262 | kWh | GS |  | 2019-06-23 | 20 | 1043848.07 | 194869.8262 | 348415.2211 | 0 | 543285.0473
4167 | 0.02218% | 0.01443% | [6 empty] | 2019-06-23 | 21 | 3.9316 | 181161.4894 | kWh | GS |  | 2019-06-23 | 21 | 969305.5935 | 181161.4894 | 326120.0173 | 0 | 507281.5067
4168 | 0.023% | 0.01469% | [6 empty] | 2019-06-23 | 22 | 3.6803 | 169579.9003 | kWh | GS |  | 2019-06-23 | 22 | 925668.2036 | 169579.9003 | 306019.1377 | 0 | 475599.038
4169 | 0.02411% | 0.01495% | [6 empty] | 2019-06-23 | 23 | 3.4181 | 157500.6149 | kWh | GS |  | 2019-06-23 | 23 | 830893.7068 | 157500.6149 | 286696.3419 | 0 | 444196.9568
4170 | 0.02392% | 0.01491% | [6 empty] | 2019-06-23 | 24 | 3.1676 | 145957.7108 | kWh | GS |  | 2019-06-23 | 24 | 721586.5694 | 145957.7108 | 272951.0536 | 0 | 418908.7644
4171 | 0.0221% | 0.01423% | [6 empty] | 2019-06-24 | 1 | 3.0685 | 141390.047 | kWh | GS |  | 2019-06-24 | 1 | 709661.1343 | 141390.047 | 264625.3244 | 0 | 406015.3714
4172 | 0.01909% | 0.01334% | [6 empty] | 2019-06-24 | 2 | 2.8616 | 131856.7966 | kWh | GS |  | 2019-06-24 | 2 | 624248.3868 | 131856.7966 | 260715.6166 | 0 | 392572.4132
4173 | 0.01773% | 0.01245% | [6 empty] | 2019-06-24 | 3 | 2.7316 | 125865.6236 | kWh | GS |  | 2019-06-24 | 3 | 559812.9683 | 125865.6236 | 257675.7163 | 0 | 383541.3399
4174 | 0.01693% | 0.01168% | [6 empty] | 2019-06-24 | 4 | 2.627 | 121046.0137 | kWh | GS |  | 2019-06-24 | 4 | 506480.5466 | 121046.0137 | 257597.5743 | 0 | 378643.588
4175 | 0.0152% | 0.0109% | [6 empty] | 2019-06-24 | 5 | 2.6097 | 120248.1473 | kWh | GS |  | 2019-06-24 | 5 | 469164.765 | 120248.1473 | 278116.9164 | 0 | 398365.0637
4176 | 0.0132% | 0.01028% | [6 empty] | 2019-06-24 | 6 | 2.7064 | 124706.1121 | kWh | GS |  | 2019-06-24 | 6 | 471399.4336 | 124706.1121 | 316211.2325 | 0 | 440917.3446
4177 | 0.01298% | 0.009967% | [6 empty] | 2019-06-24 | 7 | 2.9777 | 137208.6168 | kWh | GS |  | 2019-06-24 | 7 | 500561.5758 | 137208.6168 | 356134.9477 | 0 | 493343.5645
4178 | 0.01142% | 0.009637% | [6 empty] | 2019-06-24 | 8 | 3.4166 | 157429.3279 | kWh | GS |  | 2019-06-24 | 8 | 513042.8408 | 157429.3279 | 391850.8275 | 0 | 549280.1554
4179 | 0.01024% | 0.009415% | [6 empty] | 2019-06-24 | 9 | 4.0971 | 188786.7865 | kWh | GS |  | 2019-06-24 | 9 | 557864.3277 | 188786.7865 | 436327.7572 | 0 | 625114.5437
4180 | 0.009264% | 0.009295% | [6 empty] | 2019-06-24 | 10 | 4.7957 | 220977.9916 | kWh | GS |  | 2019-06-24 | 10 | 654254.8899 | 220977.9916 | 475426.0593 | 0 | 696404.0509
4181 | 0.008582% | 0.009779% | [6 empty] | 2019-06-24 | 11 | 5.37 | 247438.044 | kWh | GS |  | 2019-06-24 | 11 | 779867.8613 | 247438.044 | 499579.7813 | 0 | 747017.8253
4182 | 0.008623% | 0.01082% | [6 empty] | 2019-06-24 | 12 | 5.7953 | 267036.2494 | kWh | GS |  | 2019-06-24 | 12 | 910253.9456 | 267036.2494 | 516139.8291 | 0 | 783176.0785
4183 | 0.009156% | 0.01211% | [6 empty] | 2019-06-24 | 13 | 6.0786 | 280091.461 | kWh | GS |  | 2019-06-24 | 13 | 1048707.305 | 280091.461 | 521732.6831 | 0 | 801824.1441
4184 | 0.009384% | 0.01348% | [6 empty] | 2019-06-24 | 14 | 6.2503 | 287999.7633 | kWh | GS |  | 2019-06-24 | 14 | 1161804.141 | 287999.7633 | 530939.6746 | 0 | 818939.4379
4185 | 0.0102% | 0.01535% | [6 empty] | 2019-06-24 | 15 | 6.3994 | 294873.5412 | kWh | GS |  | 2019-06-24 | 15 | 1248421.508 | 294873.5412 | 527064.5313 | 0 | 821938.0725
4186 | 0.01197% | 0.0171% | [6 empty] | 2019-06-24 | 16 | 6.3688 | 293462.9159 | kWh | GS |  | 2019-06-24 | 16 | 1306315.57 | 293462.9159 | 516666.0275 | 0 | 810128.9434
4187 | 0.01426% | 0.01834% | [6 empty] | 2019-06-24 | 17 | 6.1626 | 283961.7565 | kWh | GS |  | 2019-06-24 | 17 | 1357316.306 | 283961.7565 | 501327.8791 | 0 | 785289.6356
4188 | 0.01665% | 0.01923% | [6 empty] | 2019-06-24 | 18 | 5.7112 | 263161.4527 | kWh | GS |  | 2019-06-24 | 18 | 1385395.049 | 263161.4527 | 477317.9647 | 0 | 740479.4174
4189 | 0.01918% | 0.01968% | [6 empty] | 2019-06-24 | 19 | 5.3704 | 247456.9193 | kWh | GS |  | 2019-06-24 | 19 | 1400383.877 | 247456.9193 | 437884.0075 | 0 | 685340.9268
4190 | 0.02125% | 0.0201% | [6 empty] | 2019-06-24 | 20 | 4.9231 | 226845.6053 | kWh | GS |  | 2019-06-24 | 20 | 1353964.717 | 226845.6053 | 409291.8088 | 0 | 636137.4141
4191 | 0.02284% | 0.02018% | [6 empty] | 2019-06-24 | 21 | 4.6744 | 215386.2389 | kWh | GS |  | 2019-06-24 | 21 | 1303712.401 | 215386.2389 | 396592.8428 | 0 | 611979.0817
4192 | 0.02389% | 0.01989% | [6 empty] | 2019-06-24 | 22 | 4.3932 | 202430.9454 | kWh | GS |  | 2019-06-24 | 22 | 1244884.358 | 202430.9454 | 373670.3112 | 0 | 576101.2566
4193 | 0.02483% | 0.01928% | [6 empty] | 2019-06-24 | 23 | 3.954 | 182192.6699 | kWh | GS |  | 2019-06-24 | 23 | 1121567.575 | 182192.6699 | 335263.1539 | 0 | 517455.8238
4194 | 0.02534% | 0.01818% | [6 empty] | 2019-06-24 | 24 | 3.5889 | 165368.3705 | kWh | GS |  | 2019-06-24 | 24 | 970422.3117 | 165368.3705 | 306974.5595 | 0 | 472342.93
4195 | 0.02561% | 0.01682% | [6 empty] | 2019-06-25 | 1 | 3.243 | 149431.5991 | kWh | GS |  | 2019-06-25 | 1 | 811933.7609 | 149431.5991 | 285555.5189 | 0 | 434987.118
4196 | 0.02477% | 0.01562% | [6 empty] | 2019-06-25 | 2 | 3.0395 | 140055.3596 | kWh | GS |  | 2019-06-25 | 2 | 703531.2188 | 140055.3596 | 278937.493 | 0 | 418992.8526
4197 | 0.02385% | 0.01502% | [6 empty] | 2019-06-25 | 3 | 2.9078 | 133986.6597 | kWh | GS |  | 2019-06-25 | 3 | 627890.2677 | 133986.6597 | 272392.8918 | 0 | 406379.5515
4198 | 0.02277% | 0.01414% | [6 empty] | 2019-06-25 | 4 | 2.8992 | 133587.6329 | kWh | GS |  | 2019-06-25 | 4 | 578288.0012 | 133587.6329 | 269872.6827 | 0 | 403460.3156
4199 | 0.02052% | 0.0127% | [6 empty] | 2019-06-25 | 5 | 2.9493 | 135898.3572 | kWh | GS |  | 2019-06-25 | 5 | 558902.3975 | 135898.3572 | 288918.9336 | 0 | 424817.2908
4200 | 0.01775% | 0.0116% | [6 empty] | 2019-06-25 | 6 | 3.0049 | 138460.8547 | kWh | GS |  | 2019-06-25 | 6 | 567998.1306 | 138460.8547 | 327987.7174 | 0 | 466448.5721
4201 | 0.01485% | 0.01068% | [6 empty] | 2019-06-25 | 7 | 3.3036 | 152223.854 | kWh | GS |  | 2019-06-25 | 7 | 593112.6273 | 152223.854 | 381187.7976 | 0 | 533411.6516
4202 | 0.01287% | 0.01029% | [6 empty] | 2019-06-25 | 8 | 3.7408 | 172369.7583 | kWh | GS |  | 2019-06-25 | 8 | 617958.6306 | 172369.7583 | 422140.1968 | 0 | 594509.9551
4203 | 0.01148% | 0.009976% | [6 empty] | 2019-06-25 | 9 | 4.4003 | 202758.0051 | kWh | GS |  | 2019-06-25 | 9 | 635662.1426 | 202758.0051 | 462796.1981 | 0 | 665554.2032
4204 | 0.01058% | 0.009904% | [6 empty] | 2019-06-25 | 10 | 5.1074 | 235337.4666 | kWh | GS |  | 2019-06-25 | 10 | 710202.61 | 235337.4666 | 487430.7136 | 0 | 722768.1802
4205 | 0.01022% | 0.01043% | [6 empty] | 2019-06-25 | 11 | 5.6041 | 258225.1488 | kWh | GS |  | 2019-06-25 | 11 | 818860.9917 | 258225.1488 | 505126.6564 | 0 | 763351.8052
4206 | 0.01039% | 0.01145% | [6 empty] | 2019-06-25 | 12 | 5.8826 | 271057.9933 | kWh | GS |  | 2019-06-25 | 12 | 944165.824 | 271057.9933 | 516661.3813 | 0 | 787719.3746
4207 | 0.01085% | 0.01309% | [6 empty] | 2019-06-25 | 13 | 6.1896 | 285205.8994 | kWh | GS |  | 2019-06-25 | 13 | 1068775.78 | 285205.8994 | 518908.8287 | 0 | 804114.7281
4208 | 0.0113% | 0.01459% | [6 empty] | 2019-06-25 | 14 | 6.3835 | 294141.098 | kWh | GS |  | 2019-06-25 | 14 | 1165613.222 | 294141.098 | 538523.9275 | 0 | 832665.0255
4209 | 0.01163% | 0.01634% | [6 empty] | 2019-06-25 | 15 | 6.5776 | 303084.6821 | kWh | GS |  | 2019-06-25 | 15 | 1246969.463 | 303084.6821 | 538633.739 | 0 | 841718.4211
4210 | 0.01299% | 0.01774% | [6 empty] | 2019-06-25 | 16 | 6.5491 | 301770.7264 | kWh | GS |  | 2019-06-25 | 16 | 1299820.527 | 301770.7264 | 529440.5636 | 0 | 831211.29
4211 | 0.01498% | 0.01874% | [6 empty] | 2019-06-25 | 17 | 6.2472 | 287859.8416 | kWh | GS |  | 2019-06-25 | 17 | 1342092.828 | 287859.8416 | 509726.4529 | 0 | 797586.2945
4212 | 0.01727% | 0.01934% | [6 empty] | 2019-06-25 | 18 | 5.683 | 261860.7468 | kWh | GS |  | 2019-06-25 | 18 | 1386896.897 | 261860.7468 | 479061.23 | 0 | 740921.9768
4213 | 0.01955% | 0.01974% | [6 empty] | 2019-06-25 | 19 | 5.2215 | 240596.196 | kWh | GS |  | 2019-06-25 | 19 | 1385040.221 | 240596.196 | 441772.3154 | 0 | 682368.5114
4214 | 0.02132% | 0.02044% | [6 empty] | 2019-06-25 | 20 | 4.8767 | 224708.0932 | kWh | GS |  | 2019-06-25 | 20 | 1313348.312 | 224708.0932 | 412957.5418 | 0 | 637665.635
4215 | 0.02281% | 0.02066% | [6 empty] | 2019-06-25 | 21 | 4.6337 | 213512.6789 | kWh | GS |  | 2019-06-25 | 21 | 1260430.878 | 213512.6789 | 396967.1723 | 0 | 610479.8512
4216 | 0.02378% | 0.0204% | [6 empty] | 2019-06-25 | 22 | 4.242 | 195463.6347 | kWh | GS |  | 2019-06-25 | 22 | 1176006.514 | 195463.6347 | 375970.7479 | 0 | 571434.3826
4217 | 0.02455% | 0.01958% | [6 empty] | 2019-06-25 | 23 | 3.8177 | 175914.1489 | kWh | GS |  | 2019-06-25 | 23 | 1050689.625 | 175914.1489 | 338185.7593 | 0 | 514099.9082
4218 | 0.02537% | 0.01819% | [6 empty] | 2019-06-25 | 24 | 3.4767 | 160200.4084 | kWh | GS |  | 2019-06-25 | 24 | 924833.3813 | 160200.4084 | 313232.7416 | 0 | 473433.15
4219 | 0.02533% | 0.01675% | [6 empty] | 2019-06-26 | 1 | 3.2867 | 151442.2937 | kWh | GS |  | 2019-06-26 | 1 | 791573.0387 | 151442.2937 | 295625.7168 | 0 | 447068.0105
4220 | 0.02402% | 0.01565% | [6 empty] | 2019-06-26 | 2 | 3.1339 | 144404.3592 | kWh | GS |  | 2019-06-26 | 2 | 712851.693 | 144404.3592 | 286142.4575 | 0 | 430546.8167
4221 | 0.02306% | 0.01499% | [6 empty] | 2019-06-26 | 3 | 2.9574 | 136269.5311 | kWh | GS |  | 2019-06-26 | 3 | 635144.5601 | 136269.5311 | 280033.7538 | 0 | 416303.2849
4222 | 0.02151% | 0.01403% | [6 empty] | 2019-06-26 | 4 | 2.8514 | 131388.3954 | kWh | GS |  | 2019-06-26 | 4 | 575217.3191 | 131388.3954 | 279251.5968 | 0 | 410639.9922
4223 | 0.01922% | 0.01262% | [6 empty] | 2019-06-26 | 5 | 2.8259 | 130211.1776 | kWh | GS |  | 2019-06-26 | 5 | 536731.5578 | 130211.1776 | 291303.1719 | 0 | 421514.3495
4224 | 0.01692% | 0.01162% | [6 empty] | 2019-06-26 | 6 | 2.8765 | 132545.0328 | kWh | GS |  | 2019-06-26 | 6 | 535011.4163 | 132545.0328 | 325360.6333 | 0 | 457905.6661
4225 | 0.01448% | 0.01097% | [6 empty] | 2019-06-26 | 7 | 3.1302 | 144232.4717 | kWh | GS |  | 2019-06-26 | 7 | 558696.4479 | 144232.4717 | 371267.4625 | 0 | 515499.9342
4226 | 0.01304% | 0.01057% | [6 empty] | 2019-06-26 | 8 | 3.5268 | 162506.748 | kWh | GS |  | 2019-06-26 | 8 | 576557.9122 | 162506.748 | 408024.3649 | 0 | 570531.1129
4227 | 0.01162% | 0.01022% | [6 empty] | 2019-06-26 | 9 | 4.2625 | 196405.466 | kWh | GS |  | 2019-06-26 | 9 | 603962.7109 | 196405.466 | 454872.5046 | 0 | 651277.9706
4228 | 0.01052% | 0.01008% | [6 empty] | 2019-06-26 | 10 | 5.0489 | 232641.0721 | kWh | GS |  | 2019-06-26 | 10 | 712071.47 | 232641.0721 | 485278.1016 | 0 | 717919.1737
4229 | 0.009818% | 0.01035% | [6 empty] | 2019-06-26 | 11 | 5.5648 | 256416.1435 | kWh | GS |  | 2019-06-26 | 11 | 822956.3062 | 256416.1435 | 498380.7058 | 0 | 754796.8493
4230 | 0.009786% | 0.01124% | [6 empty] | 2019-06-26 | 12 | 5.9321 | 273340.8268 | kWh | GS |  | 2019-06-26 | 12 | 948576.3561 | 273340.8268 | 506587.6828 | 0 | 779928.5096
4231 | 0.01022% | 0.01265% | [6 empty] | 2019-06-26 | 13 | 6.0533 | 278923.4587 | kWh | GS |  | 2019-06-26 | 13 | 1037975.553 | 278923.4587 | 513419.3092 | 0 | 792342.7679
4232 | 0.01055% | 0.01401% | [6 empty] | 2019-06-26 | 14 | 6.2306 | 287092.1057 | kWh | GS |  | 2019-06-26 | 14 | 1119107 | 287092.1057 | 525222.1585 | 0 | 812314.2642
4233 | 0.01105% | 0.01599% | [6 empty] | 2019-06-26 | 15 | 6.3229 | 291345.8253 | kWh | GS |  | 2019-06-26 | 15 | 1184795.653 | 291345.8253 | 519766.8162 | 0 | 811112.6415
4234 | 0.01302% | 0.01762% | [6 empty] | 2019-06-26 | 16 | 6.2378 | 287426.9429 | kWh | GS |  | 2019-06-26 | 16 | 1242692.813 | 287426.9429 | 510913.042 | 0 | 798339.9849
4235 | 0.01505% | 0.01853% | [6 empty] | 2019-06-26 | 17 | 6.0091 | 276887.3284 | kWh | GS |  | 2019-06-26 | 17 | 1294059.751 | 276887.3284 | 489784.3505 | 0 | 766671.6789
4236 | 0.01735% | 0.01915% | [6 empty] | 2019-06-26 | 18 | 5.5478 | 255633.042 | kWh | GS |  | 2019-06-26 | 18 | 1314888.843 | 255633.042 | 461883.9684 | 0 | 717517.0104
4237 | 0.01899% | 0.01945% | [6 empty] | 2019-06-26 | 19 | 5.0953 | 234781.8691 | kWh | GS |  | 2019-06-26 | 19 | 1285145.721 | 234781.8691 | 418785.3251 | 0 | 653567.1942
4238 | 0.02047% | 0.01994% | [6 empty] | 2019-06-26 | 20 | 4.7545 | 219079.7012 | kWh | GS |  | 2019-06-26 | 20 | 1223044.704 | 219079.7012 | 390189.0647 | 0 | 609268.7659
4239 | 0.02167% | 0.01991% | [6 empty] | 2019-06-26 | 21 | 4.4891 | 206847.6509 | kWh | GS |  | 2019-06-26 | 21 | 1161825.417 | 206847.6509 | 377697.9316 | 0 | 584545.5825
4240 | 0.02273% | 0.0196% | [6 empty] | 2019-06-26 | 22 | 3.9925 | 183967.7012 | kWh | GS |  | 2019-06-26 | 22 | 1065007.583 | 183967.7012 | 352270.5502 | 0 | 536238.2514
4241 | 0.02367% | 0.01882% | [6 empty] | 2019-06-26 | 23 | 3.5247 | 162410.731 | kWh | GS |  | 2019-06-26 | 23 | 941542.4897 | 162410.731 | 318816.8829 | 0 | 481227.6139
4242 | 0.02405% | 0.01761% | [6 empty] | 2019-06-26 | 24 | 3.2451 | 149525.6196 | kWh | GS |  | 2019-06-26 | 24 | 795920.8736 | 149525.6196 | 294410.5623 | 0 | 443936.1819
4243 | 0.02351% | 0.01604% | [6 empty] | 2019-06-27 | 1 | 3.0201 | 139162.2721 | kWh | GS |  | 2019-06-27 | 1 | 679043.6474 | 139162.2721 | 276014.3381 | 0 | 415176.6102
4244 | 0.02237% | 0.01496% | [6 empty] | 2019-06-27 | 2 | 2.8286 | 130336.4165 | kWh | GS |  | 2019-06-27 | 2 | 584195.886 | 130336.4165 | 269300.1161 | 0 | 399636.5326
4245 | 0.02125% | 0.01435% | [6 empty] | 2019-06-27 | 3 | 2.7242 | 125525.5053 | kWh | GS |  | 2019-06-27 | 3 | 527102.6683 | 125525.5053 | 261590.8883 | 0 | 387116.3936
4246 | 0.01948% | 0.01316% | [6 empty] | 2019-06-27 | 4 | 2.6457 | 121907.7109 | kWh | GS |  | 2019-06-27 | 4 | 478658.1689 | 121907.7109 | 262142.5303 | 0 | 384050.2412
4247 | 0.01722% | 0.01181% | [6 empty] | 2019-06-27 | 5 | 2.6237 | 120896.7224 | kWh | GS |  | 2019-06-27 | 5 | 452473.9377 | 120896.7224 | 272319.1994 | 0 | 393215.9218
4248 | 0.01456% | 0.0109% | [6 empty] | 2019-06-27 | 6 | 2.7324 | 125903.6798 | kWh | GS |  | 2019-06-27 | 6 | 446408.3943 | 125903.6798 | 309143.215 | 0 | 435046.8948
4249 | 0.01242% | 0.01019% | [6 empty] | 2019-06-27 | 7 | 2.9622 | 136490.032 | kWh | GS |  | 2019-06-27 | 7 | 500185.9685 | 136490.032 | 353413.1501 | 0 | 489903.1821
4250 | 0.01069% | 0.00981% | [6 empty] | 2019-06-27 | 8 | 3.3762 | 155567.5316 | kWh | GS |  | 2019-06-27 | 8 | 493921.7048 | 155567.5316 | 395225.6152 | 0 | 550793.1468
4251 | 0.009641% | 0.009503% | [6 empty] | 2019-06-27 | 9 | 4.0062 | 184596.9747 | kWh | GS |  | 2019-06-27 | 9 | 531837.6635 | 184596.9747 | 438522.344 | 0 | 623119.3187
4252 | 0.008755% | 0.009428% | [6 empty] | 2019-06-27 | 10 | 4.7508 | 218905.3183 | kWh | GS |  | 2019-06-27 | 10 | 618540.0848 | 218905.3183 | 468897.4392 | 0 | 687802.7575
4253 | 0.008276% | 0.009653% | [6 empty] | 2019-06-27 | 11 | 5.3767 | 247748.0498 | kWh | GS |  | 2019-06-27 | 11 | 745277.1822 | 247748.0498 | 486864.7931 | 0 | 734612.8429
4254 | 0.008165% | 0.01068% | [6 empty] | 2019-06-27 | 12 | 5.6771 | 261590.5783 | kWh | GS |  | 2019-06-27 | 12 | 862811.9973 | 261590.5783 | 494515.3533 | 0 | 756105.9316
4255 | 0.009149% | 0.01203% | [6 empty] | 2019-06-27 | 13 | 5.8457 | 269358.8405 | kWh | GS |  | 2019-06-27 | 13 | 966641.6532 | 269358.8405 | 498717.9181 | 0 | 768076.7586
4256 | 0.009035% | 0.01352% | [6 empty] | 2019-06-27 | 14 | 6.0099 | 276922.6109 | kWh | GS |  | 2019-06-27 | 14 | 1040662.766 | 276922.6109 | 508219.7498 | 0 | 785142.3607
4257 | 0.009728% | 0.0153% | [6 empty] | 2019-06-27 | 15 | 6.0305 | 277872.7939 | kWh | GS |  | 2019-06-27 | 15 | 1105177.451 | 277872.7939 | 500118.2636 | 0 | 777991.0575
4258 | 0.01131% | 0.01688% | [6 empty] | 2019-06-27 | 16 | 5.9413 | 273762.3093 | kWh | GS |  | 2019-06-27 | 16 | 1153709.569 | 273762.3093 | 489150.0214 | 0 | 762912.3307
4259 | 0.01363% | 0.01803% | [6 empty] | 2019-06-27 | 17 | 5.7435 | 264650.3466 | kWh | GS |  | 2019-06-27 | 17 | 1199590.118 | 264650.3466 | 474049.478 | 0 | 738699.8246
4260 | 0.01578% | 0.01856% | [6 empty] | 2019-06-27 | 18 | 5.229 | 240944.0777 | kWh | GS |  | 2019-06-27 | 18 | 1225020.698 | 240944.0777 | 448236.9431 | 0 | 689181.0208
4261 | 0.01768% | 0.01885% | [6 empty] | 2019-06-27 | 19 | 4.7993 | 221141.7228 | kWh | GS |  | 2019-06-27 | 19 | 1229826.468 | 221141.7228 | 414351.2649 | 0 | 635492.9877
4262 | 0.01904% | 0.01927% | [6 empty] | 2019-06-27 | 20 | 4.5992 | 211920.9004 | kWh | GS |  | 2019-06-27 | 20 | 1165908.673 | 211920.9004 | 393342.4643 | 0 | 605263.3647
4263 | 0.02022% | 0.0191% | [6 empty] | 2019-06-27 | 21 | 4.3552 | 200680.5404 | kWh | GS |  | 2019-06-27 | 21 | 1101867.576 | 200680.5404 | 377050.3137 | 0 | 577730.8541
4264 | 0.0211% | 0.01873% | [6 empty] | 2019-06-27 | 22 | 3.9794 | 183363.3881 | kWh | GS |  | 2019-06-27 | 22 | 1043617.913 | 183363.3881 | 356081.8823 | 0 | 539445.2704
4265 | 0.02194% | 0.01813% | [6 empty] | 2019-06-27 | 23 | 3.534 | 162839.5443 | kWh | GS |  | 2019-06-27 | 23 | 930955.1784 | 162839.5443 | 320516.5675 | 0 | 483356.1118
4266 | 0.02241% | 0.01692% | [6 empty] | 2019-06-27 | 24 | 3.2416 | 149364.2523 | kWh | GS |  | 2019-06-27 | 24 | 826139.0434 | 149364.2523 | 300296.196 | 0 | 449660.4483
4267 | 0.0225% | 0.0156% | [6 empty] | 2019-06-28 | 1 | 3.0746 | 141672.9823 | kWh | GS |  | 2019-06-28 | 1 | 712551.8204 | 141672.9823 | 286283.0589 | 0 | 427956.0412
4268 | 0.02133% | 0.01486% | [6 empty] | 2019-06-28 | 2 | 2.9681 | 136764.0002 | kWh | GS |  | 2019-06-28 | 2 | 635720.7814 | 136764.0002 | 278374.3485 | 0 | 415138.3487
4269 | 0.02015% | 0.01418% | [6 empty] | 2019-06-28 | 3 | 2.8101 | 129485.8301 | kWh | GS |  | 2019-06-28 | 3 | 563211.6354 | 129485.8301 | 271218.1456 | 0 | 400703.9757
4270 | 0.01909% | 0.01324% | [6 empty] | 2019-06-28 | 4 | 2.7283 | 125712.6322 | kWh | GS |  | 2019-06-28 | 4 | 517523.021 | 125712.6322 | 268935.274 | 0 | 394647.9062
4271 | 0.01703% | 0.01187% | [6 empty] | 2019-06-28 | 5 | 2.7063 | 124700.6122 | kWh | GS |  | 2019-06-28 | 5 | 493666.6516 | 124700.6122 | 276837.3953 | 0 | 401538.0075
4272 | 0.01511% | 0.01104% | [6 empty] | 2019-06-28 | 6 | 2.772 | 127726.4443 | kWh | GS |  | 2019-06-28 | 6 | 500816.0992 | 127726.4443 | 313488.8305 | 0 | 441215.2748
4273 | 0.01303% | 0.01051% | [6 empty] | 2019-06-28 | 7 | 3.063 | 141137.7141 | kWh | GS |  | 2019-06-28 | 7 | 510239.8416 | 141137.7141 | 361351.7467 | 0 | 502489.4608
4274 | 0.01163% | 0.01019% | [6 empty] | 2019-06-28 | 8 | 3.4214 | 157651.5783 | kWh | GS |  | 2019-06-28 | 8 | 546173.036 | 157651.5783 | 404722.8738 | 0 | 562374.4521
4275 | 0.0103% | 0.009836% | [6 empty] | 2019-06-28 | 9 | 4.0792 | 187963.4517 | kWh | GS |  | 2019-06-28 | 9 | 585352.5514 | 187963.4517 | 445261.7802 | 0 | 633225.2319
4276 | 0.009466% | 0.009688% | [6 empty] | 2019-06-28 | 10 | 4.8023 | 221280.2077 | kWh | GS |  | 2019-06-28 | 10 | 658719.8917 | 221280.2077 | 471403.5913 | 0 | 692683.799
4277 | 0.00903% | 0.009857% | [6 empty] | 2019-06-28 | 11 | 5.2534 | 242068.4468 | kWh | GS |  | 2019-06-28 | 11 | 762257.826 | 242068.4468 | 484714.747 | 0 | 726783.1938
4278 | 0.009161% | 0.01083% | [6 empty] | 2019-06-28 | 12 | 5.6021 | 258132.7957 | kWh | GS |  | 2019-06-28 | 12 | 879939.8405 | 258132.7957 | 493783.6473 | 0 | 751916.443
4279 | 0.009333% | 0.01234% | [6 empty] | 2019-06-28 | 13 | 5.6989 | 262595.6592 | kWh | GS |  | 2019-06-28 | 13 | 971664.5345 | 262595.6592 | 496497.5681 | 0 | 759093.2273
4280 | 0.00999% | 0.01381% | [6 empty] | 2019-06-28 | 14 | 5.7708 | 265906.4153 | kWh | GS |  | 2019-06-28 | 14 | 1035890.704 | 265906.4153 | 499342.3615 | 0 | 765248.7768
4281 | 0.01071% | 0.01554% | [6 empty] | 2019-06-28 | 15 | 5.6493 | 260309.7571 | kWh | GS |  | 2019-06-28 | 15 | 1042176.392 | 260309.7571 | 481536.4663 | 0 | 741846.2234
4282 | 0.01205% | 0.017% | [6 empty] | 2019-06-28 | 16 | 5.2964 | 244046.5218 | kWh | GS |  | 2019-06-28 | 16 | 1013414.025 | 244046.5218 | 458581.0563 | 0 | 702627.5781
4283 | 0.01394% | 0.01784% | [6 empty] | 2019-06-28 | 17 | 5.1637 | 237931.9924 | kWh | GS |  | 2019-06-28 | 17 | 1049453.318 | 237931.9924 | 450767.8442 | 0 | 688699.8366
4284 | 0.0161% | 0.01846% | [6 empty] | 2019-06-28 | 18 | 4.8879 | 225226.1098 | kWh | GS |  | 2019-06-28 | 18 | 1112138.236 | 225226.1098 | 429541.6634 | 0 | 654767.7732
4285 | 0.01777% | 0.01863% | [6 empty] | 2019-06-28 | 19 | 4.5498 | 209647.1046 | kWh | GS |  | 2019-06-28 | 19 | 1130731.146 | 209647.1046 | 397951.8997 | 0 | 607599.0043
4286 | 0.01895% | 0.01879% | [6 empty] | 2019-06-28 | 20 | 4.2732 | 196900.6349 | kWh | GS |  | 2019-06-28 | 20 | 1078914.042 | 196900.6349 | 376610.1762 | 0 | 573510.8111
4287 | 0.01906% | 0.01821% | [6 empty] | 2019-06-28 | 21 | 4.0841 | 188187.2561 | kWh | GS |  | 2019-06-28 | 21 | 1038815.658 | 188187.2561 | 368208.8118 | 0 | 556396.0679
4288 | 0.01854% | 0.01725% | [6 empty] | 2019-06-28 | 22 | 3.892 | 179335.8741 | kWh | GS |  | 2019-06-28 | 22 | 975462.7103 | 179335.8741 | 349877.3002 | 0 | 529213.1743
4289 | 0.0192% | 0.01691% | [6 empty] | 2019-06-28 | 23 | 3.5731 | 164640.9329 | kWh | GS |  | 2019-06-28 | 23 | 911758.1292 | 164640.9329 | 314549.155 | 0 | 479190.0879
4290 | 0.02034% | 0.01607% | [6 empty] | 2019-06-28 | 24 | 3.2683 | 150598.8079 | kWh | GS |  | 2019-06-28 | 24 | 790713.7151 | 150598.8079 | 297112.8597 | 0 | 447711.6676
4291 | 0.02068% | 0.01492% | [6 empty] | 2019-06-29 | 1 | 2.994 | 137958.7213 | kWh | GS |  | 2019-06-29 | 1 | 683627.2248 | 137958.7213 | 281197.5644 | 0 | 419156.2857
4292 | 0.01973% | 0.01408% | [6 empty] | 2019-06-29 | 2 | 2.8214 | 130003.9864 | kWh | GS |  | 2019-06-29 | 2 | 606660.835 | 130003.9864 | 272844.3788 | 0 | 402848.3652
4293 | 0.019% | 0.01366% | [6 empty] | 2019-06-29 | 3 | 2.6631 | 122710.8078 | kWh | GS |  | 2019-06-29 | 3 | 544978.1913 | 122710.8078 | 265017.2655 | 0 | 387728.0733
4294 | 0.01784% | 0.01299% | [6 empty] | 2019-06-29 | 4 | 2.5964 | 119637.2611 | kWh | GS |  | 2019-06-29 | 4 | 503524.5608 | 119637.2611 | 260083.0508 | 0 | 379720.3119
4295 | 0.01668% | 0.01176% | [6 empty] | 2019-06-29 | 5 | 2.6 | 119800.8525 | kWh | GS |  | 2019-06-29 | 5 | 480503.4277 | 119800.8525 | 266313.1678 | 0 | 386114.0203
4296 | 0.01446% | 0.01099% | [6 empty] | 2019-06-29 | 6 | 2.6465 | 121943.7316 | kWh | GS |  | 2019-06-29 | 6 | 478491.5517 | 121943.7316 | 276447.9183 | 0 | 398391.6499
4297 | 0.0125% | 0.01029% | [6 empty] | 2019-06-29 | 7 | 2.7735 | 127797.9528 | kWh | GS |  | 2019-06-29 | 7 | 485524.8889 | 127797.9528 | 297738.4064 | 0 | 425536.3592
4298 | 0.0111% | 0.009889% | [6 empty] | 2019-06-29 | 8 | 2.7859 | 128368.444 | kWh | GS |  | 2019-06-29 | 8 | 517828.5208 | 128368.444 | 316956.8079 | 0 | 445325.2519
4299 | 0.009968% | 0.009518% | [6 empty] | 2019-06-29 | 9 | 3.0552 | 140775.7173 | kWh | GS |  | 2019-06-29 | 9 | 610960.8438 | 140775.7173 | 348045.7575 | 0 | 488821.4748
4300 | 0.00921% | 0.009321% | [6 empty] | 2019-06-29 | 10 | 3.5979 | 165785.9925 | kWh | GS |  | 2019-06-29 | 10 | 718439.7539 | 165785.9925 | 369235.7581 | 0 | 535021.7506
4301 | 0.008789% | 0.009478% | [6 empty] | 2019-06-29 | 11 | 4.028 | 185604.0028 | kWh | GS |  | 2019-06-29 | 11 | 822666.0092 | 185604.0028 | 376498.126 | 0 | 562102.1288
4302 | 0.008752% | 0.00978% | [6 empty] | 2019-06-29 | 12 | 4.3703 | 201376.578 | kWh | GS |  | 2019-06-29 | 12 | 913859.7823 | 201376.578 | 382899.2882 | 0 | 584275.8662
4303 | 0.008881% | 0.01045% | [6 empty] | 2019-06-29 | 13 | 4.5085 | 207744.7854 | kWh | GS |  | 2019-06-29 | 13 | 1031811.091 | 207744.7854 | 389027.9598 | 0 | 596772.7452
4304 | 0.009472% | 0.01093% | [6 empty] | 2019-06-29 | 14 | 4.4241 | 203854.9367 | kWh | GS |  | 2019-06-29 | 14 | 1079440.263 | 203854.9367 | 373893.6652 | 0 | 577748.6019
4305 | 0.01118% | 0.012% | [6 empty] | 2019-06-29 | 15 | 4.1356 | 190561.2902 | kWh | GS |  | 2019-06-29 | 15 | 1024395.197 | 190561.2902 | 357243.0973 | 0 | 547804.3875
4306 | 0.01314% | 0.01313% | [6 empty] | 2019-06-29 | 16 | 4.1058 | 189185.6839 | kWh | GS |  | 2019-06-29 | 16 | 1012203.042 | 189185.6839 | 358204.7377 | 0 | 547390.4216
4307 | 0.01505% | 0.0138% | [6 empty] | 2019-06-29 | 17 | 3.9478 | 181906.1594 | kWh | GS |  | 2019-06-29 | 17 | 977055.742 | 181906.1594 | 350362.4269 | 0 | 532268.5863
4308 | 0.01672% | 0.01434% | [6 empty] | 2019-06-29 | 18 | 3.8923 | 179347.2355 | kWh | GS |  | 2019-06-29 | 18 | 978240.2501 | 179347.2355 | 340327.7913 | 0 | 519675.0268
4309 | 0.01887% | 0.01465% | [6 empty] | 2019-06-29 | 19 | 3.7328 | 172001.3991 | kWh | GS |  | 2019-06-29 | 19 | 947526.1589 | 172001.3991 | 328445.2086 | 0 | 500446.6077
4310 | 0.01974% | 0.01418% | [6 empty] | 2019-06-29 | 20 | 3.5857 | 165219.7961 | kWh | GS |  | 2019-06-29 | 20 | 907310.8513 | 165219.7961 | 318109.6467 | 0 | 483329.4428
4311 | 0.01874% | 0.01345% | [6 empty] | 2019-06-29 | 21 | 3.6881 | 169938.8204 | kWh | GS |  | 2019-06-29 | 21 | 864761.9965 | 169938.8204 | 312257.4526 | 0 | 482196.273
4312 | 0.01851% | 0.01344% | [6 empty] | 2019-06-29 | 22 | 3.5087 | 161675.0163 | kWh | GS |  | 2019-06-29 | 22 | 817003.535 | 161675.0163 | 305784.316 | 0 | 467459.3323
4313 | 0.01787% | 0.01307% | [6 empty] | 2019-06-29 | 23 | 3.2336 | 148999.2927 | kWh | GS |  | 2019-06-29 | 23 | 746179.7911 | 148999.2927 | 287535.5819 | 0 | 436534.8746
4314 | 0.01789% | 0.01276% | [6 empty] | 2019-06-29 | 24 | 3.0044 | 138434.9083 | kWh | GS |  | 2019-06-29 | 24 | 679682.8876 | 138434.9083 | 264480.8394 | 0 | 402915.7477
4315 | 0.01733% | 0.01228% | [6 empty] | 2019-06-30 | 1 | 2.7984 | 128946.9198 | kWh | GS |  | 2019-06-30 | 1 | 575693.0746 | 128946.9198 | 253308.8081 | 0 | 382255.7279
4316 | 0.0166% | 0.01186% | [6 empty] | 2019-06-30 | 2 | 2.6558 | 122374.4448 | kWh | GS |  | 2019-06-30 | 2 | 502197.7506 | 122374.4448 | 247720.3323 | 0 | 370094.7771
4317 | 0.01582% | 0.01184% | [6 empty] | 2019-06-30 | 3 | 2.5125 | 115771.3861 | kWh | GS |  | 2019-06-30 | 3 | 456886.101 | 115771.3861 | 245145.9766 | 0 | 360917.3627
4318 | 0.01494% | 0.01148% | [6 empty] | 2019-06-30 | 4 | 2.4228 | 111639.8368 | kWh | GS |  | 2019-06-30 | 4 | 416508.4542 | 111639.8368 | 239953.8919 | 0 | 351593.7287
4319 | 0.01365% | 0.01072% | [6 empty] | 2019-06-30 | 5 | 2.3354 | 107608.5789 | kWh | GS |  | 2019-06-30 | 5 | 397521.3364 | 107608.5789 | 240901.0075 | 0 | 348509.5864
4320 | 0.01243% | 0.009891% | [6 empty] | 2019-06-30 | 6 | 2.3642 | 108936.324 | kWh | GS |  | 2019-06-30 | 6 | 379082.7272 | 108936.324 | 246659.4058 | 0 | 355595.7298
4321 | 0.01053% | 0.009384% | [6 empty] | 2019-06-30 | 7 | 2.321 | 106948.5337 | kWh | GS |  | 2019-06-30 | 7 | 387224.5258 | 106948.5337 | 260334.6047 | 0 | 367283.1384
4322 | 0.009186% | 0.009085% | [6 empty] | 2019-06-30 | 8 | 2.2622 | 104235.422 | kWh | GS |  | 2019-06-30 | 8 | 442421.3047 | 104235.422 | 276629.7287 | 0 | 380865.1507
4323 | 0.008357% | 0.00886% | [6 empty] | 2019-06-30 | 9 | 2.6183 | 120646.2296 | kWh | GS |  | 2019-06-30 | 9 | 530060.9054 | 120646.2296 | 303185.809 | 0 | 423832.0386
4324 | 0.007619% | 0.008631% | [6 empty] | 2019-06-30 | 10 | 3.3088 | 152461.947 | kWh | GS |  | 2019-06-30 | 10 | 629354.2881 | 152461.947 | 330110.1756 | 0 | 482572.1226
4325 | 0.007271% | 0.008555% | [6 empty] | 2019-06-30 | 11 | 3.8729 | 178454.7204 | kWh | GS |  | 2019-06-30 | 11 | 759490.988 | 178454.7204 | 346965.0484 | 0 | 525419.7688
4326 | 0.006934% | 0.008729% | [6 empty] | 2019-06-30 | 12 | 4.3401 | 199985.1899 | kWh | GS |  | 2019-06-30 | 12 | 890888.1336 | 199985.1899 | 356450.127 | 0 | 556435.3169
4327 | 0.007083% | 0.009016% | [6 empty] | 2019-06-30 | 13 | 4.4281 | 204038.8353 | kWh | GS |  | 2019-06-30 | 13 | 999587.033 | 204038.8353 | 360587.1652 | 0 | 564626.0005
4328 | 0.008093% | 0.009349% | [6 empty] | 2019-06-30 | 14 | 4.4666 | 205809.9071 | kWh | GS |  | 2019-06-30 | 14 | 1105217.764 | 205809.9071 | 361213.5648 | 0 | 567023.4719
4329 | 0.009696% | 0.0104% | [6 empty] | 2019-06-30 | 15 | 4.4809 | 206469.9617 | kWh | GS |  | 2019-06-30 | 15 | 1194921.975 | 206469.9617 | 363238.9918 | 0 | 569708.9535
4330 | 0.01151% | 0.01185% | [6 empty] | 2019-06-30 | 16 | 4.4939 | 207071.653 | kWh | GS |  | 2019-06-30 | 16 | 1237931.161 | 207071.653 | 365121.241 | 0 | 572192.894
4331 | 0.01389% | 0.0129% | [6 empty] | 2019-06-30 | 17 | 4.3505 | 200463.5647 | kWh | GS |  | 2019-06-30 | 17 | 1242909.546 | 200463.5647 | 360653.5066 | 0 | 561117.0713
4332 | 0.0163% | 0.01366% | [6 empty] | 2019-06-30 | 18 | 4.1718 | 192228.1732 | kWh | GS |  | 2019-06-30 | 18 | 1176277.077 | 192228.1732 | 349485.2177 | 0 | 541713.3909
4333 | 0.01828% | 0.01386% | [6 empty] | 2019-06-30 | 19 | 3.9422 | 181648.7863 | kWh | GS |  | 2019-06-30 | 19 | 1099658.443 | 181648.7863 | 333571.5039 | 0 | 515220.2902
4334 | 0.02022% | 0.01392% | [6 empty] | 2019-06-30 | 20 | 3.7551 | 173029.2471 | kWh | GS |  | 2019-06-30 | 20 | 1063336.211 | 173029.2471 | 320708.9507 | 0 | 493738.1978
4335 | 0.02186% | 0.01399% | [6 empty] | 2019-06-30 | 21 | 3.5829 | 165092.603 | kWh | GS |  | 2019-06-30 | 21 | 988375.99 | 165092.603 | 310653.6766 | 0 | 475746.2796
4336 | 0.02264% | 0.01405% | [6 empty] | 2019-06-30 | 22 | 3.3958 | 156471.9945 | kWh | GS |  | 2019-06-30 | 22 | 951316.5398 | 156471.9945 | 301525.1486 | 0 | 457997.1431
4337 | 0.02273% | 0.01377% | [6 empty] | 2019-06-30 | 23 | 3.1094 | 143275.0501 | kWh | GS |  | 2019-06-30 | 23 | 857694.9583 | 143275.0501 | 282239.7899 | 0 | 425514.84
4338 | 0.02152% | 0.0133% | [6 empty] | 2019-06-30 | 24 | 2.904 | 133811.4232 | kWh | GS |  | 2019-06-30 | 24 | 742387.6335 | 133811.4232 | 266264.9491 | 0 | 400076.3723
4339 | 0.02011% | 0.01265% | [6 empty] | 2019-07-01 | 1 | 2.7777 | 127990.0819 | kWh | GS |  | 2019-07-01 | 1 | 634208.371 | 127990.0819 | 257493.3993 | 0 | 385483.4812
4340 | 0.01945% | 0.01212% | [6 empty] | 2019-07-01 | 2 | 2.6645 | 122775.0486 | kWh | GS |  | 2019-07-01 | 2 | 561909.5521 | 122775.0486 | 255055.9484 | 0 | 377830.997
4341 | 0.01808% | 0.01168% | [6 empty] | 2019-07-01 | 3 | 2.5703 | 118432.5335 | kWh | GS |  | 2019-07-01 | 3 | 503642.9098 | 118432.5335 | 253672.2075 | 0 | 372104.741
4342 | 0.0174% | 0.01124% | [6 empty] | 2019-07-01 | 4 | 2.4834 | 114431.6827 | kWh | GS |  | 2019-07-01 | 4 | 464494.6162 | 114431.6827 | 254340.5101 | 0 | 368772.1928
4343 | 0.01569% | 0.01045% | [6 empty] | 2019-07-01 | 5 | 2.4987 | 115134.7878 | kWh | GS |  | 2019-07-01 | 5 | 451909.1141 | 115134.7878 | 272404.844 | 0 | 387539.6318
4344 | 0.01358% | 0.009821% | [6 empty] | 2019-07-01 | 6 | 2.5732 | 118567.0332 | kWh | GS |  | 2019-07-01 | 6 | 458753.1029 | 118567.0332 | 317211.8183 | 0 | 435778.8515
4345 | 0.0116% | 0.009463% | [6 empty] | 2019-07-01 | 7 | 2.9033 | 133780.0876 | kWh | GS |  | 2019-07-01 | 7 | 513782.7199 | 133780.0876 | 361075.9319 | 0 | 494856.0195
4346 | 0.01028% | 0.009275% | [6 empty] | 2019-07-01 | 8 | 3.2464 | 149589.4613 | kWh | GS |  | 2019-07-01 | 8 | 525725.3076 | 149589.4613 | 391170.9222 | 0 | 540760.3835
4347 | 0.009212% | 0.009134% | [6 empty] | 2019-07-01 | 9 | 3.8986 | 179638.6998 | kWh | GS |  | 2019-07-01 | 9 | 566319.5434 | 179638.6998 | 433920.0046 | 0 | 613558.7044
4348 | 0.008496% | 0.009053% | [6 empty] | 2019-07-01 | 10 | 4.5474 | 209533.7764 | kWh | GS |  | 2019-07-01 | 10 | 642062.2613 | 209533.7764 | 462309.8629 | 0 | 671843.6393
4349 | 0.008266% | 0.009513% | [6 empty] | 2019-07-01 | 11 | 5.1086 | 235392.7944 | kWh | GS |  | 2019-07-01 | 11 | 740741.9994 | 235392.7944 | 480556.9834 | 0 | 715949.7778
4350 | 0.008391% | 0.0107% | [6 empty] | 2019-07-01 | 12 | 5.5525 | 255848.1681 | kWh | GS |  | 2019-07-01 | 12 | 879720.8544 | 255848.1681 | 498515.3601 | 0 | 754363.5282
4351 | 0.009398% | 0.01215% | [6 empty] | 2019-07-01 | 13 | 5.8197 | 268161.5866 | kWh | GS |  | 2019-07-01 | 13 | 1022226.117 | 268161.5866 | 504249.6059 | 0 | 772411.1925
4352 | 0.009616% | 0.01327% | [6 empty] | 2019-07-01 | 14 | 5.9563 | 274454.109 | kWh | GS |  | 2019-07-01 | 14 | 1122659.157 | 274454.109 | 513695.5104 | 0 | 788149.6194
4353 | 0.01036% | 0.01506% | [6 empty] | 2019-07-01 | 15 | 6.0527 | 278896.5779 | kWh | GS |  | 2019-07-01 | 15 | 1203044.049 | 278896.5779 | 514568.4918 | 0 | 793465.0697
4354 | 0.01174% | 0.01649% | [6 empty] | 2019-07-01 | 16 | 6.0531 | 278912.9217 | kWh | GS |  | 2019-07-01 | 16 | 1249420.371 | 278912.9217 | 504168.5995 | 0 | 783081.5212
4355 | 0.01355% | 0.01758% | [6 empty] | 2019-07-01 | 17 | 5.9117 | 272401.0599 | kWh | GS |  | 2019-07-01 | 17 | 1310919.447 | 272401.0599 | 485866.8372 | 0 | 758267.8971
4356 | 0.01609% | 0.01852% | [6 empty] | 2019-07-01 | 18 | 5.5374 | 255151.8683 | kWh | GS |  | 2019-07-01 | 18 | 1367627.525 | 255151.8683 | 461181.3341 | 0 | 716333.2024
4357 | 0.0187% | 0.01896% | [6 empty] | 2019-07-01 | 19 | 5.1531 | 237442.7787 | kWh | GS |  | 2019-07-01 | 19 | 1362235.114 | 237442.7787 | 428899.8764 | 0 | 666342.6551
4358 | 0.02054% | 0.01935% | [6 empty] | 2019-07-01 | 20 | 4.7191 | 217445.2819 | kWh | GS |  | 2019-07-01 | 20 | 1305884.775 | 217445.2819 | 401408.4809 | 0 | 618853.7628
4359 | 0.02201% | 0.01948% | [6 empty] | 2019-07-01 | 21 | 4.4346 | 204335.5509 | kWh | GS |  | 2019-07-01 | 21 | 1241568.746 | 204335.5509 | 387591.272 | 0 | 591926.8229
4360 | 0.02285% | 0.01922% | [6 empty] | 2019-07-01 | 22 | 4.1595 | 191659.3863 | kWh | GS |  | 2019-07-01 | 22 | 1170705.594 | 191659.3863 | 370149.1709 | 0 | 561808.5572
4361 | 0.02398% | 0.01861% | [6 empty] | 2019-07-01 | 23 | 3.7921 | 174730.4266 | kWh | GS |  | 2019-07-01 | 23 | 1073945.433 | 174730.4266 | 337045.5583 | 0 | 511775.9849
4362 | 0.02502% | 0.01758% | [6 empty] | 2019-07-01 | 24 | 3.5262 | 162478.9812 | kWh | GS |  | 2019-07-01 | 24 | 942525.151 | 162478.9812 | 312199.0782 | 0 | 474678.0594
4363 | 0.02492% | 0.01636% | [6 empty] | 2019-07-02 | 1 | 3.3084 | 152446.0897 | kWh | GS |  | 2019-07-02 | 1 | 832441.4884 | 152446.0897 | 296924.2804 | 0 | 449370.3701
4364 | 0.02389% | 0.01519% | [6 empty] | 2019-07-02 | 2 | 3.1343 | 144420.3851 | kWh | GS |  | 2019-07-02 | 2 | 752704.7531 | 144420.3851 | 288824.4195 | 0 | 433244.8046
4365 | 0.02271% | 0.01453% | [6 empty] | 2019-07-02 | 3 | 3.0122 | 138796.5961 | kWh | GS |  | 2019-07-02 | 3 | 681055.381 | 138796.5961 | 280930.7851 | 0 | 419727.3812
4366 | 0.02141% | 0.01379% | [6 empty] | 2019-07-02 | 4 | 2.994 | 137957.3871 | kWh | GS |  | 2019-07-02 | 4 | 638603.3782 | 137957.3871 | 281965.8747 | 0 | 419923.2618
4367 | 0.01964% | 0.01256% | [6 empty] | 2019-07-02 | 5 | 2.9365 | 135306.4146 | kWh | GS |  | 2019-07-02 | 5 | 605230.1125 | 135306.4146 | 294647.8851 | 0 | 429954.2997
4368 | 0.01724% | 0.01165% | [6 empty] | 2019-07-02 | 6 | 2.9934 | 137930.6176 | kWh | GS |  | 2019-07-02 | 6 | 599274.9255 | 137930.6176 | 331893.0755 | 0 | 469823.6931
4369 | 0.01523% | 0.01103% | [6 empty] | 2019-07-02 | 7 | 3.2955 | 151850.9314 | kWh | GS |  | 2019-07-02 | 7 | 624681.2559 | 151850.9314 | 378981.9537 | 0 | 530832.8851
4370 | 0.01377% | 0.01064% | [6 empty] | 2019-07-02 | 8 | 3.7324 | 171982.4788 | kWh | GS |  | 2019-07-02 | 8 | 632713.1122 | 171982.4788 | 413796.2185 | 0 | 585778.6973
4371 | 0.01246% | 0.0103% | [6 empty] | 2019-07-02 | 9 | 4.439 | 204542.4759 | kWh | GS |  | 2019-07-02 | 9 | 673017.5439 | 204542.4759 | 457296.2363 | 0 | 661838.7122
4372 | 0.01168% | 0.01031% | [6 empty] | 2019-07-02 | 10 | 5.1132 | 235604.9448 | kWh | GS |  | 2019-07-02 | 10 | 748404.5069 | 235604.9448 | 488681.5815 | 0 | 724286.5263
4373 | 0.01107% | 0.01055% | [6 empty] | 2019-07-02 | 11 | 5.5738 | 256830.3242 | kWh | GS |  | 2019-07-02 | 11 | 873185.9163 | 256830.3242 | 510896.4585 | 0 | 767726.7827
4374 | 0.01096% | 0.01153% | [6 empty] | 2019-07-02 | 12 | 5.9644 | 274828.2372 | kWh | GS |  | 2019-07-02 | 12 | 1008103.595 | 274828.2372 | 525906.3036 | 0 | 800734.5408
4375 | 0.01143% | 0.01303% | [6 empty] | 2019-07-02 | 13 | 6.224 | 286788.6948 | kWh | GS |  | 2019-07-02 | 13 | 1133484.924 | 286788.6948 | 528383.4853 | 0 | 815172.1801
4376 | 0.01157% | 0.01438% | [6 empty] | 2019-07-02 | 14 | 6.3614 | 293121.9934 | kWh | GS |  | 2019-07-02 | 14 | 1217727.646 | 293121.9934 | 537799.9778 | 0 | 830921.9712
4377 | 0.01231% | 0.01625% | [6 empty] | 2019-07-02 | 15 | 6.5475 | 301694.056 | kWh | GS |  | 2019-07-02 | 15 | 1262150.139 | 301694.056 | 535891.7844 | 0 | 837585.8404
4378 | 0.01369% | 0.01778% | [6 empty] | 2019-07-02 | 16 | 6.5136 | 300134.6835 | kWh | GS |  | 2019-07-02 | 16 | 1294575.623 | 300134.6835 | 519044.9767 | 0 | 819179.6602
4379 | 0.01597% | 0.01885% | [6 empty] | 2019-07-02 | 17 | 6.0216 | 277464.3684 | kWh | GS |  | 2019-07-02 | 17 | 1306953.236 | 277464.3684 | 486822.528 | 0 | 764286.8964
4380 | 0.01844% | 0.01966% | [6 empty] | 2019-07-02 | 18 | 5.0785 | 234006.634 | kWh | GS |  | 2019-07-02 | 18 | 1243953.945 | 234006.634 | 439143.8867 | 0 | 673150.5207
4381 | 0.02073% | 0.02001% | [6 empty] | 2019-07-02 | 19 | 4.5259 | 208542.8842 | kWh | GS |  | 2019-07-02 | 19 | 1176676.007 | 208542.8842 | 403010.7953 | 0 | 611553.6795
4382 | 0.02227% | 0.0204% | [6 empty] | 2019-07-02 | 20 | 4.3357 | 199778.9433 | kWh | GS |  | 2019-07-02 | 20 | 1140951.1 | 199778.9433 | 383217.8345 | 0 | 582996.7778
4383 | 0.02309% | 0.02056% | [6 empty] | 2019-07-02 | 21 | 4.2238 | 194625.2181 | kWh | GS |  | 2019-07-02 | 21 | 1095819.559 | 194625.2181 | 375885.42 | 0 | 570510.6381
4384 | 0.02368% | 0.02011% | [6 empty] | 2019-07-02 | 22 | 3.8402 | 176950.034 | kWh | GS |  | 2019-07-02 | 22 | 1054053.235 | 176950.034 | 355628.6087 | 0 | 532578.6427
4385 | 0.02391% | 0.01876% | [6 empty] | 2019-07-02 | 23 | 3.474 | 160073.8303 | kWh | GS |  | 2019-07-02 | 23 | 946230.1522 | 160073.8303 | 318648.3763 | 0 | 478722.2066
4386 | 0.02275% | 0.01652% | [6 empty] | 2019-07-02 | 24 | 3.2299 | 148828.7246 | kWh | GS |  | 2019-07-02 | 24 | 828745.2502 | 148828.7246 | 295535.4338 | 0 | 444364.1584
4387 | 0.02152% | 0.01501% | [6 empty] | 2019-07-03 | 1 | 3.039 | 140029.5935 | kWh | GS |  | 2019-07-03 | 1 | 711989.6415 | 140029.5935 | 279329.4189 | 0 | 419359.0124
4388 | 0.02087% | 0.01431% | [6 empty] | 2019-07-03 | 2 | 2.9003 | 133642.1012 | kWh | GS |  | 2019-07-03 | 2 | 619661.2683 | 133642.1012 | 270739.1137 | 0 | 404381.2149
4389 | 0.02004% | 0.014% | [6 empty] | 2019-07-03 | 3 | 2.7865 | 128394.054 | kWh | GS |  | 2019-07-03 | 3 | 577843.7879 | 128394.054 | 266669.9867 | 0 | 395064.0407
4390 | 0.01928% | 0.01307% | [6 empty] | 2019-07-03 | 4 | 2.7136 | 125036.6252 | kWh | GS |  | 2019-07-03 | 4 | 537250.6087 | 125036.6252 | 267714.7192 | 0 | 392751.3444
4391 | 0.01731% | 0.01175% | [6 empty] | 2019-07-03 | 5 | 2.7002 | 124419.8273 | kWh | GS |  | 2019-07-03 | 5 | 515760.0972 | 124419.8273 | 280063.4076 | 0 | 404483.2349
4392 | 0.01516% | 0.01091% | [6 empty] | 2019-07-03 | 6 | 2.839 | 130815.4218 | kWh | GS |  | 2019-07-03 | 6 | 509219.3715 | 130815.4218 | 316982.3116 | 0 | 447797.7334
4393 | 0.01302% | 0.01029% | [6 empty] | 2019-07-03 | 7 | 3.1732 | 146215.8135 | kWh | GS |  | 2019-07-03 | 7 | 546630.3899 | 146215.8135 | 371869.502 | 0 | 518085.3155
4394 | 0.01133% | 0.009927% | [6 empty] | 2019-07-03 | 8 | 3.4122 | 157228.8581 | kWh | GS |  | 2019-07-03 | 8 | 553990.8027 | 157228.8581 | 404369.4656 | 0 | 561598.3237
4395 | 0.01057% | 0.009698% | [6 empty] | 2019-07-03 | 9 | 3.8498 | 177391.1221 | kWh | GS |  | 2019-07-03 | 9 | 576565.702 | 177391.1221 | 441313.5335 | 0 | 618704.6556
4396 | 0.009827% | 0.009641% | [6 empty] | 2019-07-03 | 10 | 4.5633 | 210266.1963 | kWh | GS |  | 2019-07-03 | 10 | 650476.2195 | 210266.1963 | 477551.6345 | 0 | 687817.8308
4397 | 0.009434% | 0.009929% | [6 empty] | 2019-07-03 | 11 | 5.3097 | 244661.51 | kWh | GS |  | 2019-07-03 | 11 | 785441.0249 | 244661.51 | 504880.3252 | 0 | 749541.8352
4398 | 0.009314% | 0.01099% | [6 empty] | 2019-07-03 | 12 | 5.8033 | 267405.5375 | kWh | GS |  | 2019-07-03 | 12 | 955502.9661 | 267405.5375 | 524536.5256 | 0 | 791942.0631
4399 | 0.009999% | 0.01272% | [6 empty] | 2019-07-03 | 13 | 6.0336 | 278017.5584 | kWh | GS |  | 2019-07-03 | 13 | 1109782.279 | 278017.5584 | 528205.2304 | 0 | 806222.7888
4400 | 0.01013% | 0.01379% | [6 empty] | 2019-07-03 | 14 | 6.187 | 285083.1133 | kWh | GS |  | 2019-07-03 | 14 | 1222342.456 | 285083.1133 | 538016.4637 | 0 | 823099.577
4401 | 0.01055% | 0.01519% | [6 empty] | 2019-07-03 | 15 | 6.2692 | 288874.1906 | kWh | GS |  | 2019-07-03 | 15 | 1283020.516 | 288874.1906 | 528081.6739 | 0 | 816955.8645
4402 | 0.0119% | 0.01688% | [6 empty] | 2019-07-03 | 16 | 5.9115 | 272388.0059 | kWh | GS |  | 2019-07-03 | 16 | 1248776.446 | 272388.0059 | 497747.1032 | 0 | 770135.1091
4403 | 0.01437% | 0.0184% | [6 empty] | 2019-07-03 | 17 | 5.0951 | 234770.4748 | kWh | GS |  | 2019-07-03 | 17 | 1095595.529 | 234770.4748 | 436626.0823 | 0 | 671396.5571
4404 | 0.01748% | 0.01944% | [6 empty] | 2019-07-03 | 18 | 4.3971 | 202610.1245 | kWh | GS |  | 2019-07-03 | 18 | 1015897.499 | 202610.1245 | 397704.7413 | 0 | 600314.8658
4405 | 0.0203% | 0.01979% | [6 empty] | 2019-07-03 | 19 | 4.0507 | 186647.1956 | kWh | GS |  | 2019-07-03 | 19 | 975571.168 | 186647.1956 | 368016.1953 | 0 | 554663.3909
4406 | 0.02236% | 0.02021% | [6 empty] | 2019-07-03 | 20 | 3.9315 | 181155.9399 | kWh | GS |  | 2019-07-03 | 20 | 920961.0633 | 181155.9399 | 360246.5121 | 0 | 541402.452
4407 | 0.02347% | 0.02005% | [6 empty] | 2019-07-03 | 21 | 3.6907 | 170057.7905 | kWh | GS |  | 2019-07-03 | 21 | 887558.2039 | 170057.7905 | 349752.5227 | 0 | 519810.3132
4408 | 0.02284% | 0.01891% | [6 empty] | 2019-07-03 | 22 | 3.4118 | 157209.2503 | kWh | GS |  | 2019-07-03 | 22 | 847117.9229 | 157209.2503 | 336012.2592 | 0 | 493221.5095
4409 | 0.02004% | 0.01648% | [6 empty] | 2019-07-03 | 23 | 3.1232 | 143911.7607 | kWh | GS |  | 2019-07-03 | 23 | 784435.9559 | 143911.7607 | 307784.0627 | 0 | 451695.8234
4410 | 0.01858% | 0.01474% | [6 empty] | 2019-07-03 | 24 | 2.9102 | 134096.1052 | kWh | GS |  | 2019-07-03 | 24 | 709185.3186 | 134096.1052 | 284709.4352 | 0 | 418805.5404
4411 | 0.01784% | 0.01362% | [6 empty] | 2019-07-04 | 1 | 2.7328 | 125923.3184 | kWh | GS |  | 2019-07-04 | 1 | 612724.9337 | 125923.3184 | 268343.8215 | 0 | 394267.1399
4412 | 0.01685% | 0.01329% | [6 empty] | 2019-07-04 | 2 | 2.6275 | 121070.6891 | kWh | GS |  | 2019-07-04 | 2 | 555184.613 | 121070.6891 | 255614.8748 | 0 | 376685.5639
4413 | 0.01623% | 0.01276% | [6 empty] | 2019-07-04 | 3 | 2.5332 | 116724.5733 | kWh | GS |  | 2019-07-04 | 3 | 514099.4207 | 116724.5733 | 254311.3268 | 0 | 371035.9001
4414 | 0.01549% | 0.01211% | [6 empty] | 2019-07-04 | 4 | 2.4716 | 113886.8449 | kWh | GS |  | 2019-07-04 | 4 | 472617.5467 | 113886.8449 | 253751.027 | 0 | 367637.8719
4415 | 0.01435% | 0.01109% | [6 empty] | 2019-07-04 | 5 | 2.4363 | 112261.2302 | kWh | GS |  | 2019-07-04 | 5 | 443640.9357 | 112261.2302 | 254282.7935 | 0 | 366544.0237
4416 | 0.01297% | 0.01028% | [6 empty] | 2019-07-04 | 6 | 2.4576 | 113242.5732 | kWh | GS |  | 2019-07-04 | 6 | 433619.8008 | 113242.5732 | 279587.4725 | 0 | 392830.0457
4417 | 0.01121% | 0.009678% | [6 empty] | 2019-07-04 | 7 | 2.5178 | 116015.7329 | kWh | GS |  | 2019-07-04 | 7 | 434662.4595 | 116015.7329 | 298308.1343 | 0 | 414323.8672
4418 | 0.01016% | 0.009247% | [6 empty] | 2019-07-04 | 8 | 2.4954 | 114982.0949 | kWh | GS |  | 2019-07-04 | 8 | 481006.2164 | 114982.0949 | 306553.2616 | 0 | 421535.3565
4419 | 0.009404% | 0.009108% | [6 empty] | 2019-07-04 | 9 | 2.6913 | 124008.7415 | kWh | GS |  | 2019-07-04 | 9 | 557191.2619 | 124008.7415 | 320227.7463 | 0 | 444236.4878
4420 | 0.008645% | 0.009025% | [6 empty] | 2019-07-04 | 10 | 2.9542 | 136124.683 | kWh | GS |  | 2019-07-04 | 10 | 692800.2006 | 136124.683 | 338694.2865 | 0 | 474818.9695
4421 | 0.008115% | 0.008998% | [6 empty] | 2019-07-04 | 11 | 3.424 | 157773.3219 | kWh | GS |  | 2019-07-04 | 11 | 838617.507 | 157773.3219 | 358962.049 | 0 | 516735.3709
4422 | 0.007932% | 0.009643% | [6 empty] | 2019-07-04 | 12 | 3.768 | 173620.6826 | kWh | GS |  | 2019-07-04 | 12 | 1004956.571 | 173620.6826 | 374472.6898 | 0 | 548093.3724
4423 | 0.007951% | 0.01017% | [6 empty] | 2019-07-04 | 13 | 4.0285 | 185623.1865 | kWh | GS |  | 2019-07-04 | 13 | 1129120.243 | 185623.1865 | 385347.9892 | 0 | 570971.1757
4424 | 0.008798% | 0.01035% | [6 empty] | 2019-07-04 | 14 | 4.1646 | 191895.4104 | kWh | GS |  | 2019-07-04 | 14 | 1211923.794 | 191895.4104 | 386606.242 | 0 | 578501.6524
4425 | 0.01019% | 0.01091% | [6 empty] | 2019-07-04 | 15 | 4.3247 | 199275.0897 | kWh | GS |  | 2019-07-04 | 15 | 1286570.749 | 199275.0897 | 392752.3553 | 0 | 592027.445
4426 | 0.01267% | 0.01166% | [6 empty] | 2019-07-04 | 16 | 4.2858 | 197480.5987 | kWh | GS |  | 2019-07-04 | 16 | 1284785.987 | 197480.5987 | 387746.1204 | 0 | 585226.7191
4427 | 0.01534% | 0.01268% | [6 empty] | 2019-07-04 | 17 | 3.8208 | 176054.3404 | kWh | GS |  | 2019-07-04 | 17 | 1165328.089 | 176054.3404 | 351990.3319 | 0 | 528044.6723
4428 | 0.01838% | 0.01345% | [6 empty] | 2019-07-04 | 18 | 3.5803 | 164970.9522 | kWh | GS |  | 2019-07-04 | 18 | 1078891.966 | 164970.9522 | 338205.8322 | 0 | 503176.7844
4429 | 0.02065% | 0.01402% | [6 empty] | 2019-07-04 | 19 | 3.4498 | 158959.5086 | kWh | GS |  | 2019-07-04 | 19 | 992761.8656 | 158959.5086 | 323975.2804 | 0 | 482934.789
4430 | 0.02217% | 0.0142% | [6 empty] | 2019-07-04 | 20 | 3.28 | 151134.7011 | kWh | GS |  | 2019-07-04 | 20 | 907692.3085 | 151134.7011 | 309621.9996 | 0 | 460756.7007
4431 | 0.02353% | 0.01453% | [6 empty] | 2019-07-04 | 21 | 3.2722 | 150777.7314 | kWh | GS |  | 2019-07-04 | 21 | 854839.6266 | 150777.7314 | 309034.1475 | 0 | 459811.8789
4432 | 0.0235% | 0.01437% | [6 empty] | 2019-07-04 | 22 | 3.0873 | 142256.6975 | kWh | GS |  | 2019-07-04 | 22 | 788862.8434 | 142256.6975 | 298897.5445 | 0 | 441154.242
4433 | 0.02132% | 0.01296% | [6 empty] | 2019-07-04 | 23 | 2.9454 | 135719.2013 | kWh | GS |  | 2019-07-04 | 23 | 760411.1396 | 135719.2013 | 282161.108 | 0 | 417880.3093
4434 | 0.01973% | 0.01235% | [6 empty] | 2019-07-04 | 24 | 2.8175 | 129826.073 | kWh | GS |  | 2019-07-04 | 24 | 697624.5842 | 129826.073 | 266278.274 | 0 | 396104.347
4435 | 0.01816% | 0.01186% | [6 empty] | 2019-07-05 | 1 | 2.6832 | 123634.3132 | kWh | GS |  | 2019-07-05 | 1 | 619513.2102 | 123634.3132 | 259066.1437 | 0 | 382700.4569
4436 | 0.0166% | 0.01131% | [6 empty] | 2019-07-05 | 2 | 2.6329 | 121317.1388 | kWh | GS |  | 2019-07-05 | 2 | 546028.1072 | 121317.1388 | 252594.2072 | 0 | 373911.346
4437 | 0.01564% | 0.01129% | [6 empty] | 2019-07-05 | 3 | 2.5531 | 117641.1588 | kWh | GS |  | 2019-07-05 | 3 | 486493.2828 | 117641.1588 | 251461.3312 | 0 | 369102.49
4438 | 0.01443% | 0.01083% | [6 empty] | 2019-07-05 | 4 | 2.4652 | 113593.6163 | kWh | GS |  | 2019-07-05 | 4 | 462542.4373 | 113593.6163 | 253614.7846 | 0 | 367208.4009
4439 | 0.01391% | 0.01026% | [6 empty] | 2019-07-05 | 5 | 2.4643 | 113548.7022 | kWh | GS |  | 2019-07-05 | 5 | 443677.7929 | 113548.7022 | 265274.1632 | 0 | 378822.8654
4440 | 0.01276% | 0.009724% | [6 empty] | 2019-07-05 | 6 | 2.5329 | 116709.9442 | kWh | GS |  | 2019-07-05 | 6 | 441573.0607 | 116709.9442 | 299409.1454 | 0 | 416119.0896
4441 | 0.01133% | 0.009395% | [6 empty] | 2019-07-05 | 7 | 2.7749 | 127862.2701 | kWh | GS |  | 2019-07-05 | 7 | 465735.9023 | 127862.2701 | 341677.3001 | 0 | 469539.5702
4442 | 0.009988% | 0.009179% | [6 empty] | 2019-07-05 | 8 | 2.9786 | 137248.4489 | kWh | GS |  | 2019-07-05 | 8 | 486417.6806 | 137248.4489 | 371940.9354 | 0 | 509189.3843
4443 | 0.008899% | 0.009061% | [6 empty] | 2019-07-05 | 9 | 3.3496 | 154345.0365 | kWh | GS |  | 2019-07-05 | 9 | 529974.7519 | 154345.0365 | 398500.9617 | 0 | 552845.9982
4444 | 0.008461% | 0.009014% | [6 empty] | 2019-07-05 | 10 | 3.8009 | 175136.286 | kWh | GS |  | 2019-07-05 | 10 | 566180.9175 | 175136.286 | 417727.6104 | 0 | 592863.8964
4445 | 0.008115% | 0.009299% | [6 empty] | 2019-07-05 | 11 | 4.121 | 189888.8301 | kWh | GS |  | 2019-07-05 | 11 | 639991.4823 | 189888.8301 | 433574.9726 | 0 | 623463.8027
4446 | 0.008077% | 0.01021% | [6 empty] | 2019-07-05 | 12 | 4.3681 | 201271.0377 | kWh | GS |  | 2019-07-05 | 12 | 708472.9621 | 201271.0377 | 439521.3867 | 0 | 640792.4244
4447 | 0.008519% | 0.01153% | [6 empty] | 2019-07-05 | 13 | 4.5376 | 209082.9238 | kWh | GS |  | 2019-07-05 | 13 | 793539.386 | 209082.9238 | 447912.9267 | 0 | 656995.8505
4448 | 0.008897% | 0.0125% | [6 empty] | 2019-07-05 | 14 | 4.5668 | 210430.5737 | kWh | GS |  | 2019-07-05 | 14 | 846076.8172 | 210430.5737 | 448955.0621 | 0 | 659385.6358
4449 | 0.009694% | 0.01357% | [6 empty] | 2019-07-05 | 15 | 4.5505 | 209676.2955 | kWh | GS |  | 2019-07-05 | 15 | 858786.716 | 209676.2955 | 430508.3509 | 0 | 640184.6464
4450 | 0.01036% | 0.01455% | [6 empty] | 2019-07-05 | 16 | 4.2698 | 196743.1337 | kWh | GS |  | 2019-07-05 | 16 | 837823.631 | 196743.1337 | 405926.0853 | 0 | 602669.219
4451 | 0.01171% | 0.0153% | [6 empty] | 2019-07-05 | 17 | 3.9845 | 183599.3963 | kWh | GS |  | 2019-07-05 | 17 | 820769.4857 | 183599.3963 | 385856.5913 | 0 | 569455.9876
4452 | 0.01296% | 0.01573% | [6 empty] | 2019-07-05 | 18 | 3.6529 | 168320.0329 | kWh | GS |  | 2019-07-05 | 18 | 801260.7416 | 168320.0329 | 362525.0061 | 0 | 530845.039
4453 | 0.01451% | 0.01613% | [6 empty] | 2019-07-05 | 19 | 3.3445 | 154109.9714 | kWh | GS |  | 2019-07-05 | 19 | 782352.1322 | 154109.9714 | 335738.5751 | 0 | 489848.5465
4454 | 0.01548% | 0.01619% | [6 empty] | 2019-07-05 | 20 | 3.1546 | 145357.1422 | kWh | GS |  | 2019-07-05 | 20 | 752356.2862 | 145357.1422 | 319240.0625 | 0 | 464597.2047
4455 | 0.01571% | 0.01572% | [6 empty] | 2019-07-05 | 21 | 3.2355 | 149085.0315 | kWh | GS |  | 2019-07-05 | 21 | 714297.9945 | 149085.0315 | 320559.6825 | 0 | 469644.714
4456 | 0.01532% | 0.01479% | [6 empty] | 2019-07-05 | 22 | 3.1054 | 143090.8741 | kWh | GS |  | 2019-07-05 | 22 | 692072.5717 | 143090.8741 | 304968.8728 | 0 | 448059.7469
4457 | 0.01501% | 0.01398% | [6 empty] | 2019-07-05 | 23 | 2.9002 | 133633.1994 | kWh | GS |  | 2019-07-05 | 23 | 654960.5853 | 133633.1994 | 279662.1071 | 0 | 413295.3065
4458 | 0.01466% | 0.01303% | [6 empty] | 2019-07-05 | 24 | 2.7286 | 125729.6646 | kWh | GS |  | 2019-07-05 | 24 | 587315.904 | 125729.6646 | 266028.6235 | 0 | 391758.2881
4459 | 0.01431% | 0.01202% | [6 empty] | 2019-07-06 | 1 | 2.5708 | 118457.4663 | kWh | GS |  | 2019-07-06 | 1 | 515519.0915 | 118457.4663 | 254739.3837 | 0 | 373196.85
4460 | 0.01376% | 0.0114% | [6 empty] | 2019-07-06 | 2 | 2.4058 | 110855.0662 | kWh | GS |  | 2019-07-06 | 2 | 460184.5435 | 110855.0662 | 245435.111 | 0 | 356290.1772
4461 | 0.01307% | 0.01153% | [6 empty] | 2019-07-06 | 3 | 2.3004 | 105995.7789 | kWh | GS |  | 2019-07-06 | 3 | 419477.3874 | 105995.7789 | 239496.4559 | 0 | 345492.2348
4462 | 0.01266% | 0.011% | [6 empty] | 2019-07-06 | 4 | 2.2471 | 103543.8592 | kWh | GS |  | 2019-07-06 | 4 | 390483.5412 | 103543.8592 | 237985.6408 | 0 | 341529.5
4463 | 0.01198% | 0.01015% | [6 empty] | 2019-07-06 | 5 | 2.2509 | 103716.395 | kWh | GS |  | 2019-07-06 | 5 | 368591.3728 | 103716.395 | 244630.744 | 0 | 348347.139
4464 | 0.01074% | 0.009617% | [6 empty] | 2019-07-06 | 6 | 2.2681 | 104511.0076 | kWh | GS |  | 2019-07-06 | 6 | 368619.1931 | 104511.0076 | 247167.5593 | 0 | 351678.5669
4465 | 0.00943% | 0.009161% | [6 empty] | 2019-07-06 | 7 | 2.3527 | 108407.4631 | kWh | GS |  | 2019-07-06 | 7 | 381375.7597 | 108407.4631 | 262253.8683 | 0 | 370661.3314
4466 | 0.008417% | 0.008746% | [6 empty] | 2019-07-06 | 8 | 2.3869 | 109984.0067 | kWh | GS |  | 2019-07-06 | 8 | 424065.1468 | 109984.0067 | 280752.0309 | 0 | 390736.0376
4467 | 0.007673% | 0.008481% | [6 empty] | 2019-07-06 | 9 | 2.66 | 122567.3508 | kWh | GS |  | 2019-07-06 | 9 | 512049.9664 | 122567.3508 | 305316.7478 | 0 | 427884.0986
4468 | 0.007142% | 0.008384% | [6 empty] | 2019-07-06 | 10 | 3.0697 | 141443.871 | kWh | GS |  | 2019-07-06 | 10 | 607225.8611 | 141443.871 | 322618.862 | 0 | 464062.733
4469 | 0.006742% | 0.008551% | [6 empty] | 2019-07-06 | 11 | 3.4451 | 158745.5975 | kWh | GS |  | 2019-07-06 | 11 | 665913.769 | 158745.5975 | 329615.0944 | 0 | 488360.6919
4470 | 0.006743% | 0.008633% | [6 empty] | 2019-07-06 | 12 | 3.6596 | 168626.537 | kWh | GS |  | 2019-07-06 | 12 | 750194.4606 | 168626.537 | 335976.1829 | 0 | 504602.7199
4471 | 0.006976% | 0.009099% | [6 empty] | 2019-07-06 | 13 | 3.793 | 174773.4782 | kWh | GS |  | 2019-07-06 | 13 | 804037.5549 | 174773.4782 | 338447.741 | 0 | 513221.2192
4472 | 0.007757% | 0.009592% | [6 empty] | 2019-07-06 | 14 | 3.9424 | 181655.9064 | kWh | GS |  | 2019-07-06 | 14 | 880543.7676 | 181655.9064 | 335737.5175 | 0 | 517393.4239
4473 | 0.009366% | 0.0105% | [6 empty] | 2019-07-06 | 15 | 4.2221 | 194544.7722 | kWh | GS |  | 2019-07-06 | 15 | 1003192.856 | 194544.7722 | 341354.2703 | 0 | 535899.0425
4474 | 0.01111% | 0.01139% | [6 empty] | 2019-07-06 | 16 | 4.1807 | 192639.6799 | kWh | GS |  | 2019-07-06 | 16 | 1046098.97 | 192639.6799 | 339107.5087 | 0 | 531747.1886
4475 | 0.01218% | 0.01199% | [6 empty] | 2019-07-06 | 17 | 3.7013 | 170550.3294 | kWh | GS |  | 2019-07-06 | 17 | 968989.7677 | 170550.3294 | 319196.5281 | 0 | 489746.8575
4476 | 0.01372% | 0.01239% | [6 empty] | 2019-07-06 | 18 | 3.3679 | 155186.2861 | kWh | GS |  | 2019-07-06 | 18 | 851383.6183 | 155186.2861 | 303664.4919 | 0 | 458850.778
4477 | 0.01471% | 0.0126% | [6 empty] | 2019-07-06 | 19 | 3.2481 | 149667.8748 | kWh | GS |  | 2019-07-06 | 19 | 779499.5171 | 149667.8748 | 294550.0598 | 0 | 444217.9346
4478 | 0.01611% | 0.0127% | [6 empty] | 2019-07-06 | 20 | 3.1326 | 144346.2242 | kWh | GS |  | 2019-07-06 | 20 | 753549.2232 | 144346.2242 | 289837.1623 | 0 | 434183.3865
4479 | 0.01835% | 0.01316% | [6 empty] | 2019-07-06 | 21 | 3.2635 | 150375.0909 | kWh | GS |  | 2019-07-06 | 21 | 728612.5574 | 150375.0909 | 291761.5054 | 0 | 442136.5963
4480 | 0.01913% | 0.01305% | [6 empty] | 2019-07-06 | 22 | 3.2022 | 147553.1545 | kWh | GS |  | 2019-07-06 | 22 | 698179.7182 | 147553.1545 | 284435.6768 | 0 | 431988.8313
4481 | 0.01772% | 0.01202% | [6 empty] | 2019-07-06 | 23 | 3.0624 | 141109.967 | kWh | GS |  | 2019-07-06 | 23 | 657262.8439 | 141109.967 | 268723.606 | 0 | 409833.573
4482 | 0.01557% | 0.01126% | [6 empty] | 2019-07-06 | 24 | 2.8627 | 131909.7937 | kWh | GS |  | 2019-07-06 | 24 | 606239.3744 | 131909.7937 | 255769.4998 | 0 | 387679.2935
4483 | 0.01426% | 0.0109% | [6 empty] | 2019-07-07 | 1 | 2.7474 | 126592.5917 | kWh | GS |  | 2019-07-07 | 1 | 541991.3223 | 126592.5917 | 244906.197 | 0 | 371498.7887
4484 | 0.01378% | 0.01066% | [6 empty] | 2019-07-07 | 2 | 2.6398 | 121638.2174 | kWh | GS |  | 2019-07-07 | 2 | 478236.1979 | 121638.2174 | 239924.4056 | 0 | 361562.623
4485 | 0.01333% | 0.01085% | [6 empty] | 2019-07-07 | 3 | 2.5071 | 115522.217 | kWh | GS |  | 2019-07-07 | 3 | 444649.9499 | 115522.217 | 236431.2282 | 0 | 351953.4452
4486 | 0.01277% | 0.0106% | [6 empty] | 2019-07-07 | 4 | 2.3862 | 109951.934 | kWh | GS |  | 2019-07-07 | 4 | 416904.3074 | 109951.934 | 236583.2748 | 0 | 346535.2088
4487 | 0.01202% | 0.01006% | [6 empty] | 2019-07-07 | 5 | 2.3998 | 110579.9629 | kWh | GS |  | 2019-07-07 | 5 | 402132.821 | 110579.9629 | 241143.8665 | 0 | 351723.8294
4488 | 0.01109% | 0.009517% | [6 empty] | 2019-07-07 | 6 | 2.4089 | 110997.7049 | kWh | GS |  | 2019-07-07 | 6 | 398998.2086 | 110997.7049 | 247333.7398 | 0 | 358331.4447
4489 | 0.009914% | 0.00912% | [6 empty] | 2019-07-07 | 7 | 2.415 | 111279.4053 | kWh | GS |  | 2019-07-07 | 7 | 400469.0344 | 111279.4053 | 258450.5849 | 0 | 369729.9902
4490 | 0.008748% | 0.008876% | [6 empty] | 2019-07-07 | 8 | 2.364 | 108926.4467 | kWh | GS |  | 2019-07-07 | 8 | 440923.1648 | 108926.4467 | 268539.4907 | 0 | 377465.9374
4491 | 0.008133% | 0.00864% | [6 empty] | 2019-07-07 | 9 | 2.5867 | 119188.9632 | kWh | GS |  | 2019-07-07 | 9 | 513428.7994 | 119188.9632 | 290384.7646 | 0 | 409573.7278
4492 | 0.007626% | 0.008507% | [6 empty] | 2019-07-07 | 10 | 3.1354 | 144472.8763 | kWh | GS |  | 2019-07-07 | 10 | 601023.3379 | 144472.8763 | 305141.3359 | 0 | 449614.2122
4493 | 0.007356% | 0.008634% | [6 empty] | 2019-07-07 | 11 | 3.5168 | 162048.2216 | kWh | GS |  | 2019-07-07 | 11 | 695426.3665 | 162048.2216 | 323387.2059 | 0 | 485435.4275
4494 | 0.007298% | 0.008796% | [6 empty] | 2019-07-07 | 12 | 3.8284 | 176406.5604 | kWh | GS |  | 2019-07-07 | 12 | 742591.0518 | 176406.5604 | 329661.5855 | 0 | 506068.1459
4495 | 0.007325% | 0.009076% | [6 empty] | 2019-07-07 | 13 | 3.752 | 172886.7486 | kWh | GS |  | 2019-07-07 | 13 | 813040.8576 | 172886.7486 | 322848.3551 | 0 | 495735.1037
4496 | 0.008065% | 0.009266% | [6 empty] | 2019-07-07 | 14 | 3.5852 | 165198.5242 | kWh | GS |  | 2019-07-07 | 14 | 849311.4186 | 165198.5242 | 317747.227 | 0 | 482945.7512
4497 | 0.009391% | 0.01005% | [6 empty] | 2019-07-07 | 15 | 3.53 | 162655.1977 | kWh | GS |  | 2019-07-07 | 15 | 905184.71 | 162655.1977 | 321530.5342 | 0 | 484185.7319
4498 | 0.01099% | 0.01104% | [6 empty] | 2019-07-07 | 16 | 3.7473 | 172666.6777 | kWh | GS |  | 2019-07-07 | 16 | 1004012.39 | 172666.6777 | 336103.4878 | 0 | 508770.1655
4499 | 0.01272% | 0.01192% | [6 empty] | 2019-07-07 | 17 | 3.9674 | 182807.723 | kWh | GS |  | 2019-07-07 | 17 | 1122038.446 | 182807.723 | 343040.0552 | 0 | 525847.7782
4500 | 0.01358% | 0.01242% | [6 empty] | 2019-07-07 | 18 | 4.0705 | 187561.2404 | kWh | GS |  | 2019-07-07 | 18 | 1194917.397 | 187561.2404 | 342588.9502 | 0 | 530150.1906
4501 | 0.01487% | 0.01217% | [6 empty] | 2019-07-07 | 19 | 3.9719 | 183015.2515 | kWh | GS |  | 2019-07-07 | 19 | 1176781.553 | 183015.2515 | 335029.6428 | 0 | 518044.8943
4502 | 0.01554% | 0.01186% | [6 empty] | 2019-07-07 | 20 | 3.7459 | 172602.4501 | kWh | GS |  | 2019-07-07 | 20 | 1118624.344 | 172602.4501 | 317390.8606 | 0 | 489993.3107
4503 | 0.01656% | 0.01189% | [6 empty] | 2019-07-07 | 21 | 3.6155 | 166595.776 | kWh | GS |  | 2019-07-07 | 21 | 1034285.173 | 166595.776 | 303517.7462 | 0 | 470113.5222
4504 | 0.01836% | 0.01249% | [6 empty] | 2019-07-07 | 22 | 3.3721 | 155381.0321 | kWh | GS |  | 2019-07-07 | 22 | 953014.0566 | 155381.0321 | 290856.0862 | 0 | 446237.1183
4505 | 0.02052% | 0.01291% | [6 empty] | 2019-07-07 | 23 | 3.1486 | 145080.8476 | kWh | GS |  | 2019-07-07 | 23 | 841811.0376 | 145080.8476 | 276112.3557 | 0 | 421193.2033
4506 | 0.02186% | 0.01301% | [6 empty] | 2019-07-07 | 24 | 2.956 | 136208.2395 | kWh | GS |  | 2019-07-07 | 24 | 734139.0287 | 136208.2395 | 264312.3899 | 0 | 400520.6294
4507 | 0.02152% | 0.01272% | [6 empty] | 2019-07-08 | 1 | 2.795 | 128787.02 | kWh | GS |  | 2019-07-08 | 1 | 633028.4252 | 128787.02 | 253639.9735 | 0 | 382426.9935
4508 | 0.02046% | 0.01203% | [6 empty] | 2019-07-08 | 2 | 2.6957 | 124210.82 | kWh | GS |  | 2019-07-08 | 2 | 562499.4908 | 124210.82 | 250466.7553 | 0 | 374677.5753
4509 | 0.01892% | 0.01154% | [6 empty] | 2019-07-08 | 3 | 2.5298 | 116567.8486 | kWh | GS |  | 2019-07-08 | 3 | 500805.3675 | 116567.8486 | 247682.7524 | 0 | 364250.601
4510 | 0.01743% | 0.01095% | [6 empty] | 2019-07-08 | 4 | 2.468 | 113720.1455 | kWh | GS |  | 2019-07-08 | 4 | 461728.2943 | 113720.1455 | 245197.9201 | 0 | 358918.0656
4511 | 0.0154% | 0.01034% | [6 empty] | 2019-07-08 | 5 | 2.4561 | 113170.1623 | kWh | GS |  | 2019-07-08 | 5 | 436573.8344 | 113170.1623 | 262620.7824 | 0 | 375790.9447
4512 | 0.01343% | 0.009832% | [6 empty] | 2019-07-08 | 6 | 2.5599 | 117955.9378 | kWh | GS |  | 2019-07-08 | 6 | 462766.3521 | 117955.9378 | 306277.842 | 0 | 424233.7798
4513 | 0.01158% | 0.009388% | [6 empty] | 2019-07-08 | 7 | 2.9061 | 133908.0305 | kWh | GS |  | 2019-07-08 | 7 | 498948.4447 | 133908.0305 | 354306.8984 | 0 | 488214.9289
4514 | 0.01029% | 0.009198% | [6 empty] | 2019-07-08 | 8 | 3.2267 | 148678.9247 | kWh | GS |  | 2019-07-08 | 8 | 516776.7092 | 148678.9247 | 391034.7887 | 0 | 539713.7134
4515 | 0.00916% | 0.008942% | [6 empty] | 2019-07-08 | 9 | 3.832 | 176571.7233 | kWh | GS |  | 2019-07-08 | 9 | 539947.9848 | 176571.7233 | 429603.4927 | 0 | 606175.216
4516 | 0.008446% | 0.008811% | [6 empty] | 2019-07-08 | 10 | 4.5346 | 208946.6958 | kWh | GS |  | 2019-07-08 | 10 | 603035.0761 | 208946.6958 | 454277.0015 | 0 | 663223.6973
4517 | 0.007986% | 0.009225% | [6 empty] | 2019-07-08 | 11 | 5.1044 | 235199.9407 | kWh | GS |  | 2019-07-08 | 11 | 730101.3446 | 235199.9407 | 475187.7674 | 0 | 710387.7081
4518 | 0.008465% | 0.01041% | [6 empty] | 2019-07-08 | 12 | 5.4942 | 253163.8747 | kWh | GS |  | 2019-07-08 | 12 | 859164.4884 | 253163.8747 | 490035.8828 | 0 | 743199.7575
4519 | 0.009126% | 0.01198% | [6 empty] | 2019-07-08 | 13 | 5.7227 | 263691.8015 | kWh | GS |  | 2019-07-08 | 13 | 989244.679 | 263691.8015 | 500451.0621 | 0 | 764142.8636
4520 | 0.009453% | 0.01325% | [6 empty] | 2019-07-08 | 14 | 5.8617 | 270093.6903 | kWh | GS |  | 2019-07-08 | 14 | 1089743.863 | 270093.6903 | 507165.0454 | 0 | 777258.7357
4521 | 0.009876% | 0.01488% | [6 empty] | 2019-07-08 | 15 | 6.0078 | 276825.3952 | kWh | GS |  | 2019-07-08 | 15 | 1174495.41 | 276825.3952 | 506014.8841 | 0 | 782840.2793
4522 | 0.01103% | 0.01628% | [6 empty] | 2019-07-08 | 16 | 6.0653 | 279478.7309 | kWh | GS |  | 2019-07-08 | 16 | 1230951.537 | 279478.7309 | 493976.5678 | 0 | 773455.2987
4523 | 0.01335% | 0.01744% | [6 empty] | 2019-07-08 | 17 | 5.8785 | 270871.6868 | kWh | GS |  | 2019-07-08 | 17 | 1266960.645 | 270871.6868 | 480826.9207 | 0 | 751698.6075
4524 | 0.01572% | 0.01824% | [6 empty] | 2019-07-08 | 18 | 5.3252 | 245376.1145 | kWh | GS |  | 2019-07-08 | 18 | 1305888.025 | 245376.1145 | 454628.1041 | 0 | 700004.2186
4525 | 0.01809% | 0.01876% | [6 empty] | 2019-07-08 | 19 | 4.6916 | 216178.635 | kWh | GS |  | 2019-07-08 | 19 | 1250852.101 | 216178.635 | 410302.9646 | 0 | 626481.5996
4526 | 0.01993% | 0.01908% | [6 empty] | 2019-07-08 | 20 | 4.246 | 195648.0767 | kWh | GS |  | 2019-07-08 | 20 | 1156248.124 | 195648.0767 | 378687.8739 | 0 | 574335.9506
4527 | 0.02148% | 0.01922% | [6 empty] | 2019-07-08 | 21 | 3.9856 | 183650.6332 | kWh | GS |  | 2019-07-08 | 21 | 1084598.171 | 183650.6332 | 367748.0193 | 0 | 551398.6525
4528 | 0.02252% | 0.01899% | [6 empty] | 2019-07-08 | 22 | 3.6681 | 169019.9046 | kWh | GS |  | 2019-07-08 | 22 | 1001225.518 | 169019.9046 | 346617.2117 | 0 | 515637.1163
4529 | 0.02317% | 0.01845% | [6 empty] | 2019-07-08 | 23 | 3.3577 | 154715.7314 | kWh | GS |  | 2019-07-08 | 23 | 906159.0677 | 154715.7314 | 312862.2295 | 0 | 467577.9609
4530 | 0.02389% | 0.01718% | [6 empty] | 2019-07-08 | 24 | 3.1237 | 143934.4115 | kWh | GS |  | 2019-07-08 | 24 | 793531.8497 | 143934.4115 | 290859.323 | 0 | 434793.7345
4531 | 0.02288% | 0.01538% | [6 empty] | 2019-07-09 | 1 | 2.8857 | 132966.0576 | kWh | GS |  | 2019-07-09 | 1 | 690856.3953 | 132966.0576 | 277736.69 | 0 | 410702.7476
4532 | 0.02115% | 0.0141% | [6 empty] | 2019-07-09 | 2 | 2.7852 | 128334.2862 | kWh | GS |  | 2019-07-09 | 2 | 617822.9319 | 128334.2862 | 272779.1363 | 0 | 401113.4225
4533 | 0.01984% | 0.01354% | [6 empty] | 2019-07-09 | 3 | 2.6865 | 123787.9437 | kWh | GS |  | 2019-07-09 | 3 | 553406.6573 | 123787.9437 | 268100.8693 | 0 | 391888.813
4534 | 0.01831% | 0.01266% | [6 empty] | 2019-07-09 | 4 | 2.6375 | 121530.9507 | kWh | GS |  | 2019-07-09 | 4 | 509823.6706 | 121530.9507 | 267647.6164 | 0 | 389178.5671
4535 | 0.01657% | 0.01148% | [6 empty] | 2019-07-09 | 5 | 2.6597 | 122554.9544 | kWh | GS |  | 2019-07-09 | 5 | 485422.0928 | 122554.9544 | 278657.7688 | 0 | 401212.7232
4536 | 0.01451% | 0.01067% | [6 empty] | 2019-07-09 | 6 | 2.7808 | 128135.5517 | kWh | GS |  | 2019-07-09 | 6 | 493672.3168 | 128135.5517 | 315360.1059 | 0 | 443495.6576
4537 | 0.01264% | 0.01008% | [6 empty] | 2019-07-09 | 7 | 3.0531 | 140682.4704 | kWh | GS |  | 2019-07-09 | 7 | 535087.1074 | 140682.4704 | 364695.3465 | 0 | 505377.8169
4538 | 0.0113% | 0.009847% | [6 empty] | 2019-07-09 | 8 | 3.4375 | 158393.1147 | kWh | GS |  | 2019-07-09 | 8 | 549953.3348 | 158393.1147 | 397765.6384 | 0 | 556158.7531
4539 | 0.01012% | 0.00962% | [6 empty] | 2019-07-09 | 9 | 4.1244 | 190042.4895 | kWh | GS |  | 2019-07-09 | 9 | 576910.2871 | 190042.4895 | 443077.5442 | 0 | 633120.0337
4540 | 0.009325% | 0.009554% | [6 empty] | 2019-07-09 | 10 | 4.8553 | 223724.2389 | kWh | GS |  | 2019-07-09 | 10 | 649221.4483 | 223724.2389 | 475466.7709 | 0 | 699191.0098
4541 | 0.008879% | 0.009849% | [6 empty] | 2019-07-09 | 11 | 5.4249 | 249967.4666 | kWh | GS |  | 2019-07-09 | 11 | 774941.9611 | 249967.4666 | 496351.7287 | 0 | 746319.1953
4542 | 0.00903% | 0.01089% | [6 empty] | 2019-07-09 | 12 | 5.7493 | 264916.3188 | kWh | GS |  | 2019-07-09 | 12 | 913548.5404 | 264916.3188 | 511318.1008 | 0 | 776234.4196
4543 | 0.009787% | 0.01241% | [6 empty] | 2019-07-09 | 13 | 5.9069 | 272177.3289 | kWh | GS |  | 2019-07-09 | 13 | 1043222.044 | 272177.3289 | 518204.7509 | 0 | 790382.0798
4544 | 0.01006% | 0.01365% | [6 empty] | 2019-07-09 | 14 | 6.0397 | 278299.3245 | kWh | GS |  | 2019-07-09 | 14 | 1107988.259 | 278299.3245 | 522753.8533 | 0 | 801053.1778
4545 | 0.01055% | 0.01554% | [6 empty] | 2019-07-09 | 15 | 6.1498 | 283370.624 | kWh | GS |  | 2019-07-09 | 15 | 1156741.098 | 283370.624 | 515684.7972 | 0 | 799055.4212
4546 | 0.01188% | 0.01716% | [6 empty] | 2019-07-09 | 16 | 5.955 | 274393.4712 | kWh | GS |  | 2019-07-09 | 16 | 1182997.827 | 274393.4712 | 497234.7183 | 0 | 771628.1895
4547 | 0.01417% | 0.01832% | [6 empty] | 2019-07-09 | 17 | 5.6305 | 259440.3517 | kWh | GS |  | 2019-07-09 | 17 | 1173416.415 | 259440.3517 | 464832.0044 | 0 | 724272.3561
4548 | 0.01671% | 0.01906% | [6 empty] | 2019-07-09 | 18 | 5.0613 | 233215.319 | kWh | GS |  | 2019-07-09 | 18 | 1158782.675 | 233215.319 | 434111.2809 | 0 | 667326.5999
4549 | 0.01908% | 0.0194% | [6 empty] | 2019-07-09 | 19 | 4.583 | 211175.8123 | kWh | GS |  | 2019-07-09 | 19 | 1168119.373 | 211175.8123 | 404483.6604 | 0 | 615659.4727
4550 | 0.02027% | 0.01966% | [6 empty] | 2019-07-09 | 20 | 4.1289 | 190252.8374 | kWh | GS |  | 2019-07-09 | 20 | 1098479.031 | 190252.8374 | 377940.0708 | 0 | 568192.9082
4551 | 0.02116% | 0.01962% | [6 empty] | 2019-07-09 | 21 | 3.9316 | 181159.1907 | kWh | GS |  | 2019-07-09 | 21 | 1043914.82 | 181159.1907 | 362465.8075 | 0 | 543624.9982
4552 | 0.02164% | 0.01894% | [6 empty] | 2019-07-09 | 22 | 3.6337 | 167433.761 | kWh | GS |  | 2019-07-09 | 22 | 971485.8884 | 167433.761 | 341020.732 | 0 | 508454.493
4553 | 0.02146% | 0.01778% | [6 empty] | 2019-07-09 | 23 | 3.401 | 156713.1428 | kWh | GS |  | 2019-07-09 | 23 | 858678.402 | 156713.1428 | 312390.6522 | 0 | 469103.795
4554 | 0.0212% | 0.01638% | [6 empty] | 2019-07-09 | 24 | 3.0852 | 142157.5945 | kWh | GS |  | 2019-07-09 | 24 | 754802.4463 | 142157.5945 | 293246.9285 | 0 | 435404.523
4555 | 0.02137% | 0.01511% | [6 empty] | 2019-07-10 | 1 | 2.9334 | 135165.2016 | kWh | GS |  | 2019-07-10 | 1 | 657993.9282 | 135165.2016 | 278849.7739 | 0 | 414014.9755
4556 | 0.02009% | 0.01395% | [6 empty] | 2019-07-10 | 2 | 2.7891 | 128514.0867 | kWh | GS |  | 2019-07-10 | 2 | 593526.2689 | 128514.0867 | 274118.9371 | 0 | 402633.0238
4557 | 0.01909% | 0.01334% | [6 empty] | 2019-07-10 | 3 | 2.6781 | 123401.114 | kWh | GS |  | 2019-07-10 | 3 | 538123.7733 | 123401.114 | 268601.2665 | 0 | 392002.3805
4558 | 0.01777% | 0.01248% | [6 empty] | 2019-07-10 | 4 | 2.624 | 120909.399 | kWh | GS |  | 2019-07-10 | 4 | 507691.5824 | 120909.399 | 268686.7709 | 0 | 389596.1699
4559 | 0.01571% | 0.01152% | [6 empty] | 2019-07-10 | 5 | 2.6059 | 120074.6166 | kWh | GS |  | 2019-07-10 | 5 | 482091.1365 | 120074.6166 | 279939.5945 | 0 | 400014.2111
4560 | 0.01381% | 0.01069% | [6 empty] | 2019-07-10 | 6 | 2.7539 | 126892.7265 | kWh | GS |  | 2019-07-10 | 6 | 490428.6995 | 126892.7265 | 316214.4017 | 0 | 443107.1282
4561 | 0.01204% | 0.01016% | [6 empty] | 2019-07-10 | 7 | 3.0776 | 141808.701 | kWh | GS |  | 2019-07-10 | 7 | 536815.1436 | 141808.701 | 361356.7473 | 0 | 503165.4483
4562 | 0.01086% | 0.009884% | [6 empty] | 2019-07-10 | 8 | 3.404 | 156847.6972 | kWh | GS |  | 2019-07-10 | 8 | 532892.7587 | 156847.6972 | 398576.7197 | 0 | 555424.4169
4563 | 0.009843% | 0.009623% | [6 empty] | 2019-07-10 | 9 | 4.0178 | 185132.7684 | kWh | GS |  | 2019-07-10 | 9 | 559124.1594 | 185132.7684 | 437156.1028 | 0 | 622288.8712
4564 | 0.009286% | 0.009564% | [6 empty] | 2019-07-10 | 10 | 4.6976 | 216457.7251 | kWh | GS |  | 2019-07-10 | 10 | 613874.8751 | 216457.7251 | 458432.1444 | 0 | 674889.8695
4565 | 0.008818% | 0.00982% | [6 empty] | 2019-07-10 | 11 | 5.1275 | 236267.2403 | kWh | GS |  | 2019-07-10 | 11 | 701090.9419 | 236267.2403 | 476518.0298 | 0 | 712785.2701
4566 | 0.008971% | 0.01088% | [6 empty] | 2019-07-10 | 12 | 5.4978 | 253326.6264 | kWh | GS |  | 2019-07-10 | 12 | 815834.0601 | 253326.6264 | 490455.0156 | 0 | 743781.642
4567 | 0.009819% | 0.01235% | [6 empty] | 2019-07-10 | 13 | 5.8092 | 267674.8955 | kWh | GS |  | 2019-07-10 | 13 | 925982.0817 | 267674.8955 | 501073.169 | 0 | 768748.0645
4568 | 0.009747% | 0.01363% | [6 empty] | 2019-07-10 | 14 | 6.0219 | 277477.5559 | kWh | GS |  | 2019-07-10 | 14 | 1034003.731 | 277477.5559 | 508467.045 | 0 | 785944.6009
4569 | 0.01023% | 0.01528% | [6 empty] | 2019-07-10 | 15 | 6.1336 | 282624.8094 | kWh | GS |  | 2019-07-10 | 15 | 1099233.553 | 282624.8094 | 503951.6549 | 0 | 786576.4643
4570 | 0.01123% | 0.01657% | [6 empty] | 2019-07-10 | 16 | 6.0516 | 278845.0987 | kWh | GS |  | 2019-07-10 | 16 | 1142697.921 | 278845.0987 | 486713.3958 | 0 | 765558.4945
4571 | 0.01282% | 0.0175% | [6 empty] | 2019-07-10 | 17 | 5.5676 | 256544.6752 | kWh | GS |  | 2019-07-10 | 17 | 1123208.38 | 256544.6752 | 456799.899 | 0 | 713344.5742
4572 | 0.01492% | 0.01826% | [6 empty] | 2019-07-10 | 18 | 4.7489 | 218821.5927 | kWh | GS |  | 2019-07-10 | 18 | 1068404.244 | 218821.5927 | 422495.1684 | 0 | 641316.7611
4573 | 0.01694% | 0.01887% | [6 empty] | 2019-07-10 | 19 | 4.234 | 195092.8729 | kWh | GS |  | 2019-07-10 | 19 | 993183.6351 | 195092.8729 | 383858.6608 | 0 | 578951.5337
4574 | 0.01891% | 0.01929% | [6 empty] | 2019-07-10 | 20 | 3.9987 | 184251.5433 | kWh | GS |  | 2019-07-10 | 20 | 940613.712 | 184251.5433 | 367132.5902 | 0 | 551384.1335
4575 | 0.02011% | 0.01931% | [6 empty] | 2019-07-10 | 21 | 3.8217 | 176097.8459 | kWh | GS |  | 2019-07-10 | 21 | 896218.6229 | 176097.8459 | 357688.1619 | 0 | 533786.0078
4576 | 0.0209% | 0.01879% | [6 empty] | 2019-07-10 | 22 | 3.5248 | 162415.1602 | kWh | GS |  | 2019-07-10 | 22 | 857727.9442 | 162415.1602 | 339540.2867 | 0 | 501955.4469
4577 | 0.02055% | 0.01751% | [6 empty] | 2019-07-10 | 23 | 3.286 | 151414.3832 | kWh | GS |  | 2019-07-10 | 23 | 787114.5887 | 151414.3832 | 312126.8742 | 0 | 463541.2574
4578 | 0.01954% | 0.01574% | [6 empty] | 2019-07-10 | 24 | 3.0089 | 138645.8639 | kWh | GS |  | 2019-07-10 | 24 | 682974.2917 | 138645.8639 | 290667.576 | 0 | 429313.4399
4579 | 0.01817% | 0.01421% | [6 empty] | 2019-07-11 | 1 | 2.801 | 129064.6272 | kWh | GS |  | 2019-07-11 | 1 | 611315.2188 | 129064.6272 | 277864.8751 | 0 | 406929.5023
4580 | 0.01721% | 0.01354% | [6 empty] | 2019-07-11 | 2 | 2.6965 | 124249.5839 | kWh | GS |  | 2019-07-11 | 2 | 545430.3601 | 124249.5839 | 272909.9253 | 0 | 397159.5092
4581 | 0.01639% | 0.0131% | [6 empty] | 2019-07-11 | 3 | 2.5874 | 119220.2102 | kWh | GS |  | 2019-07-11 | 3 | 497701.1512 | 119220.2102 | 267001.6528 | 0 | 386221.863
4582 | 0.01569% | 0.01232% | [6 empty] | 2019-07-11 | 4 | 2.5361 | 116856.7046 | kWh | GS |  | 2019-07-11 | 4 | 469652.8126 | 116856.7046 | 267717.8179 | 0 | 384574.5225
4583 | 0.0144% | 0.01138% | [6 empty] | 2019-07-11 | 5 | 2.5781 | 118793.7116 | kWh | GS |  | 2019-07-11 | 5 | 453814.0308 | 118793.7116 | 273770.5688 | 0 | 392564.2804
4584 | 0.01249% | 0.01054% | [6 empty] | 2019-07-11 | 6 | 2.6614 | 122632.4593 | kWh | GS |  | 2019-07-11 | 6 | 462917.4372 | 122632.4593 | 311231.7356 | 0 | 433864.1949
4585 | 0.01118% | 0.009989% | [6 empty] | 2019-07-11 | 7 | 2.9877 | 137665.8556 | kWh | GS |  | 2019-07-11 | 7 | 499232.5082 | 137665.8556 | 356164.2408 | 0 | 493830.0964
4586 | 0.009977% | 0.009749% | [6 empty] | 2019-07-11 | 8 | 3.3609 | 154862.6072 | kWh | GS |  | 2019-07-11 | 8 | 509560.8119 | 154862.6072 | 393220.0825 | 0 | 548082.6897
4587 | 0.009104% | 0.009481% | [6 empty] | 2019-07-11 | 9 | 4.0988 | 188866.2431 | kWh | GS |  | 2019-07-11 | 9 | 545606.8319 | 188866.2431 | 438234.4814 | 0 | 627100.7245
4588 | 0.008591% | 0.009441% | [6 empty] | 2019-07-11 | 10 | 4.8381 | 222930.766 | kWh | GS |  | 2019-07-11 | 10 | 628096.043 | 222930.766 | 469751.7024 | 0 | 692682.4684
4589 | 0.008301% | 0.009637% | [6 empty] | 2019-07-11 | 11 | 5.3808 | 247935.3435 | kWh | GS |  | 2019-07-11 | 11 | 730634.5555 | 247935.3435 | 487054.5898 | 0 | 734989.9333
4590 | 0.008467% | 0.01065% | [6 empty] | 2019-07-11 | 12 | 5.7817 | 266411.2709 | kWh | GS |  | 2019-07-11 | 12 | 839674.3284 | 266411.2709 | 497092.4375 | 0 | 763503.7084
4591 | 0.009132% | 0.01212% | [6 empty] | 2019-07-11 | 13 | 5.9301 | 273248.7923 | kWh | GS |  | 2019-07-11 | 13 | 961910.0179 | 273248.7923 | 496633.8059 | 0 | 769882.5982
4592 | 0.009321% | 0.01345% | [6 empty] | 2019-07-11 | 14 | 6.0962 | 280901.6165 | kWh | GS |  | 2019-07-11 | 14 | 1059124.392 | 280901.6165 | 508869.0837 | 0 | 789770.7002
4593 | 0.00998% | 0.01539% | [6 empty] | 2019-07-11 | 15 | 6.1248 | 282219.6253 | kWh | GS |  | 2019-07-11 | 15 | 1128804.498 | 282219.6253 | 512012.5741 | 0 | 794232.1994
4594 | 0.01149% | 0.017% | [6 empty] | 2019-07-11 | 16 | 6.1224 | 282109.9938 | kWh | GS |  | 2019-07-11 | 16 | 1170296.55 | 282109.9938 | 501308.7108 | 0 | 783418.7046
4595 | 0.01336% | 0.01804% | [6 empty] | 2019-07-11 | 17 | 5.9895 | 275985.2627 | kWh | GS |  | 2019-07-11 | 17 | 1221094.968 | 275985.2627 | 480553.3549 | 0 | 756538.6176
4596 | 0.01536% | 0.01874% | [6 empty] | 2019-07-11 | 18 | 5.3615 | 247047.9309 | kWh | GS |  | 2019-07-11 | 18 | 1247952.244 | 247047.9309 | 448475.6593 | 0 | 695523.5902
4597 | 0.01759% | 0.0189% | [6 empty] | 2019-07-11 | 19 | 4.5005 | 207372.0941 | kWh | GS |  | 2019-07-11 | 19 | 1091302.028 | 207372.0941 | 385783.2919 | 0 | 593155.386
4598 | 0.01937% | 0.01939% | [6 empty] | 2019-07-11 | 20 | 4.0862 | 188285.9394 | kWh | GS |  | 2019-07-11 | 20 | 1017293.291 | 188285.9394 | 363629.4426 | 0 | 551915.382
4599 | 0.02065% | 0.0195% | [6 empty] | 2019-07-11 | 21 | 3.8773 | 178660.1942 | kWh | GS |  | 2019-07-11 | 21 | 944942.6466 | 178660.1942 | 354832.9555 | 0 | 533493.1497
4600 | 0.02141% | 0.01923% | [6 empty] | 2019-07-11 | 22 | 3.5983 | 165803.2507 | kWh | GS |  | 2019-07-11 | 22 | 895360.6567 | 165803.2507 | 338800.8533 | 0 | 504604.104
4601 | 0.02234% | 0.01857% | [6 empty] | 2019-07-11 | 23 | 3.2662 | 150501.8195 | kWh | GS |  | 2019-07-11 | 23 | 826274.5071 | 150501.8195 | 309161.1958 | 0 | 459663.0153
4602 | 0.02283% | 0.01707% | [6 empty] | 2019-07-11 | 24 | 3.0317 | 139695.7309 | kWh | GS |  | 2019-07-11 | 24 | 712191.4434 | 139695.7309 | 289190.7201 | 0 | 428886.451
4603 | 0.01996% | 0.01456% | [6 empty] | 2019-07-12 | 1 | 2.8795 | 132682.0228 | kWh | GS |  | 2019-07-12 | 1 | 620012.9459 | 132682.0228 | 275197.5931 | 0 | 407879.6159
4604 | 0.01861% | 0.01355% | [6 empty] | 2019-07-12 | 2 | 2.7731 | 127779.3398 | kWh | GS |  | 2019-07-12 | 2 | 566478.5635 | 127779.3398 | 267929.8461 | 0 | 395709.1859
4605 | 0.01728% | 0.0131% | [6 empty] | 2019-07-12 | 3 | 2.6715 | 123095.8772 | kWh | GS |  | 2019-07-12 | 3 | 500603.0807 | 123095.8772 | 260634.6542 | 0 | 383730.5314
4606 | 0.01638% | 0.01239% | [6 empty] | 2019-07-12 | 4 | 2.576 | 118698.8729 | kWh | GS |  | 2019-07-12 | 4 | 461249.8915 | 118698.8729 | 259561.431 | 0 | 378260.3039
4607 | 0.01511% | 0.01128% | [6 empty] | 2019-07-12 | 5 | 2.5982 | 119717.6872 | kWh | GS |  | 2019-07-12 | 5 | 448478.3606 | 119717.6872 | 271839.5122 | 0 | 391557.1994
4608 | 0.01303% | 0.01053% | [6 empty] | 2019-07-12 | 6 | 2.6891 | 123906.7143 | kWh | GS |  | 2019-07-12 | 6 | 456086.3255 | 123906.7143 | 308021.5411 | 0 | 431928.2554
4609 | 0.01134% | 0.01001% | [6 empty] | 2019-07-12 | 7 | 2.9854 | 137562.3929 | kWh | GS |  | 2019-07-12 | 7 | 492399.7309 | 137562.3929 | 352106.9184 | 0 | 489669.3113
4610 | 0.01036% | 0.009714% | [6 empty] | 2019-07-12 | 8 | 3.2938 | 151773.3093 | kWh | GS |  | 2019-07-12 | 8 | 510078.1572 | 151773.3093 | 389969.0431 | 0 | 541742.3524
4611 | 0.009157% | 0.00942% | [6 empty] | 2019-07-12 | 9 | 3.9571 | 182337.1578 | kWh | GS |  | 2019-07-12 | 9 | 548015.0023 | 182337.1578 | 426296.0149 | 0 | 608633.1727
4612 | 0.008437% | 0.009286% | [6 empty] | 2019-07-12 | 10 | 4.6671 | 215049.1147 | kWh | GS |  | 2019-07-12 | 10 | 623214.4469 | 215049.1147 | 453922.5912 | 0 | 668971.7059
4613 | 0.008203% | 0.009612% | [6 empty] | 2019-07-12 | 11 | 5.1774 | 238565.3957 | kWh | GS |  | 2019-07-12 | 11 | 732791.5731 | 238565.3957 | 474013.6902 | 0 | 712579.0859
4614 | 0.008342% | 0.0106% | [6 empty] | 2019-07-12 | 12 | 5.6394 | 259852.9783 | kWh | GS |  | 2019-07-12 | 12 | 865971.2608 | 259852.9783 | 487158.3754 | 0 | 747011.3537
4615 | 0.009007% | 0.01202% | [6 empty] | 2019-07-12 | 13 | 5.7386 | 264421.7314 | kWh | GS |  | 2019-07-12 | 13 | 971788.1897 | 264421.7314 | 489364.2191 | 0 | 753785.9505
4616 | 0.00933% | 0.0133% | [6 empty] | 2019-07-12 | 14 | 5.791 | 266836.0397 | kWh | GS |  | 2019-07-12 | 14 | 1045771.73 | 266836.0397 | 494974.3152 | 0 | 761810.3549
4617 | 0.01002% | 0.01494% | [6 empty] | 2019-07-12 | 15 | 5.8279 | 268539.1484 | kWh | GS |  | 2019-07-12 | 15 | 1098212.504 | 268539.1484 | 490767.1865 | 0 | 759306.3349
4618 | 0.0114% | 0.01642% | [6 empty] | 2019-07-12 | 16 | 5.6462 | 260166.5935 | kWh | GS |  | 2019-07-12 | 16 | 1110979.674 | 260166.5935 | 471997.6633 | 0 | 732164.2568
4619 | 0.0134% | 0.01749% | [6 empty] | 2019-07-12 | 17 | 5.2303 | 241002.8952 | kWh | GS |  | 2019-07-12 | 17 | 1084214.48 | 241002.8952 | 442473.5609 | 0 | 683476.4561
4620 | 0.01584% | 0.01834% | [6 empty] | 2019-07-12 | 18 | 4.5877 | 211391.7227 | kWh | GS |  | 2019-07-12 | 18 | 1044398.557 | 211391.7227 | 409367.1725 | 0 | 620758.8952
4621 | 0.01778% | 0.0185% | [6 empty] | 2019-07-12 | 19 | 4.0914 | 188524.2319 | kWh | GS |  | 2019-07-12 | 19 | 951137.2784 | 188524.2319 | 371593.6625 | 0 | 560117.8944
4622 | 0.01913% | 0.0187% | [6 empty] | 2019-07-12 | 20 | 3.6842 | 169759.1961 | kWh | GS |  | 2019-07-12 | 20 | 867549.773 | 169759.1961 | 345337.8888 | 0 | 515097.0849
4623 | 0.02009% | 0.01864% | [6 empty] | 2019-07-12 | 21 | 3.5831 | 165103.9277 | kWh | GS |  | 2019-07-12 | 21 | 818171.4515 | 165103.9277 | 335432.4643 | 0 | 500536.392
4624 | 0.02032% | 0.01797% | [6 empty] | 2019-07-12 | 22 | 3.4011 | 156714.928 | kWh | GS |  | 2019-07-12 | 22 | 771621.4785 | 156714.928 | 317180.9699 | 0 | 473895.8979
4625 | 0.01983% | 0.01678% | [6 empty] | 2019-07-12 | 23 | 3.1396 | 144668.2435 | kWh | GS |  | 2019-07-12 | 23 | 706457.2019 | 144668.2435 | 287315.5972 | 0 | 431983.8407
4626 | 0.0191% | 0.01524% | [6 empty] | 2019-07-12 | 24 | 2.9435 | 135629.3588 | kWh | GS |  | 2019-07-12 | 24 | 624271.2332 | 135629.3588 | 269473.45 | 0 | 405102.8088
4627 | 0.0174% | 0.01375% | [6 empty] | 2019-07-13 | 1 | 2.7933 | 128709.7427 | kWh | GS |  | 2019-07-13 | 1 | 568540.7135 | 128709.7427 | 258663.2002 | 0 | 387372.9429
4628 | 0.01587% | 0.01264% | [6 empty] | 2019-07-13 | 2 | 2.6256 | 120983.9913 | kWh | GS |  | 2019-07-13 | 2 | 508230.1813 | 120983.9913 | 250725.9295 | 0 | 371709.9208
4629 | 0.01497% | 0.01229% | [6 empty] | 2019-07-13 | 3 | 2.4512 | 112946.8226 | kWh | GS |  | 2019-07-13 | 3 | 463537.2352 | 112946.8226 | 245926.7291 | 0 | 358873.5517
4630 | 0.01411% | 0.01163% | [6 empty] | 2019-07-13 | 4 | 2.3809 | 109707.1245 | kWh | GS |  | 2019-07-13 | 4 | 421872.2894 | 109707.1245 | 244442.0279 | 0 | 354149.1524
4631 | 0.01292% | 0.0106% | [6 empty] | 2019-07-13 | 5 | 2.3826 | 109785.5559 | kWh | GS |  | 2019-07-13 | 5 | 409615.1276 | 109785.5559 | 249271.9234 | 0 | 359057.4793
4632 | 0.01142% | 0.009944% | [6 empty] | 2019-07-13 | 6 | 2.4558 | 113159.4032 | kWh | GS |  | 2019-07-13 | 6 | 399343.7865 | 113159.4032 | 258379.529 | 0 | 371538.9322
4633 | 0.0104% | 0.009509% | [6 empty] | 2019-07-13 | 7 | 2.5556 | 117756.1875 | kWh | GS |  | 2019-07-13 | 7 | 406235.2446 | 117756.1875 | 282722.7334 | 0 | 400478.9209
4634 | 0.009296% | 0.009125% | [6 empty] | 2019-07-13 | 8 | 2.603 | 119941.1929 | kWh | GS |  | 2019-07-13 | 8 | 438047.7337 | 119941.1929 | 302160.029 | 0 | 422101.2219
4635 | 0.008479% | 0.00881% | [6 empty] | 2019-07-13 | 9 | 2.6402 | 121654.2684 | kWh | GS |  | 2019-07-13 | 9 | 489606.5354 | 121654.2684 | 319012.9992 | 0 | 440667.2676
4636 | 0.007717% | 0.008694% | [6 empty] | 2019-07-13 | 10 | 3.0574 | 140881.0342 | kWh | GS |  | 2019-07-13 | 10 | 546130.1098 | 140881.0342 | 334030.5624 | 0 | 474911.5966
4637 | 0.007492% | 0.008814% | [6 empty] | 2019-07-13 | 11 | 3.4852 | 160590.0052 | kWh | GS |  | 2019-07-13 | 11 | 647395.7894 | 160590.0052 | 347733.8347 | 0 | 508323.8399
4638 | 0.007305% | 0.009121% | [6 empty] | 2019-07-13 | 12 | 3.9216 | 180699.9225 | kWh | GS |  | 2019-07-13 | 12 | 758081.4787 | 180699.9225 | 362596.4796 | 0 | 543296.4021
4639 | 0.007431% | 0.009831% | [6 empty] | 2019-07-13 | 13 | 4.2301 | 194916.5733 | kWh | GS |  | 2019-07-13 | 13 | 898312.9146 | 194916.5733 | 371830.575 | 0 | 566747.1483
4640 | 0.008013% | 0.01036% | [6 empty] | 2019-07-13 | 14 | 4.3963 | 202572.167 | kWh | GS |  | 2019-07-13 | 14 | 1001597.721 | 202572.167 | 369034.2102 | 0 | 571606.3772
4641 | 0.008956% | 0.01082% | [6 empty] | 2019-07-13 | 15 | 4.4302 | 204136.6267 | kWh | GS |  | 2019-07-13 | 15 | 1074560.162 | 204136.6267 | 372276.9644 | 0 | 576413.5911
4642 | 0.009989% | 0.01166% | [6 empty] | 2019-07-13 | 16 | 4.4623 | 205613.1389 | kWh | GS |  | 2019-07-13 | 16 | 1158027.832 | 205613.1389 | 376325.9124 | 0 | 581939.0513
4643 | 0.01184% | 0.01248% | [6 empty] | 2019-07-13 | 17 | 4.3575 | 200784.871 | kWh | GS |  | 2019-07-13 | 17 | 1185839.281 | 200784.871 | 369212.5407 | 0 | 569997.4117
4644 | 0.01387% | 0.01334% | [6 empty] | 2019-07-13 | 18 | 4.1638 | 191859.7085 | kWh | GS |  | 2019-07-13 | 18 | 1142248.05 | 191859.7085 | 356141.9665 | 0 | 548001.675
4645 | 0.01643% | 0.01391% | [6 empty] | 2019-07-13 | 19 | 3.9401 | 181552.0829 | kWh | GS |  | 2019-07-13 | 19 | 1092452.394 | 181552.0829 | 340554.0727 | 0 | 522106.1556
4646 | 0.01832% | 0.01403% | [6 empty] | 2019-07-13 | 20 | 3.8851 | 179019.1274 | kWh | GS |  | 2019-07-13 | 20 | 1030809.918 | 179019.1274 | 331165.1668 | 0 | 510184.2942
4647 | 0.01966% | 0.01415% | [6 empty] | 2019-07-13 | 21 | 3.8742 | 178516.3812 | kWh | GS |  | 2019-07-13 | 21 | 959273.6355 | 178516.3812 | 323715.3159 | 0 | 502231.6971
4648 | 0.02118% | 0.01429% | [6 empty] | 2019-07-13 | 22 | 3.7487 | 172733.3047 | kWh | GS |  | 2019-07-13 | 22 | 919165.9729 | 172733.3047 | 314437.7619 | 0 | 487171.0666
4649 | 0.02169% | 0.01399% | [6 empty] | 2019-07-13 | 23 | 3.499 | 161227.4551 | kWh | GS |  | 2019-07-13 | 23 | 844821.8462 | 161227.4551 | 291225.5767 | 0 | 452453.0318
4650 | 0.02089% | 0.01345% | [6 empty] | 2019-07-13 | 24 | 3.246 | 149568.0926 | kWh | GS |  | 2019-07-13 | 24 | 761398.482 | 149568.0926 | 270957.7635 | 0 | 420525.8561
4651 | 0.01998% | 0.01282% | [6 empty] | 2019-07-14 | 1 | 3.0419 | 140165.0796 | kWh | GS |  | 2019-07-14 | 1 | 650909.691 | 140165.0796 | 260264.3401 | 0 | 400429.4197
4652 | 0.01885% | 0.01252% | [6 empty] | 2019-07-14 | 2 | 2.8867 | 133011.4206 | kWh | GS |  | 2019-07-14 | 2 | 573839.1719 | 133011.4206 | 253977.1171 | 0 | 386988.5377
4653 | 0.01755% | 0.01233% | [6 empty] | 2019-07-14 | 3 | 2.7647 | 127390.2084 | kWh | GS |  | 2019-07-14 | 3 | 528672.2755 | 127390.2084 | 252251.1536 | 0 | 379641.362
4654 | 0.01681% | 0.01196% | [6 empty] | 2019-07-14 | 4 | 2.6588 | 122513.3557 | kWh | GS |  | 2019-07-14 | 4 | 497129.6062 | 122513.3557 | 250069.1079 | 0 | 372582.4636
4655 | 0.01545% | 0.01111% | [6 empty] | 2019-07-14 | 5 | 2.5518 | 117581.4199 | kWh | GS |  | 2019-07-14 | 5 | 464402.6552 | 117581.4199 | 253027.1957 | 0 | 370608.6156
4656 | 0.01393% | 0.01032% | [6 empty] | 2019-07-14 | 6 | 2.5786 | 118815.6843 | kWh | GS |  | 2019-07-14 | 6 | 454444.3962 | 118815.6843 | 260469.0601 | 0 | 379284.7444
4657 | 0.01191% | 0.00983% | [6 empty] | 2019-07-14 | 7 | 2.6084 | 120191.5032 | kWh | GS |  | 2019-07-14 | 7 | 446411.1533 | 120191.5032 | 275918.7429 | 0 | 396110.2461
4658 | 0.0105% | 0.0095% | [6 empty] | 2019-07-14 | 8 | 2.5502 | 117508.1287 | kWh | GS |  | 2019-07-14 | 8 | 500502.8238 | 117508.1287 | 289937.4875 | 0 | 407445.6162
4659 | 0.00967% | 0.009319% | [6 empty] | 2019-07-14 | 9 | 2.9566 | 136234.195 | kWh | GS |  | 2019-07-14 | 9 | 600277.726 | 136234.195 | 323493.6485 | 0 | 459727.8435
4660 | 0.009093% | 0.009146% | [6 empty] | 2019-07-14 | 10 | 3.7502 | 172803.0382 | kWh | GS |  | 2019-07-14 | 10 | 741192.4349 | 172803.0382 | 354559.6541 | 0 | 527362.6923
4661 | 0.008495% | 0.009098% | [6 empty] | 2019-07-14 | 11 | 4.4016 | 202818.8612 | kWh | GS |  | 2019-07-14 | 11 | 893415.1374 | 202818.8612 | 369766.5357 | 0 | 572585.3969
4662 | 0.008312% | 0.009311% | [6 empty] | 2019-07-14 | 12 | 4.7181 | 217399.1659 | kWh | GS |  | 2019-07-14 | 12 | 1025027.205 | 217399.1659 | 378198.4983 | 0 | 595597.6642
4663 | 0.008165% | 0.009724% | [6 empty] | 2019-07-14 | 13 | 4.7215 | 217559.5517 | kWh | GS |  | 2019-07-14 | 13 | 1109448.595 | 217559.5517 | 379036.254 | 0 | 596595.8057
4664 | 0.009155% | 0.01% | [6 empty] | 2019-07-14 | 14 | 4.6098 | 212409.8138 | kWh | GS |  | 2019-07-14 | 14 | 1211881.226 | 212409.8138 | 378327.2349 | 0 | 590737.0487
4665 | 0.01098% | 0.01129% | [6 empty] | 2019-07-14 | 15 | 4.6677 | 215079.8964 | kWh | GS |  | 2019-07-14 | 15 | 1269264.947 | 215079.8964 | 375755.3427 | 0 | 590835.2391
4666 | 0.01356% | 0.01295% | [6 empty] | 2019-07-14 | 16 | 4.5861 | 211317.8428 | kWh | GS |  | 2019-07-14 | 16 | 1296309.465 | 211317.8428 | 372483.073 | 0 | 583800.9158
4667 | 0.01634% | 0.01406% | [6 empty] | 2019-07-14 | 17 | 4.6826 | 215763.6648 | kWh | GS |  | 2019-07-14 | 17 | 1312099.153 | 215763.6648 | 371734.6326 | 0 | 587498.2974
4668 | 0.01875% | 0.01462% | [6 empty] | 2019-07-14 | 18 | 4.6782 | 215559.9375 | kWh | GS |  | 2019-07-14 | 18 | 1340246.709 | 215559.9375 | 375743.7796 | 0 | 591303.7171
4669 | 0.02029% | 0.01465% | [6 empty] | 2019-07-14 | 19 | 4.5438 | 209370.5159 | kWh | GS |  | 2019-07-14 | 19 | 1326617.988 | 209370.5159 | 361753.5741 | 0 | 571124.09
4670 | 0.02217% | 0.0145% | [6 empty] | 2019-07-14 | 20 | 4.3563 | 200729.636 | kWh | GS |  | 2019-07-14 | 20 | 1264282.908 | 200729.636 | 342865.5228 | 0 | 543595.1588
4671 | 0.02322% | 0.0145% | [6 empty] | 2019-07-14 | 21 | 4.1924 | 193177.0827 | kWh | GS |  | 2019-07-14 | 21 | 1202089.137 | 193177.0827 | 331029.4583 | 0 | 524206.541
4672 | 0.02371% | 0.01433% | [6 empty] | 2019-07-14 | 22 | 3.9335 | 181247.8747 | kWh | GS |  | 2019-07-14 | 22 | 1122206.615 | 181247.8747 | 319142.915 | 0 | 500390.7897
4673 | 0.024% | 0.01442% | [6 empty] | 2019-07-14 | 23 | 3.5806 | 164988.792 | kWh | GS |  | 2019-07-14 | 23 | 1003478.578 | 164988.792 | 297126.1688 | 0 | 462114.9608
4674 | 0.02451% | 0.01452% | [6 empty] | 2019-07-14 | 24 | 3.3897 | 156192.092 | kWh | GS |  | 2019-07-14 | 24 | 874431.1974 | 156192.092 | 279940.1596 | 0 | 436132.2516
4675 | 0.02427% | 0.01402% | [6 empty] | 2019-07-15 | 1 | 3.2136 | 148078.4197 | kWh | GS |  | 2019-07-15 | 1 | 757841.5596 | 148078.4197 | 270008.1498 | 0 | 418086.5695
4676 | 0.02313% | 0.01334% | [6 empty] | 2019-07-15 | 2 | 3.0664 | 141294.4689 | kWh | GS |  | 2019-07-15 | 2 | 664348.1921 | 141294.4689 | 267749.8718 | 0 | 409044.3407
4677 | 0.02199% | 0.01287% | [6 empty] | 2019-07-15 | 3 | 2.9281 | 134921.5448 | kWh | GS |  | 2019-07-15 | 3 | 601168.6646 | 134921.5448 | 263091.8992 | 0 | 398013.444
4678 | 0.02053% | 0.01228% | [6 empty] | 2019-07-15 | 4 | 2.8359 | 130673.9734 | kWh | GS |  | 2019-07-15 | 4 | 555153.6227 | 130673.9734 | 262991.9781 | 0 | 393665.9515
4679 | 0.01836% | 0.01134% | [6 empty] | 2019-07-15 | 5 | 2.7975 | 128903.7128 | kWh | GS |  | 2019-07-15 | 5 | 532277.0733 | 128903.7128 | 281192.0053 | 0 | 410095.7181
4680 | 0.01599% | 0.01071% | [6 empty] | 2019-07-15 | 6 | 2.8999 | 133621.7187 | kWh | GS |  | 2019-07-15 | 6 | 534829.8789 | 133621.7187 | 319938.9131 | 0 | 453560.6318
4681 | 0.01386% | 0.01026% | [6 empty] | 2019-07-15 | 7 | 3.2424 | 149402.7241 | kWh | GS |  | 2019-07-15 | 7 | 555067.9593 | 149402.7241 | 372676.2918 | 0 | 522079.0159
4682 | 0.01215% | 0.01004% | [6 empty] | 2019-07-15 | 8 | 3.6061 | 166163.7643 | kWh | GS |  | 2019-07-15 | 8 | 558555.3954 | 166163.7643 | 406570.3288 | 0 | 572734.0931
4683 | 0.011% | 0.00977% | [6 empty] | 2019-07-15 | 9 | 4.3011 | 198184.8426 | kWh | GS |  | 2019-07-15 | 9 | 594278.7891 | 198184.8426 | 453699.2485 | 0 | 651884.0911
4684 | 0.01015% | 0.009664% | [6 empty] | 2019-07-15 | 10 | 5.0558 | 232960.5818 | kWh | GS |  | 2019-07-15 | 10 | 683579.5988 | 232960.5818 | 483294.6222 | 0 | 716255.204
4685 | 0.009736% | 0.01007% | [6 empty] | 2019-07-15 | 11 | 5.5416 | 255347.6905 | kWh | GS |  | 2019-07-15 | 11 | 819267.6701 | 255347.6905 | 505198.8084 | 0 | 760546.4989
4686 | 0.009783% | 0.01113% | [6 empty] | 2019-07-15 | 12 | 5.9168 | 272633.9236 | kWh | GS |  | 2019-07-15 | 12 | 966838.2306 | 272633.9236 | 521308.1029 | 0 | 793942.0265
4687 | 0.01015% | 0.01282% | [6 empty] | 2019-07-15 | 13 | 6.1367 | 282764.7118 | kWh | GS |  | 2019-07-15 | 13 | 1090540.08 | 282764.7118 | 523079.6823 | 0 | 805844.3941
4688 | 0.01022% | 0.01406% | [6 empty] | 2019-07-15 | 14 | 6.3621 | 293153.5814 | kWh | GS |  | 2019-07-15 | 14 | 1180110.904 | 293153.5814 | 527501.433 | 0 | 820655.0144
4689 | 0.01087% | 0.016% | [6 empty] | 2019-07-15 | 15 | 6.4969 | 299365.6501 | kWh | GS |  | 2019-07-15 | 15 | 1249447.45 | 299365.6501 | 530227.3174 | 0 | 829592.9675
4690 | 0.0125% | 0.01758% | [6 empty] | 2019-07-15 | 16 | 6.4508 | 297239.4103 | kWh | GS |  | 2019-07-15 | 16 | 1298223.425 | 297239.4103 | 519978.2288 | 0 | 817217.6391
4691 | 0.01499% | 0.01867% | [6 empty] | 2019-07-15 | 17 | 6.1932 | 285372.3815 | kWh | GS |  | 2019-07-15 | 17 | 1309607.757 | 285372.3815 | 498824.8742 | 0 | 784197.2557
4692 | 0.01768% | 0.01949% | [6 empty] | 2019-07-15 | 18 | 5.634 | 259602.7452 | kWh | GS |  | 2019-07-15 | 18 | 1352355.484 | 259602.7452 | 470506.9825 | 0 | 730109.7277
4693 | 0.01995% | 0.01978% | [6 empty] | 2019-07-15 | 19 | 5.1279 | 236285.5225 | kWh | GS |  | 2019-07-15 | 19 | 1334008.938 | 236285.5225 | 430421.6649 | 0 | 666707.1874
4694 | 0.02159% | 0.02015% | [6 empty] | 2019-07-15 | 20 | 4.757 | 219192.1859 | kWh | GS |  | 2019-07-15 | 20 | 1283869.255 | 219192.1859 | 402523.4599 | 0 | 621715.6458
4695 | 0.02285% | 0.02036% | [6 empty] | 2019-07-15 | 21 | 4.5453 | 209438.0643 | kWh | GS |  | 2019-07-15 | 21 | 1207475.785 | 209438.0643 | 384631.605 | 0 | 594069.6693
4696 | 0.02375% | 0.02006% | [6 empty] | 2019-07-15 | 22 | 4.1487 | 191165.9895 | kWh | GS |  | 2019-07-15 | 22 | 1143268.625 | 191165.9895 | 361865.3843 | 0 | 553031.3738
4697 | 0.02395% | 0.01925% | [6 empty] | 2019-07-15 | 23 | 3.7675 | 173600.3024 | kWh | GS |  | 2019-07-15 | 23 | 1027529.107 | 173600.3024 | 324952.9753 | 0 | 498553.2777
4698 | 0.02474% | 0.01792% | [6 empty] | 2019-07-15 | 24 | 3.4595 | 159407.8713 | kWh | GS |  | 2019-07-15 | 24 | 892365.443 | 159407.8713 | 306092.9001 | 0 | 465500.7714
4699 | 0.0244% | 0.01637% | [6 empty] | 2019-07-16 | 1 | 3.256 | 150029.4594 | kWh | GS |  | 2019-07-16 | 1 | 777084.7426 | 150029.4594 | 289252.4569 | 0 | 439281.9163
4700 | 0.02348% | 0.01526% | [6 empty] | 2019-07-16 | 2 | 3.0953 | 142623.1731 | kWh | GS |  | 2019-07-16 | 2 | 688243.8569 | 142623.1731 | 281735.6862 | 0 | 424358.8593
4701 | 0.02209% | 0.01458% | [6 empty] | 2019-07-16 | 3 | 2.9806 | 137340.548 | kWh | GS |  | 2019-07-16 | 3 | 618383.0041 | 137340.548 | 275763.3063 | 0 | 413103.8543
4702 | 0.02091% | 0.01358% | [6 empty] | 2019-07-16 | 4 | 2.9729 | 136985.1081 | kWh | GS |  | 2019-07-16 | 4 | 567245.9475 | 136985.1081 | 275898.8184 | 0 | 412883.9265
4703 | 0.01879% | 0.01224% | [6 empty] | 2019-07-16 | 5 | 2.9082 | 134001.9225 | kWh | GS |  | 2019-07-16 | 5 | 541645.6998 | 134001.9225 | 286007.2064 | 0 | 420009.1289
4704 | 0.01632% | 0.01143% | [6 empty] | 2019-07-16 | 6 | 2.9856 | 137571.2939 | kWh | GS |  | 2019-07-16 | 6 | 535723.7286 | 137571.2939 | 331493.9103 | 0 | 469065.2042
4705 | 0.01421% | 0.01078% | [6 empty] | 2019-07-16 | 7 | 3.2783 | 151056.1971 | kWh | GS |  | 2019-07-16 | 7 | 561239.8346 | 151056.1971 | 380773.4635 | 0 | 531829.6606
4706 | 0.01259% | 0.01042% | [6 empty] | 2019-07-16 | 8 | 3.5964 | 165712.8258 | kWh | GS |  | 2019-07-16 | 8 | 566677.4604 | 165712.8258 | 416373.5043 | 0 | 582086.3301
4707 | 0.01131% | 0.01014% | [6 empty] | 2019-07-16 | 9 | 4.2347 | 195124.9522 | kWh | GS |  | 2019-07-16 | 9 | 591216.876 | 195124.9522 | 453037.5873 | 0 | 648162.5395
4708 | 0.01038% | 0.01014% | [6 empty] | 2019-07-16 | 10 | 4.9902 | 229939.1161 | kWh | GS |  | 2019-07-16 | 10 | 643806.4192 | 229939.1161 | 477404.3488 | 0 | 707343.4649
4709 | 0.009907% | 0.01031% | [6 empty] | 2019-07-16 | 11 | 5.4928 | 253099.4194 | kWh | GS |  | 2019-07-16 | 11 | 772788.688 | 253099.4194 | 503844.2612 | 0 | 756943.6806
4710 | 0.009799% | 0.01151% | [6 empty] | 2019-07-16 | 12 | 5.868 | 270384.2586 | kWh | GS |  | 2019-07-16 | 12 | 893539.8129 | 270384.2586 | 520388.0713 | 0 | 790772.3299
4711 | 0.01027% | 0.01306% | [6 empty] | 2019-07-16 | 13 | 6.0975 | 280959.3778 | kWh | GS |  | 2019-07-16 | 13 | 1027262.646 | 280959.3778 | 528116.0553 | 0 | 809075.4331
4712 | 0.01037% | 0.01429% | [6 empty] | 2019-07-16 | 14 | 6.4041 | 295087.4087 | kWh | GS |  | 2019-07-16 | 14 | 1171791.055 | 295087.4087 | 537458.1349 | 0 | 832545.5436
4713 | 0.01081% | 0.01591% | [6 empty] | 2019-07-16 | 15 | 6.5943 | 303853.2873 | kWh | GS |  | 2019-07-16 | 15 | 1259861.387 | 303853.2873 | 535399.768 | 0 | 839253.0553
4714 | 0.01178% | 0.01736% | [6 empty] | 2019-07-16 | 16 | 6.3236 | 291381.0665 | kWh | GS |  | 2019-07-16 | 16 | 1242112.383 | 291381.0665 | 508291.7277 | 0 | 799672.7942
4715 | 0.01414% | 0.01858% | [6 empty] | 2019-07-16 | 17 | 5.6519 | 260427.4442 | kWh | GS |  | 2019-07-16 | 17 | 1181054.578 | 260427.4442 | 460688.4735 | 0 | 721115.9177
4716 | 0.01634% | 0.01941% | [6 empty] | 2019-07-16 | 18 | 5.1682 | 238139.7363 | kWh | GS |  | 2019-07-16 | 18 | 1192810.706 | 238139.7363 | 445122.8952 | 0 | 683262.6315
4717 | 0.01879% | 0.01986% | [6 empty] | 2019-07-16 | 19 | 4.8779 | 224765.8226 | kWh | GS |  | 2019-07-16 | 19 | 1211894.825 | 224765.8226 | 417911.4373 | 0 | 642677.2599
4718 | 0.02143% | 0.02044% | [6 empty] | 2019-07-16 | 20 | 4.6135 | 212578.7649 | kWh | GS |  | 2019-07-16 | 20 | 1171191.96 | 212578.7649 | 397220.9679 | 0 | 609799.7328
4719 | 0.02304% | 0.0206% | [6 empty] | 2019-07-16 | 21 | 4.3886 | 202215.8851 | kWh | GS |  | 2019-07-16 | 21 | 1110582.213 | 202215.8851 | 384198.192 | 0 | 586414.0771
4720 | 0.02272% | 0.01963% | [6 empty] | 2019-07-16 | 22 | 4.0045 | 184519.5926 | kWh | GS |  | 2019-07-16 | 22 | 1042024.751 | 184519.5926 | 359316.0254 | 0 | 543835.618
4721 | 0.0216% | 0.0177% | [6 empty] | 2019-07-16 | 23 | 3.6423 | 167832.1334 | kWh | GS |  | 2019-07-16 | 23 | 944948.7526 | 167832.1334 | 327014.5662 | 0 | 494846.6996
4722 | 0.02182% | 0.01677% | [6 empty] | 2019-07-16 | 24 | 3.37 | 155284.1324 | kWh | GS |  | 2019-07-16 | 24 | 834385.5617 | 155284.1324 | 303027.4351 | 0 | 458311.5675
4723 | 0.02217% | 0.01578% | [6 empty] | 2019-07-17 | 1 | 3.1374 | 144565.7691 | kWh | GS |  | 2019-07-17 | 1 | 726027.9566 | 144565.7691 | 289868.3411 | 0 | 434434.1102
4724 | 0.02142% | 0.01497% | [6 empty] | 2019-07-17 | 2 | 3.0002 | 138244.925 | kWh | GS |  | 2019-07-17 | 2 | 644178.7942 | 138244.925 | 281340.722 | 0 | 419585.647
4725 | 0.02031% | 0.0144% | [6 empty] | 2019-07-17 | 3 | 2.9124 | 134199.7549 | kWh | GS |  | 2019-07-17 | 3 | 583508.8989 | 134199.7549 | 278533.9191 | 0 | 412733.674
4726 | 0.01906% | 0.01335% | [6 empty] | 2019-07-17 | 4 | 2.872 | 132336.334 | kWh | GS |  | 2019-07-17 | 4 | 543171.0573 | 132336.334 | 279530.3218 | 0 | 411866.6558
4727 | 0.01728% | 0.01215% | [6 empty] | 2019-07-17 | 5 | 2.8518 | 131405.4477 | kWh | GS |  | 2019-07-17 | 5 | 525567.4497 | 131405.4477 | 290238.0552 | 0 | 421643.5029
4728 | 0.01526% | 0.01125% | [6 empty] | 2019-07-17 | 6 | 2.9543 | 136129.341 | kWh | GS |  | 2019-07-17 | 6 | 531672.496 | 136129.341 | 327302.5379 | 0 | 463431.8789
4729 | 0.01328% | 0.01066% | [6 empty] | 2019-07-17 | 7 | 3.3052 | 152295.0294 | kWh | GS |  | 2019-07-17 | 7 | 557047.5353 | 152295.0294 | 378253.7404 | 0 | 530548.7698
4730 | 0.01178% | 0.0103% | [6 empty] | 2019-07-17 | 8 | 3.6106 | 166367.4597 | kWh | GS |  | 2019-07-17 | 8 | 573145.9602 | 166367.4597 | 411239.8289 | 0 | 577607.2886
4731 | 0.01067% | 0.01013% | [6 empty] | 2019-07-17 | 9 | 4.3831 | 201963.1823 | kWh | GS |  | 2019-07-17 | 9 | 600955.2686 | 201963.1823 | 456463.5656 | 0 | 658426.7479
4732 | 0.009935% | 0.01011% | [6 empty] | 2019-07-17 | 10 | 5.2174 | 240409.5788 | kWh | GS |  | 2019-07-17 | 10 | 708370.637 | 240409.5788 | 493416.3769 | 0 | 733825.9557
4733 | 0.009613% | 0.01035% | [6 empty] | 2019-07-17 | 11 | 5.8179 | 268079.2414 | kWh | GS |  | 2019-07-17 | 11 | 839861.6423 | 268079.2414 | 518792.0157 | 0 | 786871.2571
4734 | 0.009725% | 0.01138% | [6 empty] | 2019-07-17 | 12 | 6.1188 | 281940.5823 | kWh | GS |  | 2019-07-17 | 12 | 973124.7236 | 281940.5823 | 528234.2035 | 0 | 810174.7858
4735 | 0.01019% | 0.01302% | [6 empty] | 2019-07-17 | 13 | 6.323 | 291353.1815 | kWh | GS |  | 2019-07-17 | 13 | 1099065.942 | 291353.1815 | 527038.4852 | 0 | 818391.6667
4736 | 0.01048% | 0.01418% | [6 empty] | 2019-07-17 | 14 | 6.2447 | 287741.3186 | kWh | GS |  | 2019-07-17 | 14 | 1112385.771 | 287741.3186 | 520683.3908 | 0 | 808424.7094
4737 | 0.01099% | 0.01616% | [6 empty] | 2019-07-17 | 15 | 5.8193 | 268142.6066 | kWh | GS |  | 2019-07-17 | 15 | 1033732.28 | 268142.6066 | 484726.9955 | 0 | 752869.6021
4738 | 0.01296% | 0.01801% | [6 empty] | 2019-07-17 | 16 | 5.697 | 262506.6748 | kWh | GS |  | 2019-07-17 | 16 | 1001264.338 | 262506.6748 | 477216.7207 | 0 | 739723.3955
4739 | 0.01536% | 0.01932% | [6 empty] | 2019-07-17 | 17 | 5.2958 | 244021.3767 | kWh | GS |  | 2019-07-17 | 17 | 1004843.326 | 244021.3767 | 456906.9974 | 0 | 700928.3741
4740 | 0.0178% | 0.01989% | [6 empty] | 2019-07-17 | 18 | 4.6868 | 215958.7636 | kWh | GS |  | 2019-07-17 | 18 | 1001299.662 | 215958.7636 | 425147.9588 | 0 | 641106.7224
4741 | 0.0201% | 0.02009% | [6 empty] | 2019-07-17 | 19 | 4.2476 | 195721.8147 | kWh | GS |  | 2019-07-17 | 19 | 977794.2286 | 195721.8147 | 386726.3225 | 0 | 582448.1372
4742 | 0.02035% | 0.01985% | [6 empty] | 2019-07-17 | 20 | 3.9932 | 184000.3356 | kWh | GS |  | 2019-07-17 | 20 | 941129.634 | 184000.3356 | 369672.2508 | 0 | 553672.5864
4743 | 0.01891% | 0.01848% | [6 empty] | 2019-07-17 | 21 | 3.7825 | 174292.1672 | kWh | GS |  | 2019-07-17 | 21 | 898300.0963 | 174292.1672 | 354945.8455 | 0 | 529238.0127
4744 | 0.01831% | 0.01816% | [6 empty] | 2019-07-17 | 22 | 3.4626 | 159551.3418 | kWh | GS |  | 2019-07-17 | 22 | 870943.6745 | 159551.3418 | 334068.8698 | 0 | 493620.2116
4745 | 0.01838% | 0.01721% | [6 empty] | 2019-07-17 | 23 | 3.2181 | 148281.4708 | kWh | GS |  | 2019-07-17 | 23 | 773646.022 | 148281.4708 | 299503.9934 | 0 | 447785.4642
4746 | 0.01832% | 0.01574% | [6 empty] | 2019-07-17 | 24 | 2.996 | 138049.6227 | kWh | GS |  | 2019-07-17 | 24 | 671893.202 | 138049.6227 | 278735.0626 | 0 | 416784.6853
4747 | 0.01789% | 0.0143% | [6 empty] | 2019-07-18 | 1 | 2.7887 | 128496.0782 | kWh | GS |  | 2019-07-18 | 1 | 581963.7208 | 128496.0782 | 266384.8634 | 0 | 394880.9416
4748 | 0.01721% | 0.01359% | [6 empty] | 2019-07-18 | 2 | 2.6544 | 122307.373 | kWh | GS |  | 2019-07-18 | 2 | 514277.6322 | 122307.373 | 259677.7175 | 0 | 381985.0905
4749 | 0.01643% | 0.01299% | [6 empty] | 2019-07-18 | 3 | 2.5578 | 117859.0741 | kWh | GS |  | 2019-07-18 | 3 | 466684.575 | 117859.0741 | 254318.4604 | 0 | 372177.5345
4750 | 0.01593% | 0.01212% | [6 empty] | 2019-07-18 | 4 | 2.4968 | 115046.3238 | kWh | GS |  | 2019-07-18 | 4 | 436170.9684 | 115046.3238 | 254069.6328 | 0 | 369115.9566
4751 | 0.01415% | 0.01099% | [6 empty] | 2019-07-18 | 5 | 2.5447 | 117252.9201 | kWh | GS |  | 2019-07-18 | 5 | 420664.742 | 117252.9201 | 266314.7476 | 0 | 383567.6677
4752 | 0.01229% | 0.01023% | [6 empty] | 2019-07-18 | 6 | 2.6299 | 121178.8364 | kWh | GS |  | 2019-07-18 | 6 | 437420.9424 | 121178.8364 | 302228.1184 | 0 | 423406.9548
4753 | 0.01064% | 0.009694% | [6 empty] | 2019-07-18 | 7 | 2.8804 | 132724.3072 | kWh | GS |  | 2019-07-18 | 7 | 466929.0178 | 132724.3072 | 350451.4409 | 0 | 483175.7481
4754 | 0.009407% | 0.009377% | [6 empty] | 2019-07-18 | 8 | 3.2876 | 151487.3995 | kWh | GS |  | 2019-07-18 | 8 | 476717.287 | 151487.3995 | 385977.0466 | 0 | 537464.4461
4755 | 0.008536% | 0.009136% | [6 empty] | 2019-07-18 | 9 | 3.9597 | 182453.1988 | kWh | GS |  | 2019-07-18 | 9 | 492293.8168 | 182453.1988 | 424169.4947 | 0 | 606622.6935
4756 | 0.007978% | 0.009061% | [6 empty] | 2019-07-18 | 10 | 4.6212 | 212937.1369 | kWh | GS |  | 2019-07-18 | 10 | 568244.0221 | 212937.1369 | 450423.7734 | 0 | 663360.9103
4757 | 0.007695% | 0.009416% | [6 empty] | 2019-07-18 | 11 | 5.0917 | 234613.7167 | kWh | GS |  | 2019-07-18 | 11 | 654538.7229 | 234613.7167 | 467553.9281 | 0 | 702167.6448
4758 | 0.008001% | 0.01039% | [6 empty] | 2019-07-18 | 12 | 5.5115 | 253958.3515 | kWh | GS |  | 2019-07-18 | 12 | 782674.8507 | 253958.3515 | 488459.3696 | 0 | 742417.7211
4759 | 0.008541% | 0.01186% | [6 empty] | 2019-07-18 | 13 | 5.8188 | 268120.576 | kWh | GS |  | 2019-07-18 | 13 | 921526.8452 | 268120.576 | 500396.702 | 0 | 768517.278
4760 | 0.00872% | 0.01319% | [6 empty] | 2019-07-18 | 14 | 6.0579 | 279133.6225 | kWh | GS |  | 2019-07-18 | 14 | 1053715.309 | 279133.6225 | 512003.5222 | 0 | 791137.1447
4761 | 0.009005% | 0.01489% | [6 empty] | 2019-07-18 | 15 | 6.2914 | 289896.1052 | kWh | GS |  | 2019-07-18 | 15 | 1132642.265 | 289896.1052 | 511368.0681 | 0 | 801264.1733
4762 | 0.01039% | 0.01628% | [6 empty] | 2019-07-18 | 16 | 6.1921 | 285319.6768 | kWh | GS |  | 2019-07-18 | 16 | 1181441.442 | 285319.6768 | 502743.2488 | 0 | 788062.9256
4763 | 0.01197% | 0.01724% | [6 empty] | 2019-07-18 | 17 | 5.9285 | 273172.9422 | kWh | GS |  | 2019-07-18 | 17 | 1224588.096 | 273172.9422 | 486860.4077 | 0 | 760033.3499
4764 | 0.01432% | 0.01822% | [6 empty] | 2019-07-18 | 18 | 5.4603 | 251600.2266 | kWh | GS |  | 2019-07-18 | 18 | 1266491.383 | 251600.2266 | 459857.0098 | 0 | 711457.2364
4765 | 0.01686% | 0.01887% | [6 empty] | 2019-07-18 | 19 | 5.0308 | 231809.9839 | kWh | GS |  | 2019-07-18 | 19 | 1271206.439 | 231809.9839 | 422005.6806 | 0 | 653815.6645
4766 | 0.01927% | 0.01942% | [6 empty] | 2019-07-18 | 20 | 4.6799 | 215641.5426 | kWh | GS |  | 2019-07-18 | 20 | 1201129.963 | 215641.5426 | 396447.6182 | 0 | 612089.1608
4767 | 0.02072% | 0.01967% | [6 empty] | 2019-07-18 | 21 | 4.4689 | 205919.3757 | kWh | GS |  | 2019-07-18 | 21 | 1135335.447 | 205919.3757 | 387096.4124 | 0 | 593015.7881
4768 | 0.02161% | 0.01935% | [6 empty] | 2019-07-18 | 22 | 4.1282 | 190218.7117 | kWh | GS |  | 2019-07-18 | 22 | 1070651.328 | 190218.7117 | 363166.3287 | 0 | 553385.0404
4769 | 0.0224% | 0.01866% | [6 empty] | 2019-07-18 | 23 | 3.6539 | 168363.878 | kWh | GS |  | 2019-07-18 | 23 | 976826.4794 | 168363.878 | 325460.6978 | 0 | 493824.5758
4770 | 0.02317% | 0.01746% | [6 empty] | 2019-07-18 | 24 | 3.3395 | 153879.2735 | kWh | GS |  | 2019-07-18 | 24 | 853818.1572 | 153879.2735 | 304461.7295 | 0 | 458341.003
4771 | 0.02325% | 0.01605% | [6 empty] | 2019-07-19 | 1 | 3.1468 | 144996.2487 | kWh | GS |  | 2019-07-19 | 1 | 729637.8638 | 144996.2487 | 288871.9076 | 0 | 433868.1563
4772 | 0.02197% | 0.01503% | [6 empty] | 2019-07-19 | 2 | 3.0202 | 139165.4529 | kWh | GS |  | 2019-07-19 | 2 | 658221.8952 | 139165.4529 | 281501.0277 | 0 | 420666.4806
4773 | 0.02077% | 0.01456% | [6 empty] | 2019-07-19 | 3 | 2.9127 | 134210.5111 | kWh | GS |  | 2019-07-19 | 3 | 594157.7563 | 134210.5111 | 274160.3292 | 0 | 408370.8403
4774 | 0.01958% | 0.01358% | [6 empty] | 2019-07-19 | 4 | 2.8787 | 132642.6136 | kWh | GS |  | 2019-07-19 | 4 | 555093.9161 | 132642.6136 | 274467.9907 | 0 | 407110.6043
4775 | 0.01787% | 0.01212% | [6 empty] | 2019-07-19 | 5 | 2.9035 | 133786.6568 | kWh | GS |  | 2019-07-19 | 5 | 533586.6199 | 133786.6568 | 288912.5481 | 0 | 422699.2049
4776 | 0.01562% | 0.01125% | [6 empty] | 2019-07-19 | 6 | 3.0163 | 138985.9024 | kWh | GS |  | 2019-07-19 | 6 | 530865.8056 | 138985.9024 | 322989.1351 | 0 | 461975.0375
4777 | 0.01335% | 0.01065% | [6 empty] | 2019-07-19 | 7 | 3.2186 | 148304.5336 | kWh | GS |  | 2019-07-19 | 7 | 546047.9579 | 148304.5336 | 369116.5489 | 0 | 517421.0825
4778 | 0.01204% | 0.01033% | [6 empty] | 2019-07-19 | 8 | 3.4831 | 160496.4855 | kWh | GS |  | 2019-07-19 | 8 | 552026.2668 | 160496.4855 | 402743.9436 | 0 | 563240.4291
4779 | 0.01087% | 0.01002% | [6 empty] | 2019-07-19 | 9 | 4.2335 | 195069.6495 | kWh | GS |  | 2019-07-19 | 9 | 600906.4606 | 195069.6495 | 447653.5647 | 0 | 642723.2142
4780 | 0.01015% | 0.009994% | [6 empty] | 2019-07-19 | 10 | 5.0216 | 231385.3214 | kWh | GS |  | 2019-07-19 | 10 | 693263.9589 | 231385.3214 | 482395.0506 | 0 | 713780.372
4781 | 0.00976% | 0.01038% | [6 empty] | 2019-07-19 | 11 | 5.5745 | 256860.9874 | kWh | GS |  | 2019-07-19 | 11 | 818050.0882 | 256860.9874 | 498249.7607 | 0 | 755110.7481
4782 | 0.00971% | 0.01134% | [6 empty] | 2019-07-19 | 12 | 5.9791 | 275502.9572 | kWh | GS |  | 2019-07-19 | 12 | 952681.744 | 275502.9572 | 514956.5678 | 0 | 790459.525
4783 | 0.009988% | 0.0127% | [6 empty] | 2019-07-19 | 13 | 6.1119 | 281624.6225 | kWh | GS |  | 2019-07-19 | 13 | 1046773.669 | 281624.6225 | 511399.2769 | 0 | 793023.8994
4784 | 0.0101% | 0.01383% | [6 empty] | 2019-07-19 | 14 | 5.796 | 267068.3282 | kWh | GS |  | 2019-07-19 | 14 | 997786.3491 | 267068.3282 | 488594.7713 | 0 | 755663.0995
4785 | 0.01099% | 0.01578% | [6 empty] | 2019-07-19 | 15 | 5.3314 | 245660.9669 | kWh | GS |  | 2019-07-19 | 15 | 895978.7242 | 245660.9669 | 449475.6982 | 0 | 695136.6651
4786 | 0.01268% | 0.01752% | [6 empty] | 2019-07-19 | 16 | 4.9358 | 227433.1615 | kWh | GS |  | 2019-07-19 | 16 | 821444.0215 | 227433.1615 | 425691.3418 | 0 | 653124.5033
4787 | 0.01496% | 0.01854% | [6 empty] | 2019-07-19 | 17 | 4.6331 | 213483.3824 | kWh | GS |  | 2019-07-19 | 17 | 813202.8431 | 213483.3824 | 408718.8451 | 0 | 622202.2275
4788 | 0.01743% | 0.0194% | [6 empty] | 2019-07-19 | 18 | 4.0177 | 185125.4557 | kWh | GS |  | 2019-07-19 | 18 | 807610.3132 | 185125.4557 | 383927.1527 | 0 | 569052.6084
4789 | 0.01915% | 0.01947% | [6 empty] | 2019-07-19 | 19 | 3.8248 | 176238.1855 | kWh | GS |  | 2019-07-19 | 19 | 812067.4868 | 176238.1855 | 357640.0075 | 0 | 533878.193
4790 | 0.01825% | 0.01855% | [6 empty] | 2019-07-19 | 20 | 3.5729 | 164633.4173 | kWh | GS |  | 2019-07-19 | 20 | 781780.7732 | 164633.4173 | 343508.3107 | 0 | 508141.728
4791 | 0.01639% | 0.01706% | [6 empty] | 2019-07-19 | 21 | 3.5126 | 161853.0418 | kWh | GS |  | 2019-07-19 | 21 | 760296.9019 | 161853.0418 | 336206.5732 | 0 | 498059.615
4792 | 0.01503% | 0.01603% | [6 empty] | 2019-07-19 | 22 | 3.3058 | 152324.9572 | kWh | GS |  | 2019-07-19 | 22 | 728472.3568 | 152324.9572 | 321479.0763 | 0 | 473804.0335
4793 | 0.01487% | 0.01527% | [6 empty] | 2019-07-19 | 23 | 3.0548 | 140758.7466 | kWh | GS |  | 2019-07-19 | 23 | 674889.7355 | 140758.7466 | 295062.6535 | 0 | 435821.4001
4794 | 0.01477% | 0.01397% | [6 empty] | 2019-07-19 | 24 | 2.857 | 131645.7191 | kWh | GS |  | 2019-07-19 | 24 | 597630.8739 | 131645.7191 | 275304.2561 | 0 | 406949.9752
4795 | 0.01485% | 0.01311% | [6 empty] | 2019-07-20 | 1 | 2.7032 | 124558.4594 | kWh | GS |  | 2019-07-20 | 1 | 525781.6756 | 124558.4594 | 264979.1212 | 0 | 389537.5806
4796 | 0.0143% | 0.01247% | [6 empty] | 2019-07-20 | 2 | 2.5411 | 117087.1548 | kWh | GS |  | 2019-07-20 | 2 | 472388.8884 | 117087.1548 | 254919.8161 | 0 | 372006.9709
4797 | 0.01391% | 0.01223% | [6 empty] | 2019-07-20 | 3 | 2.345 | 108054.7742 | kWh | GS |  | 2019-07-20 | 3 | 431023.977 | 108054.7742 | 247933.2901 | 0 | 355988.0643
4798 | 0.01332% | 0.01163% | [6 empty] | 2019-07-20 | 4 | 2.2982 | 105897.2782 | kWh | GS |  | 2019-07-20 | 4 | 398458.0668 | 105897.2782 | 246781.1683 | 0 | 352678.4465
4799 | 0.01234% | 0.0107% | [6 empty] | 2019-07-20 | 5 | 2.2868 | 105372.5487 | kWh | GS |  | 2019-07-20 | 5 | 372320.3494 | 105372.5487 | 251992.882 | 0 | 357365.4307
4800 | 0.01093% | 0.00999% | [6 empty] | 2019-07-20 | 6 | 2.3175 | 106784.5332 | kWh | GS |  | 2019-07-20 | 6 | 370585.8196 | 106784.5332 | 259137.2575 | 0 | 365921.7907
4801 | 0.009617% | 0.009562% | [6 empty] | 2019-07-20 | 7 | 2.3597 | 108729.8324 | kWh | GS |  | 2019-07-20 | 7 | 378727.4311 | 108729.8324 | 281071.9511 | 0 | 389801.7835
4802 | 0.008641% | 0.009132% | [6 empty] | 2019-07-20 | 8 | 2.437 | 112293.2937 | kWh | GS |  | 2019-07-20 | 8 | 428291.1 | 112293.2937 | 299395.1588 | 0 | 411688.4525
4803 | 0.007884% | 0.008739% | [6 empty] | 2019-07-20 | 9 | 2.7683 | 127559.9326 | kWh | GS |  | 2019-07-20 | 9 | 531242.5593 | 127559.9326 | 330540.787 | 0 | 458100.7196
4804 | 0.007288% | 0.008658% | [6 empty] | 2019-07-20 | 10 | 3.3564 | 154655.0718 | kWh | GS |  | 2019-07-20 | 10 | 648609.7155 | 154655.0718 | 361614.0378 | 0 | 516269.1096
4805 | 0.00681% | 0.008773% | [6 empty] | 2019-07-20 | 11 | 3.9023 | 179809.0225 | kWh | GS |  | 2019-07-20 | 11 | 775876.7409 | 179809.0225 | 376628.6551 | 0 | 556437.6776
4806 | 0.006779% | 0.008983% | [6 empty] | 2019-07-20 | 12 | 4.3049 | 198361.1183 | kWh | GS |  | 2019-07-20 | 12 | 912831.3881 | 198361.1183 | 388109.1836 | 0 | 586470.3019
4807 | 0.006927% | 0.009569% | [6 empty] | 2019-07-20 | 13 | 4.521 | 208319.4654 | kWh | GS |  | 2019-07-20 | 13 | 1041788.639 | 208319.4654 | 391192.9254 | 0 | 599512.3908
4808 | 0.007834% | 0.01011% | [6 empty] | 2019-07-20 | 14 | 4.6764 | 215479.7288 | kWh | GS |  | 2019-07-20 | 14 | 1142118.342 | 215479.7288 | 387574.2367 | 0 | 603053.9655
4809 | 0.009717% | 0.01125% | [6 empty] | 2019-07-20 | 15 | 4.8371 | 222885.1894 | kWh | GS |  | 2019-07-20 | 15 | 1210419.339 | 222885.1894 | 387577.9713 | 0 | 610463.1607
4810 | 0.01186% | 0.01267% | [6 empty] | 2019-07-20 | 16 | 4.8843 | 225057.7864 | kWh | GS |  | 2019-07-20 | 16 | 1260081.122 | 225057.7864 | 389057.6422 | 0 | 614115.4286
4811 | 0.01419% | 0.01366% | [6 empty] | 2019-07-20 | 17 | 4.9049 | 226008.9244 | kWh | GS |  | 2019-07-20 | 17 | 1280401.968 | 226008.9244 | 392409.3352 | 0 | 618418.2596
4812 | 0.0167% | 0.0144% | [6 empty] | 2019-07-20 | 18 | 4.775 | 220023.9335 | kWh | GS |  | 2019-07-20 | 18 | 1279688.273 | 220023.9335 | 379378.6878 | 0 | 599402.6213
4813 | 0.01906% | 0.01472% | [6 empty] | 2019-07-20 | 19 | 4.3294 | 199489.6367 | kWh | GS |  | 2019-07-20 | 19 | 1188698.984 | 199489.6367 | 359089.3595 | 0 | 558578.9962
4814 | 0.02089% | 0.0148% | [6 empty] | 2019-07-20 | 20 | 4.1133 | 189530.639 | kWh | GS |  | 2019-07-20 | 20 | 1098236.415 | 189530.639 | 343126.8155 | 0 | 532657.4545
4815 | 0.02214% | 0.01499% | [6 empty] | 2019-07-20 | 21 | 3.9827 | 183517.046 | kWh | GS |  | 2019-07-20 | 21 | 994292.1678 | 183517.046 | 331905.158 | 0 | 515422.204
4816 | 0.02305% | 0.01508% | [6 empty] | 2019-07-20 | 22 | 3.7342 | 172066.2262 | kWh | GS |  | 2019-07-20 | 22 | 900696.1017 | 172066.2262 | 311374.8444 | 0 | 483441.0706
4817 | 0.02342% | 0.01518% | [6 empty] | 2019-07-20 | 23 | 3.4371 | 158374.1782 | kWh | GS |  | 2019-07-20 | 23 | 814704.4379 | 158374.1782 | 289473.4149 | 0 | 447847.5931
4818 | 0.02341% | 0.01471% | [6 empty] | 2019-07-20 | 24 | 3.2068 | 147764.4023 | kWh | GS |  | 2019-07-20 | 24 | 732485.7509 | 147764.4023 | 271157.9228 | 0 | 418922.3251
4819 | 0.02174% | 0.01371% | [6 empty] | 2019-07-21 | 1 | 3.045 | 140305.807 | kWh | GS |  | 2019-07-21 | 1 | 624510.2993 | 140305.807 | 256050.4618 | 0 | 396356.2688
4820 | 0.02009% | 0.01308% | [6 empty] | 2019-07-21 | 2 | 2.8543 | 131519.9028 | kWh | GS |  | 2019-07-21 | 2 | 555734.8305 | 131519.9028 | 251207.2179 | 0 | 382727.1207
4821 | 0.01819% | 0.01265% | [6 empty] | 2019-07-21 | 3 | 2.6787 | 123430.601 | kWh | GS |  | 2019-07-21 | 3 | 499695.4203 | 123430.601 | 245665.6897 | 0 | 369096.2907
4822 | 0.01647% | 0.01187% | [6 empty] | 2019-07-21 | 4 | 2.5617 | 118036.5886 | kWh | GS |  | 2019-07-21 | 4 | 457407.7687 | 118036.5886 | 245234.0893 | 0 | 363270.6779
4823 | 0.0149% | 0.01099% | [6 empty] | 2019-07-21 | 5 | 2.4669 | 113669.4987 | kWh | GS |  | 2019-07-21 | 5 | 429150.1987 | 113669.4987 | 244613.2176 | 0 | 358282.7163
4824 | 0.0134% | 0.01028% | [6 empty] | 2019-07-21 | 6 | 2.4876 | 114621.6034 | kWh | GS |  | 2019-07-21 | 6 | 417954.9762 | 114621.6034 | 255836.2298 | 0 | 370457.8332
4825 | 0.01142% | 0.00973% | [6 empty] | 2019-07-21 | 7 | 2.4625 | 113466.7222 | kWh | GS |  | 2019-07-21 | 7 | 421032.1091 | 113466.7222 | 268917.9051 | 0 | 382384.6273
4826 | 0.01017% | 0.009395% | [6 empty] | 2019-07-21 | 8 | 2.4821 | 114372.3631 | kWh | GS |  | 2019-07-21 | 8 | 463995.6648 | 114372.3631 | 281324.2327 | 0 | 395696.5958
4827 | 0.00914% | 0.009061% | [6 empty] | 2019-07-21 | 9 | 2.9318 | 135091.2968 | kWh | GS |  | 2019-07-21 | 9 | 558956.4771 | 135091.2968 | 308842.877 | 0 | 443934.1738
4828 | 0.008367% | 0.008918% | [6 empty] | 2019-07-21 | 10 | 3.5814 | 165024.9301 | kWh | GS |  | 2019-07-21 | 10 | 692240.5345 | 165024.9301 | 334726.9449 | 0 | 499751.875
4829 | 0.00785% | 0.008795% | [6 empty] | 2019-07-21 | 11 | 4.1572 | 191556.6352 | kWh | GS |  | 2019-07-21 | 11 | 816591.1534 | 191556.6352 | 351609.5404 | 0 | 543166.1756
4830 | 0.007645% | 0.009094% | [6 empty] | 2019-07-21 | 12 | 4.5315 | 208802.3583 | kWh | GS |  | 2019-07-21 | 12 | 940850.3604 | 208802.3583 | 362259.7367 | 0 | 571062.095
4831 | 0.007701% | 0.009387% | [6 empty] | 2019-07-21 | 13 | 4.6267 | 213189.1375 | kWh | GS |  | 2019-07-21 | 13 | 1064641.578 | 213189.1375 | 369018.3906 | 0 | 582207.5281
4832 | 0.008487% | 0.009714% | [6 empty] | 2019-07-21 | 14 | 4.6511 | 214313.0767 | kWh | GS |  | 2019-07-21 | 14 | 1175324.699 | 214313.0767 | 369002.8034 | 0 | 583315.8801
4833 | 0.01022% | 0.0109% | [6 empty] | 2019-07-21 | 15 | 4.6731 | 215328.0135 | kWh | GS |  | 2019-07-21 | 15 | 1253723.182 | 215328.0135 | 371393.6117 | 0 | 586721.6252
4834 | 0.01266% | 0.01227% | [6 empty] | 2019-07-21 | 16 | 4.5496 | 209638.655 | kWh | GS |  | 2019-07-21 | 16 | 1271925.768 | 209638.655 | 372535.4326 | 0 | 582174.0876
4835 | 0.01494% | 0.01333% | [6 empty] | 2019-07-21 | 17 | 4.3594 | 200871.0016 | kWh | GS |  | 2019-07-21 | 17 | 1257320.557 | 200871.0016 | 359616.7999 | 0 | 560487.8015
4836 | 0.01721% | 0.01402% | [6 empty] | 2019-07-21 | 18 | 4.0373 | 186031.9315 | kWh | GS |  | 2019-07-21 | 18 | 1203102.822 | 186031.9315 | 341517.8142 | 0 | 527549.7457
4837 | 0.01947% | 0.01429% | [6 empty] | 2019-07-21 | 19 | 3.8413 | 176997.5934 | kWh | GS |  | 2019-07-21 | 19 | 1108507.874 | 176997.5934 | 326483.9701 | 0 | 503481.5635
4838 | 0.0215% | 0.01432% | [6 empty] | 2019-07-21 | 20 | 3.5624 | 164148.1816 | kWh | GS |  | 2019-07-21 | 20 | 1032401.723 | 164148.1816 | 310445.5942 | 0 | 474593.7758
4839 | 0.02293% | 0.0144% | [6 empty] | 2019-07-21 | 21 | 3.5332 | 162801.7879 | kWh | GS |  | 2019-07-21 | 21 | 968378.6195 | 162801.7879 | 302075.8708 | 0 | 464877.6587
4840 | 0.02327% | 0.01429% | [6 empty] | 2019-07-21 | 22 | 3.4333 | 158197.5941 | kWh | GS |  | 2019-07-21 | 22 | 890025.9089 | 158197.5941 | 290881.4396 | 0 | 449079.0337
4841 | 0.023% | 0.01376% | [6 empty] | 2019-07-21 | 23 | 3.134 | 144408.5997 | kWh | GS |  | 2019-07-21 | 23 | 802673.81 | 144408.5997 | 271380.6564 | 0 | 415789.2561
4842 | 0.02201% | 0.01295% | [6 empty] | 2019-07-21 | 24 | 2.971 | 136897.8077 | kWh | GS |  | 2019-07-21 | 24 | 687780.3106 | 136897.8077 | 258840.3922 | 0 | 395738.1999
4843 | 0.02028% | 0.01236% | [6 empty] | 2019-07-22 | 1 | 2.7662 | 127462.575 | kWh | GS |  | 2019-07-22 | 1 | 587677.8505 | 127462.575 | 245858.8177 | 0 | 373321.3927
4844 | 0.01888% | 0.01165% | [6 empty] | 2019-07-22 | 2 | 2.5499 | 117492.2482 | kWh | GS |  | 2019-07-22 | 2 | 520328.159 | 117492.2482 | 244277.6906 | 0 | 361769.9388
4845 | 0.01771% | 0.01141% | [6 empty] | 2019-07-22 | 3 | 2.4496 | 112872.1262 | kWh | GS |  | 2019-07-22 | 3 | 459294.6883 | 112872.1262 | 241789.474 | 0 | 354661.6002
4846 | 0.01628% | 0.01102% | [6 empty] | 2019-07-22 | 4 | 2.4125 | 111165.0863 | kWh | GS |  | 2019-07-22 | 4 | 422054.7729 | 111165.0863 | 242146.7683 | 0 | 353311.8546
4847 | 0.01468% | 0.01021% | [6 empty] | 2019-07-22 | 5 | 2.4107 | 111082.3116 | kWh | GS |  | 2019-07-22 | 5 | 405992.9915 | 111082.3116 | 259612.3241 | 0 | 370694.6357
4848 | 0.01258% | 0.009715% | [6 empty] | 2019-07-22 | 6 | 2.4949 | 114960.0621 | kWh | GS |  | 2019-07-22 | 6 | 417742.6013 | 114960.0621 | 299702.188 | 0 | 414662.2501
4849 | 0.01075% | 0.009164% | [6 empty] | 2019-07-22 | 7 | 2.7936 | 128721.3473 | kWh | GS |  | 2019-07-22 | 7 | 452104.0513 | 128721.3473 | 345471.5257 | 0 | 474192.873
4850 | 0.009518% | 0.008881% | [6 empty] | 2019-07-22 | 8 | 3.1176 | 143651.6129 | kWh | GS |  | 2019-07-22 | 8 | 473854.4538 | 143651.6129 | 379400.2956 | 0 | 523051.9085
4851 | 0.008401% | 0.008706% | [6 empty] | 2019-07-22 | 9 | 3.7652 | 173494.2733 | kWh | GS |  | 2019-07-22 | 9 | 498339.7699 | 173494.2733 | 420021.4963 | 0 | 593515.7696
4852 | 0.00772% | 0.008673% | [6 empty] | 2019-07-22 | 10 | 4.4823 | 206533.3744 | kWh | GS |  | 2019-07-22 | 10 | 580645.8319 | 206533.3744 | 457414.6563 | 0 | 663948.0307
4853 | 0.007426% | 0.0091% | [6 empty] | 2019-07-22 | 11 | 4.9783 | 229388.1184 | kWh | GS |  | 2019-07-22 | 11 | 683950.7156 | 229388.1184 | 481307.3088 | 0 | 710695.4272
4854 | 0.007641% | 0.01018% | [6 empty] | 2019-07-22 | 12 | 5.4235 | 249904.2558 | kWh | GS |  | 2019-07-22 | 12 | 798882.5574 | 249904.2558 | 491862.112 | 0 | 741766.3678
4855 | 0.00827% | 0.01164% | [6 empty] | 2019-07-22 | 13 | 5.6739 | 261443.0205 | kWh | GS |  | 2019-07-22 | 13 | 929651.0679 | 261443.0205 | 494594.1566 | 0 | 756037.1771
4856 | 0.008667% | 0.01284% | [6 empty] | 2019-07-22 | 14 | 5.8027 | 267376.2079 | kWh | GS |  | 2019-07-22 | 14 | 1036312.484 | 267376.2079 | 499331.8852 | 0 | 766708.0931
4857 | 0.009115% | 0.01457% | [6 empty] | 2019-07-22 | 15 | 5.8382 | 269011.2266 | kWh | GS |  | 2019-07-22 | 15 | 1063425.851 | 269011.2266 | 491512.3778 | 0 | 760523.6044
4858 | 0.01062% | 0.0163% | [6 empty] | 2019-07-22 | 16 | 5.8192 | 268138.1786 | kWh | GS |  | 2019-07-22 | 16 | 1109698.684 | 268138.1786 | 479241.8849 | 0 | 747380.0635
4859 | 0.01251% | 0.01745% | [6 empty] | 2019-07-22 | 17 | 5.4434 | 250821.113 | kWh | GS |  | 2019-07-22 | 17 | 1119163.884 | 250821.113 | 460529.6629 | 0 | 711350.7759
4860 | 0.01461% | 0.01821% | [6 empty] | 2019-07-22 | 18 | 4.8184 | 222022.947 | kWh | GS |  | 2019-07-22 | 18 | 1134107.772 | 222022.947 | 426921.6448 | 0 | 648944.5918
4861 | 0.017% | 0.01856% | [6 empty] | 2019-07-22 | 19 | 4.3702 | 201370.7135 | kWh | GS |  | 2019-07-22 | 19 | 1153528.149 | 201370.7135 | 399947.2532 | 0 | 601317.9667
4862 | 0.01896% | 0.01882% | [6 empty] | 2019-07-22 | 20 | 4.0915 | 188528.7134 | kWh | GS |  | 2019-07-22 | 20 | 1108621.866 | 188528.7134 | 384214.1445 | 0 | 572742.8579
4863 | 0.01945% | 0.01867% | [6 empty] | 2019-07-22 | 21 | 3.9904 | 183869.3989 | kWh | GS |  | 2019-07-22 | 21 | 1053563.721 | 183869.3989 | 371202.0075 | 0 | 555071.4064
4864 | 0.0203% | 0.01835% | [6 empty] | 2019-07-22 | 22 | 3.7268 | 171723.8496 | kWh | GS |  | 2019-07-22 | 22 | 1003847.313 | 171723.8496 | 350253.1288 | 0 | 521976.9784
4865 | 0.02047% | 0.01746% | [6 empty] | 2019-07-22 | 23 | 3.4003 | 156678.4723 | kWh | GS |  | 2019-07-22 | 23 | 899099.9339 | 156678.4723 | 319877.4745 | 0 | 476555.9468
4866 | 0.02074% | 0.01593% | [6 empty] | 2019-07-22 | 24 | 3.1492 | 145109.6822 | kWh | GS |  | 2019-07-22 | 24 | 781001.3833 | 145109.6822 | 299547.6844 | 0 | 444657.3666
4867 | 0.0211% | 0.01476% | [6 empty] | 2019-07-23 | 1 | 2.9107 | 134118.2278 | kWh | GS |  | 2019-07-23 | 1 | 677278.0435 | 134118.2278 | 280901.3905 | 0 | 415019.6183
4868 | 0.02028% | 0.01406% | [6 empty] | 2019-07-23 | 2 | 2.7418 | 126335.6249 | kWh | GS |  | 2019-07-23 | 2 | 592017.1932 | 126335.6249 | 268901.6127 | 0 | 395237.2376
4869 | 0.01927% | 0.01363% | [6 empty] | 2019-07-23 | 3 | 2.6481 | 122020.3117 | kWh | GS |  | 2019-07-23 | 3 | 523427.448 | 122020.3117 | 261789.7404 | 0 | 383810.0521
4870 | 0.01836% | 0.01281% | [6 empty] | 2019-07-23 | 4 | 2.5686 | 118354.9003 | kWh | GS |  | 2019-07-23 | 4 | 481054.4783 | 118354.9003 | 263573.8545 | 0 | 381928.7548
4871 | 0.01645% | 0.0117% | [6 empty] | 2019-07-23 | 5 | 2.5464 | 117332.0434 | kWh | GS |  | 2019-07-23 | 5 | 459107.3156 | 117332.0434 | 272584.9184 | 0 | 389916.9618
4872 | 0.01429% | 0.01092% | [6 empty] | 2019-07-23 | 6 | 2.6321 | 121284.1535 | kWh | GS |  | 2019-07-23 | 6 | 457224.8734 | 121284.1535 | 308853.1997 | 0 | 430137.3532
4873 | 0.01239% | 0.01019% | [6 empty] | 2019-07-23 | 7 | 2.9338 | 135183.1686 | kWh | GS |  | 2019-07-23 | 7 | 498718.3653 | 135183.1686 | 356554.4486 | 0 | 491737.6172
4874 | 0.01083% | 0.009702% | [6 empty] | 2019-07-23 | 8 | 3.2652 | 150453.1167 | kWh | GS |  | 2019-07-23 | 8 | 500988.2893 | 150453.1167 | 384962.5575 | 0 | 535415.6742
4875 | 0.009574% | 0.009422% | [6 empty] | 2019-07-23 | 9 | 3.9859 | 183663.028 | kWh | GS |  | 2019-07-23 | 9 | 542061.1087 | 183663.028 | 427953.5229 | 0 | 611616.5509
4876 | 0.008799% | 0.009376% | [6 empty] | 2019-07-23 | 10 | 4.7048 | 216788.3991 | kWh | GS |  | 2019-07-23 | 10 | 608415.873 | 216788.3991 | 460433.2111 | 0 | 677221.6102
4877 | 0.008398% | 0.009572% | [6 empty] | 2019-07-23 | 11 | 5.2794 | 243266.4463 | kWh | GS |  | 2019-07-23 | 11 | 729462.5567 | 243266.4463 | 482586.4014 | 0 | 725852.8477
4878 | 0.008363% | 0.01056% | [6 empty] | 2019-07-23 | 12 | 5.6319 | 259506.0524 | kWh | GS |  | 2019-07-23 | 12 | 856803.4457 | 259506.0524 | 494421.3834 | 0 | 753927.4358
4879 | 0.009122% | 0.01207% | [6 empty] | 2019-07-23 | 13 | 5.8617 | 270093.492 | kWh | GS |  | 2019-07-23 | 13 | 970971.2023 | 270093.492 | 494788.0482 | 0 | 764881.5402
4880 | 0.009164% | 0.01314% | [6 empty] | 2019-07-23 | 14 | 5.9733 | 275239.1651 | kWh | GS |  | 2019-07-23 | 14 | 1018436.712 | 275239.1651 | 502517.0777 | 0 | 777756.2428
4881 | 0.009915% | 0.01501% | [6 empty] | 2019-07-23 | 15 | 5.671 | 261306.4012 | kWh | GS |  | 2019-07-23 | 15 | 958690.7484 | 261306.4012 | 473966.443 | 0 | 735272.8442
4882 | 0.01113% | 0.01662% | [6 empty] | 2019-07-23 | 16 | 5.43 | 250203.0746 | kWh | GS |  | 2019-07-23 | 16 | 930153.8087 | 250203.0746 | 458903.5823 | 0 | 709106.6569
4883 | 0.01334% | 0.01782% | [6 empty] | 2019-07-23 | 17 | 5.2243 | 240725.6221 | kWh | GS |  | 2019-07-23 | 17 | 960098.9596 | 240725.6221 | 440547.2602 | 0 | 681272.8823
4884 | 0.01567% | 0.01851% | [6 empty] | 2019-07-23 | 18 | 4.9345 | 227370.5936 | kWh | GS |  | 2019-07-23 | 18 | 1058814.546 | 227370.5936 | 433057.2907 | 0 | 660427.8843
4885 | 0.01776% | 0.01878% | [6 empty] | 2019-07-23 | 19 | 4.7312 | 218006.4155 | kWh | GS |  | 2019-07-23 | 19 | 1118036.404 | 218006.4155 | 403548.5626 | 0 | 621554.9781
4886 | 0.01863% | 0.01909% | [6 empty] | 2019-07-23 | 20 | 4.3934 | 202437.6031 | kWh | GS |  | 2019-07-23 | 20 | 1103089.924 | 202437.6031 | 389696.5123 | 0 | 592134.1154
4887 | 0.01754% | 0.01805% | [6 empty] | 2019-07-23 | 21 | 4.1333 | 190454.4578 | kWh | GS |  | 2019-07-23 | 21 | 1051809.384 | 190454.4578 | 375222.9498 | 0 | 565677.4076
4888 | 0.01701% | 0.01741% | [6 empty] | 2019-07-23 | 22 | 3.719 | 171363.131 | kWh | GS |  | 2019-07-23 | 22 | 968333.869 | 171363.131 | 347891.5385 | 0 | 519254.6695
4889 | 0.01756% | 0.01672% | [6 empty] | 2019-07-23 | 23 | 3.3047 | 152275.3168 | kWh | GS |  | 2019-07-23 | 23 | 836328.0488 | 152275.3168 | 315705.8261 | 0 | 467981.1429
4890 | 0.01937% | 0.01621% | [6 empty] | 2019-07-23 | 24 | 3.0239 | 139336.8555 | kWh | GS |  | 2019-07-23 | 24 | 725745.9926 | 139336.8555 | 294059.2227 | 0 | 433396.0782
4891 | 0.02045% | 0.01526% | [6 empty] | 2019-07-24 | 1 | 2.824 | 130125.9555 | kWh | GS |  | 2019-07-24 | 1 | 630895.8892 | 130125.9555 | 277652.27 | 0 | 407778.2255
4892 | 0.02018% | 0.01454% | [6 empty] | 2019-07-24 | 2 | 2.7218 | 125415.2717 | kWh | GS |  | 2019-07-24 | 2 | 561515.9648 | 125415.2717 | 268347.9373 | 0 | 393763.209
4893 | 0.01924% | 0.01389% | [6 empty] | 2019-07-24 | 3 | 2.6586 | 122501.6818 | kWh | GS |  | 2019-07-24 | 3 | 515503.023 | 122501.6818 | 264497.3117 | 0 | 386998.9935
4894 | 0.01771% | 0.01275% | [6 empty] | 2019-07-24 | 4 | 2.5852 | 119122.588 | kWh | GS |  | 2019-07-24 | 4 | 478906.0655 | 119122.588 | 265402.6178 | 0 | 384525.2058
4895 | 0.0153% | 0.01149% | [6 empty] | 2019-07-24 | 5 | 2.5903 | 119358.043 | kWh | GS |  | 2019-07-24 | 5 | 457451.018 | 119358.043 | 276429.9281 | 0 | 395787.9711
4896 | 0.01327% | 0.01064% | [6 empty] | 2019-07-24 | 6 | 2.7064 | 124705.1572 | kWh | GS |  | 2019-07-24 | 6 | 471146.0676 | 124705.1572 | 313035.7023 | 0 | 437740.8595
4897 | 0.01154% | 0.01001% | [6 empty] | 2019-07-24 | 7 | 3.0407 | 140111.4209 | kWh | GS |  | 2019-07-24 | 7 | 501716.6241 | 140111.4209 | 357678.6142 | 0 | 497790.0351
4898 | 0.01027% | 0.009666% | [6 empty] | 2019-07-24 | 8 | 3.3555 | 154616.674 | kWh | GS |  | 2019-07-24 | 8 | 515359.4804 | 154616.674 | 386158.9957 | 0 | 540775.6697
4899 | 0.009429% | 0.0095% | [6 empty] | 2019-07-24 | 9 | 3.8394 | 176913.4455 | kWh | GS |  | 2019-07-24 | 9 | 494741.0911 | 176913.4455 | 412950.6098 | 0 | 589864.0553
4900 | 0.00876% | 0.009439% | [6 empty] | 2019-07-24 | 10 | 4.3571 | 200765.571 | kWh | GS |  | 2019-07-24 | 10 | 528688.0762 | 200765.571 | 432586.1909 | 0 | 633351.7619
4901 | 0.008367% | 0.009716% | [6 empty] | 2019-07-24 | 11 | 4.8158 | 221901.7466 | kWh | GS |  | 2019-07-24 | 11 | 593137.6665 | 221901.7466 | 444692.4436 | 0 | 666594.1902
4902 | 0.008618% | 0.01075% | [6 empty] | 2019-07-24 | 12 | 5.0562 | 232979.0218 | kWh | GS |  | 2019-07-24 | 12 | 654550.1895 | 232979.0218 | 455939.4877 | 0 | 688918.5095
4903 | 0.009177% | 0.01222% | [6 empty] | 2019-07-24 | 13 | 4.934 | 227349.4821 | kWh | GS |  | 2019-07-24 | 13 | 671443.611 | 227349.4821 | 450320.5898 | 0 | 677670.0719
4904 | 0.009427% | 0.01327% | [6 empty] | 2019-07-24 | 14 | 4.7706 | 219818.8301 | kWh | GS |  | 2019-07-24 | 14 | 647568.9657 | 219818.8301 | 442908.8568 | 0 | 662727.6869
4905 | 0.00905% | 0.01448% | [6 empty] | 2019-07-24 | 15 | 4.6481 | 214175.0897 | kWh | GS |  | 2019-07-24 | 15 | 631166.5456 | 214175.0897 | 433006.3842 | 0 | 647181.4739
4906 | 0.00967% | 0.01555% | [6 empty] | 2019-07-24 | 16 | 4.3828 | 201949.6674 | kWh | GS |  | 2019-07-24 | 16 | 617065.531 | 201949.6674 | 414312.2082 | 0 | 616261.8756
4907 | 0.01085% | 0.01636% | [6 empty] | 2019-07-24 | 17 | 4.095 | 188687.1536 | kWh | GS |  | 2019-07-24 | 17 | 620762.3331 | 188687.1536 | 393957.8969 | 0 | 582645.0505
4908 | 0.01197% | 0.01691% | [6 empty] | 2019-07-24 | 18 | 3.5833 | 165109.6791 | kWh | GS |  | 2019-07-24 | 18 | 660558.2476 | 165109.6791 | 370474.8147 | 0 | 535584.4938
4909 | 0.01228% | 0.01664% | [6 empty] | 2019-07-24 | 19 | 3.2958 | 151865.4666 | kWh | GS |  | 2019-07-24 | 19 | 676210.1586 | 151865.4666 | 345702.8234 | 0 | 497568.29
4910 | 0.01184% | 0.01627% | [6 empty] | 2019-07-24 | 20 | 3.2365 | 149132.8541 | kWh | GS |  | 2019-07-24 | 20 | 661401.512 | 149132.8541 | 331182.7994 | 0 | 480315.6535
4911 | 0.01154% | 0.01589% | [6 empty] | 2019-07-24 | 21 | 3.1858 | 146793.6785 | kWh | GS |  | 2019-07-24 | 21 | 683624.845 | 146793.6785 | 326376.646 | 0 | 473170.3245
4912 | 0.01129% | 0.01513% | [6 empty] | 2019-07-24 | 22 | 2.9159 | 134357.4766 | kWh | GS |  | 2019-07-24 | 22 | 661844.0073 | 134357.4766 | 310947.956 | 0 | 445305.4326
4913 | 0.01135% | 0.0143% | [6 empty] | 2019-07-24 | 23 | 2.6966 | 124254.3003 | kWh | GS |  | 2019-07-24 | 23 | 628720.1144 | 124254.3003 | 281760.1122 | 0 | 406014.4125
4914 | 0.01208% | 0.01315% | [6 empty] | 2019-07-24 | 24 | 2.5314 | 116643.8782 | kWh | GS |  | 2019-07-24 | 24 | 547218.4468 | 116643.8782 | 263072.3561 | 0 | 379716.2343
4915 | 0.01237% | 0.01221% | [6 empty] | 2019-07-25 | 1 | 2.3834 | 109821.721 | kWh | GS |  | 2019-07-25 | 1 | 474921.9083 | 109821.721 | 252362.2887 | 0 | 362184.0097
4916 | 0.0121% | 0.01179% | [6 empty] | 2019-07-25 | 2 | 2.2941 | 105709.3343 | kWh | GS |  | 2019-07-25 | 2 | 426329.5624 | 105709.3343 | 249378.7306 | 0 | 355088.0649
4917 | 0.0125% | 0.01162% | [6 empty] | 2019-07-25 | 3 | 2.2489 | 103625.7042 | kWh | GS |  | 2019-07-25 | 3 | 397990.0694 | 103625.7042 | 244564.3006 | 0 | 348190.0048
4918 | 0.01211% | 0.01093% | [6 empty] | 2019-07-25 | 4 | 2.2387 | 103152.7885 | kWh | GS |  | 2019-07-25 | 4 | 370320.9983 | 103152.7885 | 247090.1581 | 0 | 350242.9466
4919 | 0.0115% | 0.009967% | [6 empty] | 2019-07-25 | 5 | 2.2234 | 102450.668 | kWh | GS |  | 2019-07-25 | 5 | 367292.8925 | 102450.668 | 255526.0396 | 0 | 357976.7076
4920 | 0.01001% | 0.009321% | [6 empty] | 2019-07-25 | 6 | 2.3371 | 107688.4985 | kWh | GS |  | 2019-07-25 | 6 | 373502.0831 | 107688.4985 | 289557.3549 | 0 | 397245.8534
4921 | 0.008687% | 0.008891% | [6 empty] | 2019-07-25 | 7 | 2.6773 | 123366.7248 | kWh | GS |  | 2019-07-25 | 7 | 408819.8386 | 123366.7248 | 331305.7638 | 0 | 454672.4886
4922 | 0.007798% | 0.008717% | [6 empty] | 2019-07-25 | 8 | 2.9512 | 135984.4323 | kWh | GS |  | 2019-07-25 | 8 | 426529.7735 | 135984.4323 | 365911.9514 | 0 | 501896.3837
4923 | 0.00728% | 0.008547% | [6 empty] | 2019-07-25 | 9 | 3.5936 | 165586.4581 | kWh | GS |  | 2019-07-25 | 9 | 461678.4696 | 165586.4581 | 401119.1527 | 0 | 566705.6108
4924 | 0.006774% | 0.008598% | [6 empty] | 2019-07-25 | 10 | 4.3411 | 200031.3187 | kWh | GS |  | 2019-07-25 | 10 | 520181.1608 | 200031.3187 | 439158.8529 | 0 | 639190.1716
4925 | 0.006718% | 0.008788% | [6 empty] | 2019-07-25 | 11 | 4.8957 | 225585.9742 | kWh | GS |  | 2019-07-25 | 11 | 607734.9641 | 225585.9742 | 458379.6895 | 0 | 683965.6637
4926 | 0.006832% | 0.009752% | [6 empty] | 2019-07-25 | 12 | 5.1928 | 239275.1901 | kWh | GS |  | 2019-07-25 | 12 | 692362.8922 | 239275.1901 | 468556.697 | 0 | 707831.8871
4927 | 0.007478% | 0.01116% | [6 empty] | 2019-07-25 | 13 | 5.321 | 245183.2855 | kWh | GS |  | 2019-07-25 | 13 | 773634.7188 | 245183.2855 | 466194.2829 | 0 | 711377.5684
4928 | 0.007802% | 0.01232% | [6 empty] | 2019-07-25 | 14 | 5.3405 | 246079.6573 | kWh | GS |  | 2019-07-25 | 14 | 818610.1799 | 246079.6573 | 466956.3212 | 0 | 713035.9785
4929 | 0.008445% | 0.01391% | [6 empty] | 2019-07-25 | 15 | 5.3226 | 245255.0766 | kWh | GS |  | 2019-07-25 | 15 | 837059.9782 | 245255.0766 | 456771.7947 | 0 | 702026.8713
4930 | 0.009515% | 0.01569% | [6 empty] | 2019-07-25 | 16 | 5.1674 | 238105.2464 | kWh | GS |  | 2019-07-25 | 16 | 842955.8047 | 238105.2464 | 437590.3947 | 0 | 675695.6411
4931 | 0.01112% | 0.01679% | [6 empty] | 2019-07-25 | 17 | 4.8009 | 221214.6819 | kWh | GS |  | 2019-07-25 | 17 | 829356.3209 | 221214.6819 | 414653.938 | 0 | 635868.6199
4932 | 0.01266% | 0.01738% | [6 empty] | 2019-07-25 | 18 | 4.2744 | 196955.1688 | kWh | GS |  | 2019-07-25 | 18 | 849470.8065 | 196955.1688 | 391831.6229 | 0 | 588786.7917
4933 | 0.01415% | 0.01746% | [6 empty] | 2019-07-25 | 19 | 3.911 | 180211.0526 | kWh | GS |  | 2019-07-25 | 19 | 851629.455 | 180211.0526 | 362797.2754 | 0 | 543008.328
4934 | 0.01497% | 0.0175% | [6 empty] | 2019-07-25 | 20 | 3.6645 | 168853.5531 | kWh | GS |  | 2019-07-25 | 20 | 837522.2297 | 168853.5531 | 347818.4453 | 0 | 516671.9984
4935 | 0.01531% | 0.01723% | [6 empty] | 2019-07-25 | 21 | 3.5474 | 163455.8957 | kWh | GS |  | 2019-07-25 | 21 | 837250.5974 | 163455.8957 | 343254.8047 | 0 | 506710.7004
4936 | 0.01542% | 0.01659% | [6 empty] | 2019-07-25 | 22 | 3.3176 | 152870.1746 | kWh | GS |  | 2019-07-25 | 22 | 812003.265 | 152870.1746 | 328047.536 | 0 | 480917.7106
4937 | 0.01517% | 0.01561% | [6 empty] | 2019-07-25 | 23 | 2.9856 | 137571.1486 | kWh | GS |  | 2019-07-25 | 23 | 744933.5088 | 137571.1486 | 296824.3687 | 0 | 434395.5173
4938 | 0.01554% | 0.01445% | [6 empty] | 2019-07-25 | 24 | 2.781 | 128143.1705 | kWh | GS |  | 2019-07-25 | 24 | 654245.3225 | 128143.1705 | 274145.0245 | 0 | 402288.195
4939 | 0.01558% | 0.01333% | [6 empty] | 2019-07-26 | 1 | 2.5915 | 119410.7904 | kWh | GS |  | 2019-07-26 | 1 | 555603.8152 | 119410.7904 | 263503.1621 | 0 | 382913.9525
4940 | 0.01532% | 0.01268% | [6 empty] | 2019-07-26 | 2 | 2.5322 | 116678.9206 | kWh | GS |  | 2019-07-26 | 2 | 480965.2842 | 116678.9206 | 255219.7889 | 0 | 371898.7095
4941 | 0.01531% | 0.01244% | [6 empty] | 2019-07-26 | 3 | 2.4296 | 111951.7487 | kWh | GS |  | 2019-07-26 | 3 | 443636.8768 | 111951.7487 | 251091.302 | 0 | 363043.0507
4942 | 0.01485% | 0.01181% | [6 empty] | 2019-07-26 | 4 | 2.3911 | 110176.9929 | kWh | GS |  | 2019-07-26 | 4 | 414013.1757 | 110176.9929 | 246854.028 | 0 | 357031.0209
4943 | 0.01363% | 0.01066% | [6 empty] | 2019-07-26 | 5 | 2.3878 | 110027.3103 | kWh | GS |  | 2019-07-26 | 5 | 400124.7136 | 110027.3103 | 257321.5885 | 0 | 367348.8988
4944 | 0.01197% | 0.009875% | [6 empty] | 2019-07-26 | 6 | 2.5038 | 115370.1666 | kWh | GS |  | 2019-07-26 | 6 | 402698.7725 | 115370.1666 | 292423.9292 | 0 | 407794.0958
4945 | 0.01016% | 0.0094% | [6 empty] | 2019-07-26 | 7 | 2.7716 | 127709.8371 | kWh | GS |  | 2019-07-26 | 7 | 433313.4274 | 127709.8371 | 341283.2667 | 0 | 468993.1038
4946 | 0.008798% | 0.009129% | [6 empty] | 2019-07-26 | 8 | 3.0923 | 142485.3287 | kWh | GS |  | 2019-07-26 | 8 | 451686.7462 | 142485.3287 | 370741.6071 | 0 | 513226.9358
4947 | 0.008115% | 0.008912% | [6 empty] | 2019-07-26 | 9 | 3.6468 | 168037.8836 | kWh | GS |  | 2019-07-26 | 9 | 481843.3656 | 168037.8836 | 406614.4281 | 0 | 574652.3117
4948 | 0.007573% | 0.008764% | [6 empty] | 2019-07-26 | 10 | 4.2258 | 194717.0937 | kWh | GS |  | 2019-07-26 | 10 | 550854.0544 | 194717.0937 | 436927.3242 | 0 | 631644.4179
4949 | 0.007319% | 0.009018% | [6 empty] | 2019-07-26 | 11 | 4.6613 | 214782.3033 | kWh | GS |  | 2019-07-26 | 11 | 622830.3031 | 214782.3033 | 452201.1107 | 0 | 666983.414
4950 | 0.007366% | 0.01001% | [6 empty] | 2019-07-26 | 12 | 4.9311 | 227217.024 | kWh | GS |  | 2019-07-26 | 12 | 687797.5209 | 227217.024 | 459059.7754 | 0 | 686276.7994
4951 | 0.007926% | 0.01151% | [6 empty] | 2019-07-26 | 13 | 5.1191 | 235875.7208 | kWh | GS |  | 2019-07-26 | 13 | 769565.0835 | 235875.7208 | 463216.0939 | 0 | 699091.8147
4952 | 0.008262% | 0.0126% | [6 empty] | 2019-07-26 | 14 | 5.1463 | 237129.4617 | kWh | GS |  | 2019-07-26 | 14 | 828690.5247 | 237129.4617 | 460907.2083 | 0 | 698036.67
4953 | 0.008814% | 0.01411% | [6 empty] | 2019-07-26 | 15 | 5.1095 | 235436.5123 | kWh | GS |  | 2019-07-26 | 15 | 834503.7518 | 235436.5123 | 447779.1943 | 0 | 683215.7066
4954 | 0.01008% | 0.01551% | [6 empty] | 2019-07-26 | 16 | 4.8659 | 224212.4963 | kWh | GS |  | 2019-07-26 | 16 | 828335.7173 | 224212.4963 | 431877.6771 | 0 | 656090.1734
4955 | 0.01139% | 0.01637% | [6 empty] | 2019-07-26 | 17 | 4.5051 | 207585.8119 | kWh | GS |  | 2019-07-26 | 17 | 816839.295 | 207585.8119 | 405671.6384 | 0 | 613257.4503
4956 | 0.01258% | 0.01685% | [6 empty] | 2019-07-26 | 18 | 4.0235 | 185392.9111 | kWh | GS |  | 2019-07-26 | 18 | 811984.7535 | 185392.9111 | 383227.2062 | 0 | 568620.1173
4957 | 0.01408% | 0.01716% | [6 empty] | 2019-07-26 | 19 | 3.6776 | 169454.2963 | kWh | GS |  | 2019-07-26 | 19 | 818858.1994 | 169454.2963 | 355706.2517 | 0 | 525160.548
4958 | 0.01516% | 0.01714% | [6 empty] | 2019-07-26 | 20 | 3.519 | 162149.5281 | kWh | GS |  | 2019-07-26 | 20 | 781188.4991 | 162149.5281 | 340469.8772 | 0 | 502619.4053
4959 | 0.01526% | 0.01677% | [6 empty] | 2019-07-26 | 21 | 3.5244 | 162396.8006 | kWh | GS |  | 2019-07-26 | 21 | 760478.357 | 162396.8006 | 333983.5265 | 0 | 496380.3271
4960 | 0.01515% | 0.01611% | [6 empty] | 2019-07-26 | 22 | 3.3379 | 153802.1551 | kWh | GS |  | 2019-07-26 | 22 | 717061.7746 | 153802.1551 | 318180.3493 | 0 | 471982.5044
4961 | 0.01494% | 0.01505% | [6 empty] | 2019-07-26 | 23 | 3.1037 | 143014.495 | kWh | GS |  | 2019-07-26 | 23 | 685694.7494 | 143014.495 | 289883.1615 | 0 | 432897.6565
4962 | 0.01485% | 0.01396% | [6 empty] | 2019-07-26 | 24 | 2.8573 | 131656.5627 | kWh | GS |  | 2019-07-26 | 24 | 611366.7346 | 131656.5627 | 274203.3868 | 0 | 405859.9495
4963 | 0.01498% | 0.01289% | [6 empty] | 2019-07-27 | 1 | 2.6856 | 123744.7954 | kWh | GS |  | 2019-07-27 | 1 | 550396.9043 | 123744.7954 | 258787.3979 | 0 | 382532.1933
4964 | 0.01429% | 0.01234% | [6 empty] | 2019-07-27 | 2 | 2.4794 | 114247.3336 | kWh | GS |  | 2019-07-27 | 2 | 481670.1246 | 114247.3336 | 250231.4837 | 0 | 364478.8173
4965 | 0.01391% | 0.01219% | [6 empty] | 2019-07-27 | 3 | 2.3291 | 107321.0795 | kWh | GS |  | 2019-07-27 | 3 | 435591.9454 | 107321.0795 | 243260.1308 | 0 | 350581.2103
4966 | 0.01312% | 0.01159% | [6 empty] | 2019-07-27 | 4 | 2.2793 | 105023.3962 | kWh | GS |  | 2019-07-27 | 4 | 397295.8702 | 105023.3962 | 240786.926 | 0 | 345810.3222
4967 | 0.01254% | 0.01063% | [6 empty] | 2019-07-27 | 5 | 2.2763 | 104889.5277 | kWh | GS |  | 2019-07-27 | 5 | 385681.3256 | 104889.5277 | 245901.1695 | 0 | 350790.6972
4968 | 0.01118% | 0.009963% | [6 empty] | 2019-07-27 | 6 | 2.3333 | 107514.8797 | kWh | GS |  | 2019-07-27 | 6 | 378988.3384 | 107514.8797 | 257181.4703 | 0 | 364696.35
4969 | 0.01007% | 0.00939% | [6 empty] | 2019-07-27 | 7 | 2.3787 | 109606.1247 | kWh | GS |  | 2019-07-27 | 7 | 376054.2559 | 109606.1247 | 278023.9815 | 0 | 387630.1062
4970 | 0.00881% | 0.008947% | [6 empty] | 2019-07-27 | 8 | 2.4353 | 112213.0712 | kWh | GS |  | 2019-07-27 | 8 | 417068.4895 | 112213.0712 | 297403.9895 | 0 | 409617.0607
4971 | 0.007968% | 0.008606% | [6 empty] | 2019-07-27 | 9 | 2.8058 | 129284.1177 | kWh | GS |  | 2019-07-27 | 9 | 499703.5352 | 129284.1177 | 323341.3036 | 0 | 452625.4213
4972 | 0.007267% | 0.008489% | [6 empty] | 2019-07-27 | 10 | 3.3882 | 156123.7052 | kWh | GS |  | 2019-07-27 | 10 | 594764.5696 | 156123.7052 | 342792.4673 | 0 | 498916.1725
4973 | 0.007055% | 0.008611% | [6 empty] | 2019-07-27 | 11 | 3.6281 | 167173.9429 | kWh | GS |  | 2019-07-27 | 11 | 688882.6396 | 167173.9429 | 354025.9253 | 0 | 521199.8682
4974 | 0.006932% | 0.008953% | [6 empty] | 2019-07-27 | 12 | 3.7387 | 172272.9354 | kWh | GS |  | 2019-07-27 | 12 | 748827.7406 | 172272.9354 | 349808.7559 | 0 | 522081.6913
4975 | 0.006879% | 0.009516% | [6 empty] | 2019-07-27 | 13 | 3.8455 | 177192.6898 | kWh | GS |  | 2019-07-27 | 13 | 800106.6924 | 177192.6898 | 354392.8624 | 0 | 531585.5522
4976 | 0.007629% | 0.01006% | [6 empty] | 2019-07-27 | 14 | 4.1175 | 189725.3717 | kWh | GS |  | 2019-07-27 | 14 | 870995.5681 | 189725.3717 | 353354.3206 | 0 | 543079.6923
4977 | 0.00914% | 0.01111% | [6 empty] | 2019-07-27 | 15 | 4.228 | 194820.0535 | kWh | GS |  | 2019-07-27 | 15 | 942019.9662 | 194820.0535 | 356007.0187 | 0 | 550827.0722
4978 | 0.01088% | 0.01225% | [6 empty] | 2019-07-27 | 16 | 4.1301 | 190306.3042 | kWh | GS |  | 2019-07-27 | 16 | 977409.208 | 190306.3042 | 352243.1594 | 0 | 542549.4636
4979 | 0.0126% | 0.01279% | [6 empty] | 2019-07-27 | 17 | 4.0508 | 186650.7215 | kWh | GS |  | 2019-07-27 | 17 | 1001247.382 | 186650.7215 | 349192.1649 | 0 | 535842.8864
4980 | 0.0137% | 0.01282% | [6 empty] | 2019-07-27 | 18 | 3.9293 | 181056.5626 | kWh | GS |  | 2019-07-27 | 18 | 988932.0793 | 181056.5626 | 336827.2756 | 0 | 517883.8382
4981 | 0.01464% | 0.01305% | [6 empty] | 2019-07-27 | 19 | 3.8155 | 175809.5678 | kWh | GS |  | 2019-07-27 | 19 | 946468.8392 | 175809.5678 | 325812.8462 | 0 | 501622.414
4982 | 0.01593% | 0.01333% | [6 empty] | 2019-07-27 | 20 | 3.6919 | 170114.1319 | kWh | GS |  | 2019-07-27 | 20 | 903765.7813 | 170114.1319 | 314069.9979 | 0 | 484184.1298
4983 | 0.01723% | 0.01352% | [6 empty] | 2019-07-27 | 21 | 3.6369 | 167581.687 | kWh | GS |  | 2019-07-27 | 21 | 859591.6389 | 167581.687 | 310203.243 | 0 | 477784.93
4984 | 0.01788% | 0.01332% | [6 empty] | 2019-07-27 | 22 | 3.4631 | 159573.2087 | kWh | GS |  | 2019-07-27 | 22 | 793402.3174 | 159573.2087 | 295326.1666 | 0 | 454899.3753
4985 | 0.01831% | 0.01315% | [6 empty] | 2019-07-27 | 23 | 3.1961 | 147268.1764 | kWh | GS |  | 2019-07-27 | 23 | 729279.9614 | 147268.1764 | 276515.2132 | 0 | 423783.3896
4986 | 0.01809% | 0.01271% | [6 empty] | 2019-07-27 | 24 | 2.9848 | 137534.1363 | kWh | GS |  | 2019-07-27 | 24 | 661415.3265 | 137534.1363 | 259832.8296 | 0 | 397366.9659
4987 | 0.01731% | 0.01231% | [6 empty] | 2019-07-28 | 1 | 2.8604 | 131803.1242 | kWh | GS |  | 2019-07-28 | 1 | 582082.1328 | 131803.1242 | 251321.3384 | 0 | 383124.4626
4988 | 0.01653% | 0.01189% | [6 empty] | 2019-07-28 | 2 | 2.7171 | 125198.8168 | kWh | GS |  | 2019-07-28 | 2 | 513489.5596 | 125198.8168 | 245723.6915 | 0 | 370922.5083
4989 | 0.01572% | 0.01173% | [6 empty] | 2019-07-28 | 3 | 2.6211 | 120776.0964 | kWh | GS |  | 2019-07-28 | 3 | 463676.9839 | 120776.0964 | 241509.883 | 0 | 362285.9794
4990 | 0.01451% | 0.01117% | [6 empty] | 2019-07-28 | 4 | 2.5578 | 117858.6014 | kWh | GS |  | 2019-07-28 | 4 | 435168.0651 | 117858.6014 | 238593.272 | 0 | 356451.8734
4991 | 0.01334% | 0.0104% | [6 empty] | 2019-07-28 | 5 | 2.4651 | 113588.585 | kWh | GS |  | 2019-07-28 | 5 | 422157.0341 | 113588.585 | 242209.2452 | 0 | 355797.8302
4992 | 0.0121% | 0.009755% | [6 empty] | 2019-07-28 | 6 | 2.4997 | 115179.4221 | kWh | GS |  | 2019-07-28 | 6 | 410974.8489 | 115179.4221 | 251641.2452 | 0 | 366820.6673
4993 | 0.01065% | 0.009405% | [6 empty] | 2019-07-28 | 7 | 2.4941 | 114923.6346 | kWh | GS |  | 2019-07-28 | 7 | 416156.1781 | 114923.6346 | 269547.6111 | 0 | 384471.2457
4994 | 0.009392% | 0.009105% | [6 empty] | 2019-07-28 | 8 | 2.4212 | 111564.8655 | kWh | GS |  | 2019-07-28 | 8 | 462058.9865 | 111564.8655 | 280648.9938 | 0 | 392213.8593
4995 | 0.008481% | 0.008893% | [6 empty] | 2019-07-28 | 9 | 2.798 | 128924.624 | kWh | GS |  | 2019-07-28 | 9 | 556458.4864 | 128924.624 | 309684.1343 | 0 | 438608.7583
4996 | 0.00796% | 0.00875% | [6 empty] | 2019-07-28 | 10 | 3.4176 | 157477.5295 | kWh | GS |  | 2019-07-28 | 10 | 657882.4753 | 157477.5295 | 330597.1774 | 0 | 488074.7069
4997 | 0.007722% | 0.008734% | [6 empty] | 2019-07-28 | 11 | 3.7959 | 174905.8192 | kWh | GS |  | 2019-07-28 | 11 | 744908.194 | 174905.8192 | 342806.0443 | 0 | 517711.8635
4998 | 0.007517% | 0.009005% | [6 empty] | 2019-07-28 | 12 | 4.022 | 185323.783 | kWh | GS |  | 2019-07-28 | 12 | 815352.0985 | 185323.783 | 347900.0062 | 0 | 533223.7892
4999 | 0.007612% | 0.009438% | [6 empty] | 2019-07-28 | 13 | 3.8762 | 178605.7231 | kWh | GS |  | 2019-07-28 | 13 | 836392.9649 | 178605.7231 | 331583.4795 | 0 | 510189.2026
5000 | 0.008452% | 0.009628% | [6 empty] | 2019-07-28 | 14 | 3.4923 | 160920.0465 | kWh | GS |  | 2019-07-28 | 14 | 826213.6166 | 160920.0465 | 317698.2715 | 0 | 478618.318
5001 | 0.01018% | 0.01077% | [6 empty] | 2019-07-28 | 15 | 3.4366 | 158353.4307 | kWh | GS |  | 2019-07-28 | 15 | 830752.1178 | 158353.4307 | 320286.0466 | 0 | 478639.4773
5002 | 0.01203% | 0.01198% | [6 empty] | 2019-07-28 | 16 | 3.4855 | 160603.4865 | kWh | GS |  | 2019-07-28 | 16 | 846545.4484 | 160603.4865 | 321249.6992 | 0 | 481853.1857
5003 | 0.01363% | 0.01271% | [6 empty] | 2019-07-28 | 17 | 3.552 | 163668.4249 | kWh | GS |  | 2019-07-28 | 17 | 894011.8393 | 163668.4249 | 324328.8699 | 0 | 487997.2948
5004 | 0.01491% | 0.01309% | [6 empty] | 2019-07-28 | 18 | 3.6011 | 165933.6408 | kWh | GS |  | 2019-07-28 | 18 | 921613.45 | 165933.6408 | 325285.7539 | 0 | 491219.3947
5005 | 0.0153% | 0.01252% | [6 empty] | 2019-07-28 | 19 | 3.5235 | 162355.7739 | kWh | GS |  | 2019-07-28 | 19 | 941996.4575 | 162355.7739 | 314406.4135 | 0 | 476762.1874
5006 | 0.01511% | 0.01175% | [6 empty] | 2019-07-28 | 20 | 3.4133 | 157277.9817 | kWh | GS |  | 2019-07-28 | 20 | 916635.0466 | 157277.9817 | 297679.4505 | 0 | 454957.4322
5007 | 0.0152% | 0.01175% | [6 empty] | 2019-07-28 | 21 | 3.3615 | 154890.1221 | kWh | GS |  | 2019-07-28 | 21 | 865293.5111 | 154890.1221 | 288580.5437 | 0 | 443470.6658
5008 | 0.01548% | 0.01183% | [6 empty] | 2019-07-28 | 22 | 3.2033 | 147603.8153 | kWh | GS |  | 2019-07-28 | 22 | 816140.2283 | 147603.8153 | 279506.5516 | 0 | 427110.3669
5009 | 0.01635% | 0.01198% | [6 empty] | 2019-07-28 | 23 | 2.9781 | 137223.2901 | kWh | GS |  | 2019-07-28 | 23 | 736841.2942 | 137223.2901 | 260783.7723 | 0 | 398007.0624
5010 | 0.01686% | 0.01206% | [6 empty] | 2019-07-28 | 24 | 2.7553 | 126957.6662 | kWh | GS |  | 2019-07-28 | 24 | 622757.6684 | 126957.6662 | 248243.3144 | 0 | 375200.9806
5011 | 0.01723% | 0.0117% | [6 empty] | 2019-07-29 | 1 | 2.5681 | 118333.0121 | kWh | GS |  | 2019-07-29 | 1 | 531116.1996 | 118333.0121 | 239726.6276 | 0 | 358059.6397
5012 | 0.01677% | 0.01117% | [6 empty] | 2019-07-29 | 2 | 2.4827 | 114398.3593 | kWh | GS |  | 2019-07-29 | 2 | 463355.1749 | 114398.3593 | 235996.7669 | 0 | 350395.1262
5013 | 0.01583% | 0.01089% | [6 empty] | 2019-07-29 | 3 | 2.3538 | 108456.3703 | kWh | GS |  | 2019-07-29 | 3 | 420197.3892 | 108456.3703 | 236621.8776 | 0 | 345078.2479
5014 | 0.01493% | 0.01048% | [6 empty] | 2019-07-29 | 4 | 2.3285 | 107291.1369 | kWh | GS |  | 2019-07-29 | 4 | 391588.4495 | 107291.1369 | 237035.9592 | 0 | 344327.0961
5015 | 0.01348% | 0.00977% | [6 empty] | 2019-07-29 | 5 | 2.326 | 107176.4677 | kWh | GS |  | 2019-07-29 | 5 | 385785.8869 | 107176.4677 | 254450.6683 | 0 | 361627.136
5016 | 0.01139% | 0.00921% | [6 empty] | 2019-07-29 | 6 | 2.4597 | 113339.8792 | kWh | GS |  | 2019-07-29 | 6 | 403892.5432 | 113339.8792 | 305389.0986 | 0 | 418728.9778
5017 | 0.009715% | 0.00879% | [6 empty] | 2019-07-29 | 7 | 2.8154 | 129727.0501 | kWh | GS |  | 2019-07-29 | 7 | 445198.8282 | 129727.0501 | 350657.662 | 0 | 480384.7121
5018 | 0.008475% | 0.008602% | [6 empty] | 2019-07-29 | 8 | 3.1146 | 143513.1346 | kWh | GS |  | 2019-07-29 | 8 | 454241.8752 | 143513.1346 | 377788.8143 | 0 | 521301.9489
5019 | 0.007686% | 0.008471% | [6 empty] | 2019-07-29 | 9 | 3.7317 | 171947.4613 | kWh | GS |  | 2019-07-29 | 9 | 477483.7098 | 171947.4613 | 415450.4158 | 0 | 587397.8771
5020 | 0.007163% | 0.008453% | [6 empty] | 2019-07-29 | 10 | 4.3947 | 202497.4077 | kWh | GS |  | 2019-07-29 | 10 | 562463.9118 | 202497.4077 | 447513.5747 | 0 | 650010.9824
5021 | 0.007057% | 0.008877% | [6 empty] | 2019-07-29 | 11 | 4.9314 | 227231.2412 | kWh | GS |  | 2019-07-29 | 11 | 669589.4299 | 227231.2412 | 467864.8124 | 0 | 695096.0536
5022 | 0.007388% | 0.01028% | [6 empty] | 2019-07-29 | 12 | 5.2313 | 241048.3897 | kWh | GS |  | 2019-07-29 | 12 | 758352.627 | 241048.3897 | 476819.794 | 0 | 717868.1837
5023 | 0.008143% | 0.01179% | [6 empty] | 2019-07-29 | 13 | 5.3797 | 247885.7118 | kWh | GS |  | 2019-07-29 | 13 | 870148.9781 | 247885.7118 | 483086.135 | 0 | 730971.8468
5024 | 0.008309% | 0.0128% | [6 empty] | 2019-07-29 | 14 | 5.4697 | 252032.5917 | kWh | GS |  | 2019-07-29 | 14 | 936301.727 | 252032.5917 | 484751.5412 | 0 | 736784.1329
5025 | 0.008734% | 0.01442% | [6 empty] | 2019-07-29 | 15 | 5.5547 | 255947.4359 | kWh | GS |  | 2019-07-29 | 15 | 971879.6511 | 255947.4359 | 478930.7652 | 0 | 734878.2011
5026 | 0.01029% | 0.01596% | [6 empty] | 2019-07-29 | 16 | 5.4239 | 249923.3416 | kWh | GS |  | 2019-07-29 | 16 | 1026051.145 | 249923.3416 | 462471.7258 | 0 | 712395.0674
5027 | 0.01225% | 0.01706% | [6 empty] | 2019-07-29 | 17 | 5.2097 | 240052.4393 | kWh | GS |  | 2019-07-29 | 17 | 1070407.982 | 240052.4393 | 444188.614 | 0 | 684241.0533
5028 | 0.01387% | 0.01762% | [6 empty] | 2019-07-29 | 18 | 4.6806 | 215671.4128 | kWh | GS |  | 2019-07-29 | 18 | 1118875.727 | 215671.4128 | 415984.5921 | 0 | 631656.0049
5029 | 0.01592% | 0.01794% | [6 empty] | 2019-07-29 | 19 | 4.2373 | 195247.1789 | kWh | GS |  | 2019-07-29 | 19 | 1129480.371 | 195247.1789 | 386111.3881 | 0 | 581358.567
5030 | 0.01713% | 0.01809% | [6 empty] | 2019-07-29 | 20 | 4.0244 | 185435.938 | kWh | GS |  | 2019-07-29 | 20 | 1079091.693 | 185435.938 | 362254.5622 | 0 | 547690.5002
5031 | 0.01778% | 0.01804% | [6 empty] | 2019-07-29 | 21 | 3.8701 | 178325.8391 | kWh | GS |  | 2019-07-29 | 21 | 1000339.016 | 178325.8391 | 348521.6606 | 0 | 526847.4997
5032 | 0.01877% | 0.01749% | [6 empty] | 2019-07-29 | 22 | 3.5397 | 163100.7118 | kWh | GS |  | 2019-07-29 | 22 | 935152.871 | 163100.7118 | 330649.7867 | 0 | 493750.4985
5033 | 0.01958% | 0.0168% | [6 empty] | 2019-07-29 | 23 | 3.2136 | 148074.6228 | kWh | GS |  | 2019-07-29 | 23 | 832008.0872 | 148074.6228 | 299833.0692 | 0 | 447907.692
5034 | 0.02047% | 0.01551% | [6 empty] | 2019-07-29 | 24 | 2.9202 | 134557.4106 | kWh | GS |  | 2019-07-29 | 24 | 703409.6544 | 134557.4106 | 280299.2424 | 0 | 414856.653
5035 | 0.02066% | 0.01427% | [6 empty] | 2019-07-30 | 1 | 2.7319 | 125880.6569 | kWh | GS |  | 2019-07-30 | 1 | 596389.4951 | 125880.6569 | 267047.7271 | 0 | 392928.384
5036 | 0.01974% | 0.01344% | [6 empty] | 2019-07-30 | 2 | 2.5947 | 119557.9595 | kWh | GS |  | 2019-07-30 | 2 | 527406.2733 | 119557.9595 | 261171.6411 | 0 | 380729.6006
5037 | 0.0183% | 0.01293% | [6 empty] | 2019-07-30 | 3 | 2.4727 | 113936.9484 | kWh | GS |  | 2019-07-30 | 3 | 470884.3829 | 113936.9484 | 250659.1781 | 0 | 364596.1265
5038 | 0.01711% | 0.01212% | [6 empty] | 2019-07-30 | 4 | 2.4637 | 113521.0446 | kWh | GS |  | 2019-07-30 | 4 | 426865.018 | 113521.0446 | 248696.83 | 0 | 362217.8746
5039 | 0.01522% | 0.011% | [6 empty] | 2019-07-30 | 5 | 2.4203 | 111520.6754 | kWh | GS |  | 2019-07-30 | 5 | 409474.1076 | 111520.6754 | 264886.0563 | 0 | 376406.7317
5040 | 0.01287% | 0.01018% | [6 empty] | 2019-07-30 | 6 | 2.5162 | 115942.776 | kWh | GS |  | 2019-07-30 | 6 | 415295.6589 | 115942.776 | 301448.9359 | 0 | 417391.7119
5041 | 0.01091% | 0.009646% | [6 empty] | 2019-07-30 | 7 | 2.8968 | 133476.8138 | kWh | GS |  | 2019-07-30 | 7 | 441565.8091 | 133476.8138 | 346823.1813 | 0 | 480299.9951
5042 | 0.009647% | 0.009346% | [6 empty] | 2019-07-30 | 8 | 3.099 | 142794.7112 | kWh | GS |  | 2019-07-30 | 8 | 460743.9914 | 142794.7112 | 376530.5144 | 0 | 519325.2256
5043 | 0.008613% | 0.00895% | [6 empty] | 2019-07-30 | 9 | 3.7214 | 171476.7565 | kWh | GS |  | 2019-07-30 | 9 | 483488.7539 | 171476.7565 | 420900.8435 | 0 | 592377.6
5044 | 0.007808% | 0.008892% | [6 empty] | 2019-07-30 | 10 | 4.463 | 205647.2979 | kWh | GS |  | 2019-07-30 | 10 | 537923.7691 | 205647.2979 | 454559.7542 | 0 | 660207.0521
5045 | 0.00749% | 0.00924% | [6 empty] | 2019-07-30 | 11 | 5.0252 | 231549.0418 | kWh | GS |  | 2019-07-30 | 11 | 651980.1503 | 231549.0418 | 474836.1728 | 0 | 706385.2146
5046 | 0.007596% | 0.01025% | [6 empty] | 2019-07-30 | 12 | 5.369 | 247391.0124 | kWh | GS |  | 2019-07-30 | 12 | 771852.617 | 247391.0124 | 488103.3549 | 0 | 735494.3673
5047 | 0.008077% | 0.01179% | [6 empty] | 2019-07-30 | 13 | 5.6272 | 259291.8104 | kWh | GS |  | 2019-07-30 | 13 | 906813.9083 | 259291.8104 | 494574.5547 | 0 | 753866.3651
5048 | 0.008428% | 0.01275% | [6 empty] | 2019-07-30 | 14 | 5.7815 | 266402.0726 | kWh | GS |  | 2019-07-30 | 14 | 1003003.85 | 266402.0726 | 504899.817 | 0 | 771301.8896
5049 | 0.008844% | 0.01454% | [6 empty] | 2019-07-30 | 15 | 5.957 | 274487.1716 | kWh | GS |  | 2019-07-30 | 15 | 1071844.399 | 274487.1716 | 502416.8668 | 0 | 776904.0384
5050 | 0.009839% | 0.01621% | [6 empty] | 2019-07-30 | 16 | 5.9793 | 275512.1394 | kWh | GS |  | 2019-07-30 | 16 | 1138410.69 | 275512.1394 | 492919.6873 | 0 | 768431.8267
5051 | 0.01193% | 0.01734% | [6 empty] | 2019-07-30 | 17 | 5.7651 | 265645.6212 | kWh | GS |  | 2019-07-30 | 17 | 1192512.994 | 265645.6212 | 470249.356 | 0 | 735894.9772
5052 | 0.01412% | 0.01805% | [6 empty] | 2019-07-30 | 18 | 5.1702 | 238231.7666 | kWh | GS |  | 2019-07-30 | 18 | 1232832.297 | 238231.7666 | 443277.8437 | 0 | 681509.6103
5053 | 0.01659% | 0.01851% | [6 empty] | 2019-07-30 | 19 | 4.6266 | 213184.7553 | kWh | GS |  | 2019-07-30 | 19 | 1213189.113 | 213184.7553 | 403184.1398 | 0 | 616368.8951
5054 | 0.01835% | 0.01893% | [6 empty] | 2019-07-30 | 20 | 4.3567 | 200748.0135 | kWh | GS |  | 2019-07-30 | 20 | 1176010.997 | 200748.0135 | 380693.5132 | 0 | 581441.5267
5055 | 0.01961% | 0.01907% | [6 empty] | 2019-07-30 | 21 | 4.13 | 190303.9866 | kWh | GS |  | 2019-07-30 | 21 | 1122985.807 | 190303.9866 | 370353.7844 | 0 | 560657.771
5056 | 0.02082% | 0.01886% | [6 empty] | 2019-07-30 | 22 | 3.8089 | 175507.7651 | kWh | GS |  | 2019-07-30 | 22 | 1035336.539 | 175507.7651 | 353733.2259 | 0 | 529240.991
5057 | 0.02181% | 0.01806% | [6 empty] | 2019-07-30 | 23 | 3.5164 | 162027.4935 | kWh | GS |  | 2019-07-30 | 23 | 924110.4765 | 162027.4935 | 319725.6859 | 0 | 481753.1794
5058 | 0.02255% | 0.01673% | [6 empty] | 2019-07-30 | 24 | 3.2112 | 147963.435 | kWh | GS |  | 2019-07-30 | 24 | 790654.0956 | 147963.435 | 293008.0101 | 0 | 440971.4451
5059 | 0.02219% | 0.01513% | [6 empty] | 2019-07-31 | 1 | 2.9861 | 137593.4835 | kWh | GS |  | 2019-07-31 | 1 | 666447.5007 | 137593.4835 | 280878.5694 | 0 | 418472.0529
5060 | 0.02151% | 0.01427% | [6 empty] | 2019-07-31 | 2 | 2.8433 | 131014.6534 | kWh | GS |  | 2019-07-31 | 2 | 588623.9839 | 131014.6534 | 271141.8471 | 0 | 402156.5005
5061 | 0.02054% | 0.01376% | [6 empty] | 2019-07-31 | 3 | 2.711 | 124919.4484 | kWh | GS |  | 2019-07-31 | 3 | 519608.7089 | 124919.4484 | 263126.0343 | 0 | 388045.4827
5062 | 0.01894% | 0.01299% | [6 empty] | 2019-07-31 | 4 | 2.649 | 122061.8308 | kWh | GS |  | 2019-07-31 | 4 | 479743.4782 | 122061.8308 | 259825.5724 | 0 | 381887.4032
5063 | 0.0169% | 0.01183% | [6 empty] | 2019-07-31 | 5 | 2.6133 | 120416.5442 | kWh | GS |  | 2019-07-31 | 5 | 451171.2222 | 120416.5442 | 276846.6618 | 0 | 397263.206
5064 | 0.01446% | 0.01082% | [6 empty] | 2019-07-31 | 6 | 2.7037 | 124580.6852 | kWh | GS |  | 2019-07-31 | 6 | 458079.9997 | 124580.6852 | 317942.7595 | 0 | 442523.4447
5065 | 0.01219% | 0.01027% | [6 empty] | 2019-07-31 | 7 | 2.9785 | 137245.4973 | kWh | GS |  | 2019-07-31 | 7 | 486898.6625 | 137245.4973 | 360985.9112 | 0 | 498231.4085
5066 | 0.01077% | 0.009872% | [6 empty] | 2019-07-31 | 8 | 3.3218 | 153061.3839 | kWh | GS |  | 2019-07-31 | 8 | 493504.0752 | 153061.3839 | 390673.6795 | 0 | 543735.0634
5067 | 0.009504% | 0.009526% | [6 empty] | 2019-07-31 | 9 | 4.0596 | 187057.1565 | kWh | GS |  | 2019-07-31 | 9 | 531925.5995 | 187057.1565 | 440564.5155 | 0 | 627621.672
5068 | 0.008775% | 0.009375% | [6 empty] | 2019-07-31 | 10 | 4.7931 | 220855.2272 | kWh | GS |  | 2019-07-31 | 10 | 597377.8516 | 220855.2272 | 465183.6918 | 0 | 686038.919
5069 | 0.008253% | 0.009752% | [6 empty] | 2019-07-31 | 11 | 5.2969 | 244068.6368 | kWh | GS |  | 2019-07-31 | 11 | 701717.281 | 244068.6368 | 487995.2998 | 0 | 732063.9366
5070 | 0.008379% | 0.01086% | [6 empty] | 2019-07-31 | 12 | 5.7286 | 263961.2935 | kWh | GS |  | 2019-07-31 | 12 | 846987.3479 | 263961.2935 | 501685.3414 | 0 | 765646.6349
5071 | 0.008906% | 0.01223% | [6 empty] | 2019-07-31 | 13 | 5.9722 | 275185.3755 | kWh | GS |  | 2019-07-31 | 13 | 970277.197 | 275185.3755 | 509538.2983 | 0 | 784723.6738
5072 | 0.009027% | 0.01335% | [6 empty] | 2019-07-31 | 14 | 6.1851 | 284998.6686 | kWh | GS |  | 2019-07-31 | 14 | 1090097.979 | 284998.6686 | 519322.7594 | 0 | 804321.428
5073 | 0.00973% | 0.01541% | [6 empty] | 2019-07-31 | 15 | 6.1995 | 285659.4295 | kWh | GS |  | 2019-07-31 | 15 | 1136039.058 | 285659.4295 | 513295.886 | 0 | 798955.3155
5074 | 0.01093% | 0.01684% | [6 empty] | 2019-07-31 | 16 | 6.0357 | 278113.9142 | kWh | GS |  | 2019-07-31 | 16 | 1163116.456 | 278113.9142 | 495104.8286 | 0 | 773218.7428
5075 | 0.01284% | 0.01797% | [6 empty] | 2019-07-31 | 17 | 5.715 | 263336.7121 | kWh | GS |  | 2019-07-31 | 17 | 1188604.597 | 263336.7121 | 469889.0777 | 0 | 733225.7898
5076 | 0.01549% | 0.0188% | [6 empty] | 2019-07-31 | 18 | 5.0089 | 230799.6614 | kWh | GS |  | 2019-07-31 | 18 | 1171467.629 | 230799.6614 | 433726.7694 | 0 | 664526.4308
5077 | 0.01775% | 0.01926% | [6 empty] | 2019-07-31 | 19 | 4.5698 | 210568.7596 | kWh | GS |  | 2019-07-31 | 19 | 1152957.347 | 210568.7596 | 404265.4872 | 0 | 614834.2468
5078 | 0.01994% | 0.01974% | [6 empty] | 2019-07-31 | 20 | 4.3714 | 201424.7832 | kWh | GS |  | 2019-07-31 | 20 | 1104180.442 | 201424.7832 | 384609.4039 | 0 | 586034.1871
5079 | 0.02078% | 0.01961% | [6 empty] | 2019-07-31 | 21 | 4.2385 | 195300.7887 | kWh | GS |  | 2019-07-31 | 21 | 1064362.396 | 195300.7887 | 379373.433 | 0 | 574674.2217
5080 | 0.02128% | 0.01898% | [6 empty] | 2019-07-31 | 22 | 3.8567 | 177709.9634 | kWh | GS |  | 2019-07-31 | 22 | 1031065.423 | 177709.9634 | 356799.917 | 0 | 534509.8804
5081 | 0.02174% | 0.018% | [6 empty] | 2019-07-31 | 23 | 3.5167 | 162041.4326 | kWh | GS |  | 2019-07-31 | 23 | 938697.0372 | 162041.4326 | 322323.2414 | 0 | 484364.674
5082 | 0.02143% | 0.01631% | [6 empty] | 2019-07-31 | 24 | 3.315 | 152747.7231 | kWh | GS |  | 2019-07-31 | 24 | 830270.5988 | 152747.7231 | 304251.8596 | 0 | 456999.5827
5083 | 0.02109% | 0.01509% | [6 empty] | 2019-08-01 | 1 | 3.1055 | 143096.5431 | kWh | GS |  | 2019-08-01 | 1 | 710478.8518 | 143096.5431 | 288859.1996 | 0 | 431955.7427
5084 | 0.0202% | 0.01439% | [6 empty] | 2019-08-01 | 2 | 2.9237 | 134718.0342 | kWh | GS |  | 2019-08-01 | 2 | 634085.9297 | 134718.0342 | 280760.5559 | 0 | 415478.5901
5085 | 0.01947% | 0.01411% | [6 empty] | 2019-08-01 | 3 | 2.8103 | 129491.578 | kWh | GS |  | 2019-08-01 | 3 | 577078.7693 | 129491.578 | 272183.9459 | 0 | 401675.5239
5086 | 0.01886% | 0.01312% | [6 empty] | 2019-08-01 | 4 | 2.767 | 127499.7069 | kWh | GS |  | 2019-08-01 | 4 | 532105.3627 | 127499.7069 | 270284.5813 | 0 | 397784.2882
5087 | 0.01717% | 0.01189% | [6 empty] | 2019-08-01 | 5 | 2.7719 | 127725.7518 | kWh | GS |  | 2019-08-01 | 5 | 515718.4634 | 127725.7518 | 290542.6994 | 0 | 418268.4512
5088 | 0.01519% | 0.01122% | [6 empty] | 2019-08-01 | 6 | 2.8905 | 133189.747 | kWh | GS |  | 2019-08-01 | 6 | 526329.333 | 133189.747 | 331527.3341 | 0 | 464717.0811
5089 | 0.013% | 0.0106% | [6 empty] | 2019-08-01 | 7 | 3.2936 | 151761.6703 | kWh | GS |  | 2019-08-01 | 7 | 555025.5857 | 151761.6703 | 375085.3124 | 0 | 526846.9827
5090 | 0.0116% | 0.0102% | [6 empty] | 2019-08-01 | 8 | 3.5131 | 161878.339 | kWh | GS |  | 2019-08-01 | 8 | 552010.1406 | 161878.339 | 402481.1704 | 0 | 564359.5094
5091 | 0.01056% | 0.00986% | [6 empty] | 2019-08-01 | 9 | 4.0319 | 185782.2804 | kWh | GS |  | 2019-08-01 | 9 | 569158.7529 | 185782.2804 | 435077.5734 | 0 | 620859.8538
5092 | 0.009733% | 0.009765% | [6 empty] | 2019-08-01 | 10 | 4.6025 | 212073.2073 | kWh | GS |  | 2019-08-01 | 10 | 585821.6669 | 212073.2073 | 455542.2526 | 0 | 667615.4599
5093 | 0.009433% | 0.01027% | [6 empty] | 2019-08-01 | 11 | 5.2656 | 242626.6634 | kWh | GS |  | 2019-08-01 | 11 | 688677.2475 | 242626.6634 | 477400.8583 | 0 | 720027.5217
5094 | 0.009627% | 0.01141% | [6 empty] | 2019-08-01 | 12 | 5.5725 | 256767.5189 | kWh | GS |  | 2019-08-01 | 12 | 810286.2137 | 256767.5189 | 489625.3806 | 0 | 746392.8995
5095 | 0.01015% | 0.01293% | [6 empty] | 2019-08-01 | 13 | 5.3273 | 245473.3733 | kWh | GS |  | 2019-08-01 | 13 | 813770.4659 | 245473.3733 | 468658.5729 | 0 | 714131.9462
5096 | 0.0101% | 0.01385% | [6 empty] | 2019-08-01 | 14 | 4.8817 | 224940.6988 | kWh | GS |  | 2019-08-01 | 14 | 713219.4676 | 224940.6988 | 440713.7851 | 0 | 665654.4839
5097 | 0.01041% | 0.01524% | [6 empty] | 2019-08-01 | 15 | 4.7471 | 218738.1328 | kWh | GS |  | 2019-08-01 | 15 | 662708.0775 | 218738.1328 | 427604.6552 | 0 | 646342.788
5098 | 0.01072% | 0.01639% | [6 empty] | 2019-08-01 | 16 | 4.6711 | 215235.4886 | kWh | GS |  | 2019-08-01 | 16 | 681165.8624 | 215235.4886 | 418516.1489 | 0 | 633751.6375
5099 | 0.0126% | 0.01768% | [6 empty] | 2019-08-01 | 17 | 4.6394 | 213772.4425 | kWh | GS |  | 2019-08-01 | 17 | 766884.3502 | 213772.4425 | 408356.9595 | 0 | 622129.402
5100 | 0.01482% | 0.01832% | [6 empty] | 2019-08-01 | 18 | 4.2168 | 194300.4394 | kWh | GS |  | 2019-08-01 | 18 | 836682.8263 | 194300.4394 | 389452.4992 | 0 | 583752.9386
5101 | 0.01489% | 0.01753% | [6 empty] | 2019-08-01 | 19 | 3.9001 | 179706.6337 | kWh | GS |  | 2019-08-01 | 19 | 892020.4258 | 179706.6337 | 369490.9621 | 0 | 549197.5958
5102 | 0.01305% | 0.01634% | [6 empty] | 2019-08-01 | 20 | 3.6833 | 169718.2657 | kWh | GS |  | 2019-08-01 | 20 | 872531.7266 | 169718.2657 | 349324.9808 | 0 | 519043.2465
5103 | 0.01212% | 0.01587% | [6 empty] | 2019-08-01 | 21 | 3.5817 | 165036.1024 | kWh | GS |  | 2019-08-01 | 21 | 856469.83 | 165036.1024 | 343749.733 | 0 | 508785.8354
5104 | 0.01246% | 0.01556% | [6 empty] | 2019-08-01 | 22 | 3.3196 | 152958.3802 | kWh | GS |  | 2019-08-01 | 22 | 834910.6058 | 152958.3802 | 323359.9683 | 0 | 476318.3485
5105 | 0.01403% | 0.01527% | [6 empty] | 2019-08-01 | 23 | 2.9955 | 138027.3241 | kWh | GS |  | 2019-08-01 | 23 | 746987.2545 | 138027.3241 | 294734.5095 | 0 | 432761.8336
5106 | 0.0153% | 0.01433% | [6 empty] | 2019-08-01 | 24 | 2.7508 | 126751.1231 | kWh | GS |  | 2019-08-01 | 24 | 650382.4181 | 126751.1231 | 275991.0235 | 0 | 402742.1466
5107 | 0.01632% | 0.01348% | [6 empty] | 2019-08-02 | 1 | 2.6342 | 121378.1387 | kWh | GS |  | 2019-08-02 | 1 | 565267.6905 | 121378.1387 | 266633.4775 | 0 | 388011.6162
5108 | 0.01596% | 0.01274% | [6 empty] | 2019-08-02 | 2 | 2.5645 | 118166.3388 | kWh | GS |  | 2019-08-02 | 2 | 493415.8548 | 118166.3388 | 260243.8658 | 0 | 378410.2046
5109 | 0.01567% | 0.01249% | [6 empty] | 2019-08-02 | 3 | 2.5051 | 115430.3122 | kWh | GS |  | 2019-08-02 | 3 | 456682.1195 | 115430.3122 | 252567.1644 | 0 | 367997.4766
5110 | 0.01527% | 0.01169% | [6 empty] | 2019-08-02 | 4 | 2.4676 | 113700.5129 | kWh | GS |  | 2019-08-02 | 4 | 437148.8071 | 113700.5129 | 256701.1083 | 0 | 370401.6212
5111 | 0.01366% | 0.01062% | [6 empty] | 2019-08-02 | 5 | 2.4985 | 115123.8267 | kWh | GS |  | 2019-08-02 | 5 | 425999.3862 | 115123.8267 | 272614.2973 | 0 | 387738.124
5112 | 0.0119% | 0.009887% | [6 empty] | 2019-08-02 | 6 | 2.6029 | 119936.8935 | kWh | GS |  | 2019-08-02 | 6 | 439730.0325 | 119936.8935 | 307202.2609 | 0 | 427139.1544
5113 | 0.01034% | 0.009525% | [6 empty] | 2019-08-02 | 7 | 2.959 | 136343.5197 | kWh | GS |  | 2019-08-02 | 7 | 472352.6164 | 136343.5197 | 357331.7575 | 0 | 493675.2772
5114 | 0.009025% | 0.009289% | [6 empty] | 2019-08-02 | 8 | 3.2613 | 150272.9433 | kWh | GS |  | 2019-08-02 | 8 | 493140.6745 | 150272.9433 | 384863.6678 | 0 | 535136.6111
5115 | 0.008353% | 0.009034% | [6 empty] | 2019-08-02 | 9 | 3.6732 | 169255.5665 | kWh | GS |  | 2019-08-02 | 9 | 499128.3824 | 169255.5665 | 419380.7412 | 0 | 588636.3077
5116 | 0.007996% | 0.009093% | [6 empty] | 2019-08-02 | 10 | 4.1722 | 192247.5342 | kWh | GS |  | 2019-08-02 | 10 | 540736.7981 | 192247.5342 | 443940.3175 | 0 | 636187.8517
5117 | 0.007792% | 0.009518% | [6 empty] | 2019-08-02 | 11 | 4.4692 | 205929.587 | kWh | GS |  | 2019-08-02 | 11 | 589898.9886 | 205929.587 | 449721.7214 | 0 | 655651.3084
5118 | 0.008043% | 0.01049% | [6 empty] | 2019-08-02 | 12 | 4.5329 | 208865.7352 | kWh | GS |  | 2019-08-02 | 12 | 609294.1986 | 208865.7352 | 444604.1545 | 0 | 653469.8897
5119 | 0.00864% | 0.01212% | [6 empty] | 2019-08-02 | 13 | 4.3487 | 200380.6898 | kWh | GS |  | 2019-08-02 | 13 | 602902.3941 | 200380.6898 | 429832.2333 | 0 | 630212.9231
5120 | 0.00902% | 0.01314% | [6 empty] | 2019-08-02 | 14 | 4.194 | 193249.4433 | kWh | GS |  | 2019-08-02 | 14 | 575227.8507 | 193249.4433 | 425345.3664 | 0 | 618594.8097
5121 | 0.00913% | 0.01445% | [6 empty] | 2019-08-02 | 15 | 4.2795 | 197188.5133 | kWh | GS |  | 2019-08-02 | 15 | 576144.799 | 197188.5133 | 422706.0455 | 0 | 619894.5588
5122 | 0.009891% | 0.01562% | [6 empty] | 2019-08-02 | 16 | 4.2648 | 196514.4115 | kWh | GS |  | 2019-08-02 | 16 | 617739.7892 | 196514.4115 | 415020.536 | 0 | 611534.9475
5123 | 0.01079% | 0.01609% | [6 empty] | 2019-08-02 | 17 | 4.2819 | 197303.3813 | kWh | GS |  | 2019-08-02 | 17 | 712950.1762 | 197303.3813 | 401584.3993 | 0 | 598887.7806
5124 | 0.01114% | 0.01604% | [6 empty] | 2019-08-02 | 18 | 3.9153 | 180410.0412 | kWh | GS |  | 2019-08-02 | 18 | 778804.3533 | 180410.0412 | 376480.2218 | 0 | 556890.263
5125 | 0.01103% | 0.01547% | [6 empty] | 2019-08-02 | 19 | 3.6348 | 167483.8038 | kWh | GS |  | 2019-08-02 | 19 | 809447.8975 | 167483.8038 | 347268.3217 | 0 | 514752.1255
5126 | 0.01052% | 0.01519% | [6 empty] | 2019-08-02 | 20 | 3.4141 | 157314.9889 | kWh | GS |  | 2019-08-02 | 20 | 782373.9171 | 157314.9889 | 333051.7079 | 0 | 490366.6968
5127 | 0.01054% | 0.01522% | [6 empty] | 2019-08-02 | 21 | 3.4196 | 157570.4161 | kWh | GS |  | 2019-08-02 | 21 | 758037.6777 | 157570.4161 | 334177.1314 | 0 | 491747.5475
5128 | 0.0113% | 0.01501% | [6 empty] | 2019-08-02 | 22 | 3.255 | 149984.1057 | kWh | GS |  | 2019-08-02 | 22 | 720672.7196 | 149984.1057 | 315680.2085 | 0 | 465664.3142
5129 | 0.01304% | 0.0147% | [6 empty] | 2019-08-02 | 23 | 3.028 | 139522.0562 | kWh | GS |  | 2019-08-02 | 23 | 688335.4733 | 139522.0562 | 293205.6677 | 0 | 432727.7239
5130 | 0.01425% | 0.01367% | [6 empty] | 2019-08-02 | 24 | 2.8669 | 132099.3444 | kWh | GS |  | 2019-08-02 | 24 | 615214.6512 | 132099.3444 | 274944.9357 | 0 | 407044.2801
5131 | 0.01481% | 0.01264% | [6 empty] | 2019-08-03 | 1 | 2.7054 | 124660.2207 | kWh | GS |  | 2019-08-03 | 1 | 550041.8253 | 124660.2207 | 261519.4268 | 0 | 386179.6475
5132 | 0.01431% | 0.01204% | [6 empty] | 2019-08-03 | 2 | 2.5657 | 118223.4839 | kWh | GS |  | 2019-08-03 | 2 | 495401.1061 | 118223.4839 | 254413.772 | 0 | 372637.2559
5133 | 0.01387% | 0.01207% | [6 empty] | 2019-08-03 | 3 | 2.4459 | 112702.9869 | kWh | GS |  | 2019-08-03 | 3 | 449971.9871 | 112702.9869 | 246768.8203 | 0 | 359471.8072
5134 | 0.01318% | 0.01143% | [6 empty] | 2019-08-03 | 4 | 2.3843 | 109864.4103 | kWh | GS |  | 2019-08-03 | 4 | 425889.2271 | 109864.4103 | 245701.0975 | 0 | 355565.5078
5135 | 0.01259% | 0.01062% | [6 empty] | 2019-08-03 | 5 | 2.3707 | 109238.1912 | kWh | GS |  | 2019-08-03 | 5 | 402816.813 | 109238.1912 | 248436.0362 | 0 | 357674.2274
5136 | 0.01125% | 0.009992% | [6 empty] | 2019-08-03 | 6 | 2.3653 | 108987.9196 | kWh | GS |  | 2019-08-03 | 6 | 399386.2851 | 108987.9196 | 258993.0444 | 0 | 367980.964
5137 | 0.01006% | 0.00948% | [6 empty] | 2019-08-03 | 7 | 2.4426 | 112551.8883 | kWh | GS |  | 2019-08-03 | 7 | 398495.966 | 112551.8883 | 285920.3825 | 0 | 398472.2708
5138 | 0.009062% | 0.009148% | [6 empty] | 2019-08-03 | 8 | 2.4097 | 111031.8542 | kWh | GS |  | 2019-08-03 | 8 | 433987.0793 | 111031.8542 | 304975.755 | 0 | 416007.6092
5139 | 0.008231% | 0.008824% | [6 empty] | 2019-08-03 | 9 | 2.6295 | 121163.6802 | kWh | GS |  | 2019-08-03 | 9 | 511239.2094 | 121163.6802 | 324186.0366 | 0 | 445349.7168
5140 | 0.00779% | 0.008728% | [6 empty] | 2019-08-03 | 10 | 3.0998 | 142830.847 | kWh | GS |  | 2019-08-03 | 10 | 605983.7708 | 142830.847 | 348709.2609 | 0 | 491540.1079
5141 | 0.007368% | 0.00878% | [6 empty] | 2019-08-03 | 11 | 3.5594 | 164007.911 | kWh | GS |  | 2019-08-03 | 11 | 708511.7847 | 164007.911 | 362113.3781 | 0 | 526121.2891
5142 | 0.007305% | 0.009033% | [6 empty] | 2019-08-03 | 12 | 3.9303 | 181098.792 | kWh | GS |  | 2019-08-03 | 12 | 828033.6603 | 181098.792 | 373437.0565 | 0 | 554535.8485
5143 | 0.007289% | 0.009782% | [6 empty] | 2019-08-03 | 13 | 4.1436 | 190928.2178 | kWh | GS |  | 2019-08-03 | 13 | 936017.3953 | 190928.2178 | 374476.336 | 0 | 565404.5538
5144 | 0.007938% | 0.01021% | [6 empty] | 2019-08-03 | 14 | 4.2842 | 197405.8117 | kWh | GS |  | 2019-08-03 | 14 | 1045061.027 | 197405.8117 | 360213.7026 | 0 | 557619.5143
5145 | 0.009351% | 0.01093% | [6 empty] | 2019-08-03 | 15 | 4.4103 | 203215.9245 | kWh | GS |  | 2019-08-03 | 15 | 1119337.38 | 203215.9245 | 365789.5994 | 0 | 569005.5239
5146 | 0.01108% | 0.01207% | [6 empty] | 2019-08-03 | 16 | 4.4175 | 203547.7696 | kWh | GS |  | 2019-08-03 | 16 | 1166864.075 | 203547.7696 | 367010.4424 | 0 | 570558.212
5147 | 0.01296% | 0.01292% | [6 empty] | 2019-08-03 | 17 | 4.3815 | 201891.7548 | kWh | GS |  | 2019-08-03 | 17 | 1179984.777 | 201891.7548 | 363231.3642 | 0 | 565123.119
5148 | 0.01515% | 0.01361% | [6 empty] | 2019-08-03 | 18 | 4.2753 | 196997.9053 | kWh | GS |  | 2019-08-03 | 18 | 1174382.949 | 196997.9053 | 354968.1196 | 0 | 551966.0249
5149 | 0.01712% | 0.01388% | [6 empty] | 2019-08-03 | 19 | 4.1962 | 193352.563 | kWh | GS |  | 2019-08-03 | 19 | 1140764.414 | 193352.563 | 348049.9559 | 0 | 541402.5189
5150 | 0.01912% | 0.01369% | [6 empty] | 2019-08-03 | 20 | 4.0994 | 188893.8845 | kWh | GS |  | 2019-08-03 | 20 | 1081531.11 | 188893.8845 | 337530.5705 | 0 | 526424.455
5151 | 0.02047% | 0.01397% | [6 empty] | 2019-08-03 | 21 | 3.9743 | 183127.2772 | kWh | GS |  | 2019-08-03 | 21 | 991499.1678 | 183127.2772 | 326389.0753 | 0 | 509516.3525
5152 | 0.02134% | 0.01401% | [6 empty] | 2019-08-03 | 22 | 3.7892 | 174597.516 | kWh | GS |  | 2019-08-03 | 22 | 939376.3481 | 174597.516 | 313363.3356 | 0 | 487960.8516
5153 | 0.02158% | 0.01387% | [6 empty] | 2019-08-03 | 23 | 3.4584 | 159358.0968 | kWh | GS |  | 2019-08-03 | 23 | 853204.966 | 159358.0968 | 290578.5043 | 0 | 449936.6011
5154 | 0.02148% | 0.01355% | [6 empty] | 2019-08-03 | 24 | 3.2745 | 150881.8666 | kWh | GS |  | 2019-08-03 | 24 | 758311.5008 | 150881.8666 | 273123.7684 | 0 | 424005.635
5155 | 0.02087% | 0.01329% | [6 empty] | 2019-08-04 | 1 | 3.0671 | 141327.6282 | kWh | GS |  | 2019-08-04 | 1 | 662220.8971 | 141327.6282 | 259702.7313 | 0 | 401030.3595
5156 | 0.01978% | 0.01292% | [6 empty] | 2019-08-04 | 2 | 2.9202 | 134554.8887 | kWh | GS |  | 2019-08-04 | 2 | 602517.2073 | 134554.8887 | 255626.6664 | 0 | 390181.5551
5157 | 0.01814% | 0.01251% | [6 empty] | 2019-08-04 | 3 | 2.8114 | 129545.5861 | kWh | GS |  | 2019-08-04 | 3 | 547591.5492 | 129545.5861 | 253084.4317 | 0 | 382630.0178
5158 | 0.01718% | 0.01198% | [6 empty] | 2019-08-04 | 4 | 2.6613 | 122628.2196 | kWh | GS |  | 2019-08-04 | 4 | 503010.6122 | 122628.2196 | 251711.3662 | 0 | 374339.5858
5159 | 0.01561% | 0.01105% | [6 empty] | 2019-08-04 | 5 | 2.6241 | 120912.2074 | kWh | GS |  | 2019-08-04 | 5 | 486383.4042 | 120912.2074 | 253689.1718 | 0 | 374601.3792
5160 | 0.01387% | 0.01041% | [6 empty] | 2019-08-04 | 6 | 2.6347 | 121403.3797 | kWh | GS |  | 2019-08-04 | 6 | 465856.7367 | 121403.3797 | 263421.5812 | 0 | 384824.9609
5161 | 0.01211% | 0.009844% | [6 empty] | 2019-08-04 | 7 | 2.6275 | 121070.3299 | kWh | GS |  | 2019-08-04 | 7 | 464139.1208 | 121070.3299 | 278870.4806 | 0 | 399940.8105
5162 | 0.01102% | 0.009578% | [6 empty] | 2019-08-04 | 8 | 2.5591 | 117917.2941 | kWh | GS |  | 2019-08-04 | 8 | 505405.4833 | 117917.2941 | 290523.2817 | 0 | 408440.5758
5163 | 0.01002% | 0.009393% | [6 empty] | 2019-08-04 | 9 | 2.9961 | 138055.7801 | kWh | GS |  | 2019-08-04 | 9 | 610793.5649 | 138055.7801 | 319967.6024 | 0 | 458023.3825
5164 | 0.009201% | 0.009189% | [6 empty] | 2019-08-04 | 10 | 3.6397 | 167710.6885 | kWh | GS |  | 2019-08-04 | 10 | 739392.6409 | 167710.6885 | 344509.3582 | 0 | 512220.0467
5165 | 0.008897% | 0.009196% | [6 empty] | 2019-08-04 | 11 | 4.2398 | 195361.4188 | kWh | GS |  | 2019-08-04 | 11 | 881596.2399 | 195361.4188 | 365123.3486 | 0 | 560484.7674
5166 | 0.008521% | 0.009447% | [6 empty] | 2019-08-04 | 12 | 4.6817 | 215725.281 | kWh | GS |  | 2019-08-04 | 12 | 990595.7095 | 215725.281 | 372181.4745 | 0 | 587906.7555
5167 | 0.00849% | 0.009818% | [6 empty] | 2019-08-04 | 13 | 4.6625 | 214840.0276 | kWh | GS |  | 2019-08-04 | 13 | 1107131.961 | 214840.0276 | 371308.15 | 0 | 586148.1776
5168 | 0.009245% | 0.01003% | [6 empty] | 2019-08-04 | 14 | 4.6492 | 214225.6692 | kWh | GS |  | 2019-08-04 | 14 | 1188484.11 | 214225.6692 | 370855.1401 | 0 | 585080.8093
5169 | 0.01117% | 0.01124% | [6 empty] | 2019-08-04 | 15 | 4.6618 | 214804.8653 | kWh | GS |  | 2019-08-04 | 15 | 1279246.898 | 214804.8653 | 373307.2957 | 0 | 588112.161
5170 | 0.01352% | 0.01257% | [6 empty] | 2019-08-04 | 16 | 4.6867 | 215952.9762 | kWh | GS |  | 2019-08-04 | 16 | 1308410.601 | 215952.9762 | 375468.4068 | 0 | 591421.383
5171 | 0.01613% | 0.01376% | [6 empty] | 2019-08-04 | 17 | 4.6785 | 215575.3538 | kWh | GS |  | 2019-08-04 | 17 | 1361396.142 | 215575.3538 | 381164.0302 | 0 | 596739.384
5172 | 0.01812% | 0.01443% | [6 empty] | 2019-08-04 | 18 | 4.7043 | 216765.0972 | kWh | GS |  | 2019-08-04 | 18 | 1352986.391 | 216765.0972 | 377904.8574 | 0 | 594669.9546
5173 | 0.02025% | 0.01439% | [6 empty] | 2019-08-04 | 19 | 4.4986 | 207288.6713 | kWh | GS |  | 2019-08-04 | 19 | 1323309.725 | 207288.6713 | 362789.165 | 0 | 570077.8363
5174 | 0.02174% | 0.01436% | [6 empty] | 2019-08-04 | 20 | 4.3223 | 199161.579 | kWh | GS |  | 2019-08-04 | 20 | 1256655.792 | 199161.579 | 349869.6973 | 0 | 549031.2763
5175 | 0.0234% | 0.01444% | [6 empty] | 2019-08-04 | 21 | 4.1872 | 192936.1658 | kWh | GS |  | 2019-08-04 | 21 | 1199701.025 | 192936.1658 | 335444.7647 | 0 | 528380.9305
5176 | 0.02393% | 0.01452% | [6 empty] | 2019-08-04 | 22 | 4.0123 | 184877.0051 | kWh | GS |  | 2019-08-04 | 22 | 1120111.068 | 184877.0051 | 320698.6111 | 0 | 505575.6162
5177 | 0.0249% | 0.01465% | [6 empty] | 2019-08-04 | 23 | 3.7157 | 171211.6747 | kWh | GS |  | 2019-08-04 | 23 | 1012349.379 | 171211.6747 | 297347.0679 | 0 | 468558.7426
5178 | 0.02475% | 0.0146% | [6 empty] | 2019-08-04 | 24 | 3.4478 | 158866.2024 | kWh | GS |  | 2019-08-04 | 24 | 871982.771 | 158866.2024 | 280880.6209 | 0 | 439746.8233
5179 | 0.02421% | 0.01399% | [6 empty] | 2019-08-05 | 1 | 3.1964 | 147281.5952 | kWh | GS |  | 2019-08-05 | 1 | 758841.3716 | 147281.5952 | 270342.8572 | 0 | 417624.4524
5180 | 0.02299% | 0.01348% | [6 empty] | 2019-08-05 | 2 | 3.0123 | 138799.8667 | kWh | GS |  | 2019-08-05 | 2 | 664898.4407 | 138799.8667 | 261094.3049 | 0 | 399894.1716
5181 | 0.02194% | 0.01297% | [6 empty] | 2019-08-05 | 3 | 2.8386 | 130794.9804 | kWh | GS |  | 2019-08-05 | 3 | 605418.6648 | 130794.9804 | 257159.3994 | 0 | 387954.3798
5182 | 0.02049% | 0.01241% | [6 empty] | 2019-08-05 | 4 | 2.7703 | 127651.547 | kWh | GS |  | 2019-08-05 | 4 | 550392.8914 | 127651.547 | 257438.706 | 0 | 385090.253
5183 | 0.01852% | 0.0115% | [6 empty] | 2019-08-05 | 5 | 2.7629 | 127308.1804 | kWh | GS |  | 2019-08-05 | 5 | 521404.1417 | 127308.1804 | 280008.4011 | 0 | 407316.5815
5184 | 0.01595% | 0.01079% | [6 empty] | 2019-08-05 | 6 | 2.8313 | 130461.5225 | kWh | GS |  | 2019-08-05 | 6 | 513003.1759 | 130461.5225 | 323997.376 | 0 | 454458.8985
5185 | 0.01388% | 0.01025% | [6 empty] | 2019-08-05 | 7 | 3.1913 | 147048.8815 | kWh | GS |  | 2019-08-05 | 7 | 544920.3362 | 147048.8815 | 371767.8092 | 0 | 518816.6907
5186 | 0.01216% | 0.009817% | [6 empty] | 2019-08-05 | 8 | 3.4818 | 160434.3574 | kWh | GS |  | 2019-08-05 | 8 | 535500.6007 | 160434.3574 | 402252.6917 | 0 | 562687.0491
5187 | 0.01107% | 0.009524% | [6 empty] | 2019-08-05 | 9 | 4.1193 | 189806.9802 | kWh | GS |  | 2019-08-05 | 9 | 545912.872 | 189806.9802 | 444541.7354 | 0 | 634348.7156
5188 | 0.01007% | 0.009453% | [6 empty] | 2019-08-05 | 10 | 4.7462 | 218693.8565 | kWh | GS |  | 2019-08-05 | 10 | 624311.3642 | 218693.8565 | 471108.6088 | 0 | 689802.4653
5189 | 0.009537% | 0.009999% | [6 empty] | 2019-08-05 | 11 | 5.2905 | 243775.1323 | kWh | GS |  | 2019-08-05 | 11 | 758873.8366 | 243775.1323 | 494456.1588 | 0 | 738231.2911
5190 | 0.009384% | 0.01116% | [6 empty] | 2019-08-05 | 12 | 5.6982 | 262563.4919 | kWh | GS |  | 2019-08-05 | 12 | 877045.4042 | 262563.4919 | 512996.7239 | 0 | 775560.2158
5191 | 0.009967% | 0.01274% | [6 empty] | 2019-08-05 | 13 | 5.8964 | 271693.4806 | kWh | GS |  | 2019-08-05 | 13 | 990908.7034 | 271693.4806 | 520843.9078 | 0 | 792537.3884
5192 | 0.009795% | 0.01381% | [6 empty] | 2019-08-05 | 14 | 6.0997 | 281060.3029 | kWh | GS |  | 2019-08-05 | 14 | 1083557.717 | 281060.3029 | 528924.1036 | 0 | 809984.4065
5193 | 0.009986% | 0.01557% | [6 empty] | 2019-08-05 | 15 | 6.0688 | 279637.7326 | kWh | GS |  | 2019-08-05 | 15 | 1147908.461 | 279637.7326 | 523237.5664 | 0 | 802875.299
5194 | 0.01142% | 0.01693% | [6 empty] | 2019-08-05 | 16 | 5.835 | 268863.0565 | kWh | GS |  | 2019-08-05 | 16 | 1110334.956 | 268863.0565 | 493299.1624 | 0 | 762162.2189
5195 | 0.01388% | 0.01812% | [6 empty] | 2019-08-05 | 17 | 5.3899 | 248355.0467 | kWh | GS |  | 2019-08-05 | 17 | 1114820.062 | 248355.0467 | 461349.7613 | 0 | 709704.808
5196 | 0.01604% | 0.01904% | [6 empty] | 2019-08-05 | 18 | 4.8552 | 223716.1232 | kWh | GS |  | 2019-08-05 | 18 | 1124284.948 | 223716.1232 | 427063.3105 | 0 | 650779.4337
5197 | 0.01813% | 0.01946% | [6 empty] | 2019-08-05 | 19 | 4.3576 | 200788.0791 | kWh | GS |  | 2019-08-05 | 19 | 1121907.531 | 200788.0791 | 396597.841 | 0 | 597385.9201
5198 | 0.01982% | 0.01988% | [6 empty] | 2019-08-05 | 20 | 4.0757 | 187799.9132 | kWh | GS |  | 2019-08-05 | 20 | 1071118.61 | 187799.9132 | 375411.4482 | 0 | 563211.3614
5199 | 0.021% | 0.01971% | [6 empty] | 2019-08-05 | 21 | 3.8872 | 179113.3221 | kWh | GS |  | 2019-08-05 | 21 | 1014897.793 | 179113.3221 | 363083.4592 | 0 | 542196.7813
5200 | 0.02031% | 0.01871% | [6 empty] | 2019-08-05 | 22 | 3.5774 | 164837.8705 | kWh | GS |  | 2019-08-05 | 22 | 952096.3518 | 164837.8705 | 333415.7236 | 0 | 498253.5941
5201 | 0.02039% | 0.01742% | [6 empty] | 2019-08-05 | 23 | 3.2989 | 152006.6708 | kWh | GS |  | 2019-08-05 | 23 | 842812.0388 | 152006.6708 | 300382.1522 | 0 | 452388.823
5202 | 0.02056% | 0.01598% | [6 empty] | 2019-08-05 | 24 | 3.087 | 142241.9563 | kWh | GS |  | 2019-08-05 | 24 | 735501.6123 | 142241.9563 | 286770.0807 | 0 | 429012.037
5203 | 0.02052% | 0.01466% | [6 empty] | 2019-08-06 | 1 | 2.925 | 134778.6481 | kWh | GS |  | 2019-08-06 | 1 | 648029.1339 | 134778.6481 | 276018.569 | 0 | 410797.2171
5204 | 0.01959% | 0.01383% | [6 empty] | 2019-08-06 | 2 | 2.8195 | 129915.9137 | kWh | GS |  | 2019-08-06 | 2 | 574643.9562 | 129915.9137 | 270734.5053 | 0 | 400650.419
5205 | 0.01856% | 0.01331% | [6 empty] | 2019-08-06 | 3 | 2.7344 | 125994.0357 | kWh | GS |  | 2019-08-06 | 3 | 531518.6491 | 125994.0357 | 265594.8271 | 0 | 391588.8628
5206 | 0.01742% | 0.01223% | [6 empty] | 2019-08-06 | 4 | 2.6758 | 123295.7459 | kWh | GS |  | 2019-08-06 | 4 | 496808.1254 | 123295.7459 | 267089.4464 | 0 | 390385.1923
5207 | 0.01542% | 0.01111% | [6 empty] | 2019-08-06 | 5 | 2.7059 | 124682.8061 | kWh | GS |  | 2019-08-06 | 5 | 477726.4316 | 124682.8061 | 287797.0463 | 0 | 412479.8524
5208 | 0.01345% | 0.01053% | [6 empty] | 2019-08-06 | 6 | 2.7683 | 127557.2216 | kWh | GS |  | 2019-08-06 | 6 | 492385.8245 | 127557.2216 | 333238.8251 | 0 | 460796.0467
5209 | 0.01185% | 0.01008% | [6 empty] | 2019-08-06 | 7 | 3.1506 | 145172.1828 | kWh | GS |  | 2019-08-06 | 7 | 524787.4164 | 145172.1828 | 377478.3343 | 0 | 522650.5171
5210 | 0.01051% | 0.009835% | [6 empty] | 2019-08-06 | 8 | 3.4987 | 161212.2654 | kWh | GS |  | 2019-08-06 | 8 | 528532.6208 | 161212.2654 | 410060.8694 | 0 | 571273.1348
5211 | 0.009722% | 0.009613% | [6 empty] | 2019-08-06 | 9 | 4.17 | 192144.047 | kWh | GS |  | 2019-08-06 | 9 | 550765.7539 | 192144.047 | 454050.7591 | 0 | 646194.8061
5212 | 0.009087% | 0.009583% | [6 empty] | 2019-08-06 | 10 | 4.7698 | 219781.1948 | kWh | GS |  | 2019-08-06 | 10 | 624001.9838 | 219781.1948 | 480257.9534 | 0 | 700039.1482
5213 | 0.008738% | 0.01013% | [6 empty] | 2019-08-06 | 11 | 5.2029 | 239737.7299 | kWh | GS |  | 2019-08-06 | 11 | 733296.197 | 239737.7299 | 500327.2789 | 0 | 740065.0088
5214 | 0.009006% | 0.01131% | [6 empty] | 2019-08-06 | 12 | 5.5364 | 255105.4142 | kWh | GS |  | 2019-08-06 | 12 | 831299.478 | 255105.4142 | 514728.6082 | 0 | 769834.0224
5215 | 0.009599% | 0.01283% | [6 empty] | 2019-08-06 | 13 | 5.6327 | 259542.6912 | kWh | GS |  | 2019-08-06 | 13 | 929048.5821 | 259542.6912 | 510901.8879 | 0 | 770444.5791
5216 | 0.009668% | 0.01402% | [6 empty] | 2019-08-06 | 14 | 5.6547 | 260556.9346 | kWh | GS |  | 2019-08-06 | 14 | 976618.3156 | 260556.9346 | 511361.7864 | 0 | 771918.721
5217 | 0.01007% | 0.01586% | [6 empty] | 2019-08-06 | 15 | 5.7024 | 262756.8003 | kWh | GS |  | 2019-08-06 | 15 | 988958.5224 | 262756.8003 | 506425.7727 | 0 | 769182.573
5218 | 0.01141% | 0.01718% | [6 empty] | 2019-08-06 | 16 | 5.3996 | 248803.8821 | kWh | GS |  | 2019-08-06 | 16 | 978038.0371 | 248803.8821 | 474639.8658 | 0 | 723443.7479
5219 | 0.01341% | 0.01817% | [6 empty] | 2019-08-06 | 17 | 5.3052 | 244455.0738 | kWh | GS |  | 2019-08-06 | 17 | 1045015.533 | 244455.0738 | 463545.9611 | 0 | 708001.0349
5220 | 0.01521% | 0.0189% | [6 empty] | 2019-08-06 | 18 | 4.8611 | 223990.1955 | kWh | GS |  | 2019-08-06 | 18 | 1094550.012 | 223990.1955 | 439091.7864 | 0 | 663081.9819
5221 | 0.01699% | 0.01891% | [6 empty] | 2019-08-06 | 19 | 4.5247 | 208489.9281 | kWh | GS |  | 2019-08-06 | 19 | 1117162.522 | 208489.9281 | 406939.7843 | 0 | 615429.7124
5222 | 0.01786% | 0.01895% | [6 empty] | 2019-08-06 | 20 | 4.1983 | 193448.0995 | kWh | GS |  | 2019-08-06 | 20 | 1069822.754 | 193448.0995 | 379770.1539 | 0 | 573218.2534
5223 | 0.01809% | 0.01888% | [6 empty] | 2019-08-06 | 21 | 3.9613 | 182526.6632 | kWh | GS |  | 2019-08-06 | 21 | 1017474.462 | 182526.6632 | 370121.6747 | 0 | 552648.3379
5224 | 0.01789% | 0.01776% | [6 empty] | 2019-08-06 | 22 | 3.6865 | 169868.263 | kWh | GS |  | 2019-08-06 | 22 | 964026.8019 | 169868.263 | 345994.8073 | 0 | 515863.0703
5225 | 0.01911% | 0.01738% | [6 empty] | 2019-08-06 | 23 | 3.3551 | 154595.7733 | kWh | GS |  | 2019-08-06 | 23 | 855738.6492 | 154595.7733 | 313412.2735 | 0 | 468008.0468
5226 | 0.02002% | 0.01628% | [6 empty] | 2019-08-06 | 24 | 3.1223 | 143868.4075 | kWh | GS |  | 2019-08-06 | 24 | 750658.1512 | 143868.4075 | 294498.3865 | 0 | 438366.794
5227 | 0.02043% | 0.01511% | [6 empty] | 2019-08-07 | 1 | 2.9329 | 135141.345 | kWh | GS |  | 2019-08-07 | 1 | 643596.915 | 135141.345 | 277576.4493 | 0 | 412717.7943
5228 | 0.01957% | 0.01407% | [6 empty] | 2019-08-07 | 2 | 2.82 | 129938.8928 | kWh | GS |  | 2019-08-07 | 2 | 574959.0767 | 129938.8928 | 269167.0053 | 0 | 399105.8981
5229 | 0.01861% | 0.01357% | [6 empty] | 2019-08-07 | 3 | 2.7351 | 126030.0339 | kWh | GS |  | 2019-08-07 | 3 | 527135.0573 | 126030.0339 | 264383.7177 | 0 | 390413.7516
5230 | 0.01763% | 0.01266% | [6 empty] | 2019-08-07 | 4 | 2.6778 | 123387.9558 | kWh | GS |  | 2019-08-07 | 4 | 488035.9676 | 123387.9558 | 266381.556 | 0 | 389769.5118
5231 | 0.01565% | 0.01149% | [6 empty] | 2019-08-07 | 5 | 2.6637 | 122738.6104 | kWh | GS |  | 2019-08-07 | 5 | 464484.6137 | 122738.6104 | 284764.1477 | 0 | 407502.7581
5232 | 0.01373% | 0.01076% | [6 empty] | 2019-08-07 | 6 | 2.7661 | 127457.7934 | kWh | GS |  | 2019-08-07 | 6 | 484443.1331 | 127457.7934 | 326982.4635 | 0 | 454440.2569
5233 | 0.01177% | 0.01013% | [6 empty] | 2019-08-07 | 7 | 3.1319 | 144310.8401 | kWh | GS |  | 2019-08-07 | 7 | 529850.9443 | 144310.8401 | 375910.1529 | 0 | 520220.993
5234 | 0.01052% | 0.009797% | [6 empty] | 2019-08-07 | 8 | 3.4778 | 160249.3457 | kWh | GS |  | 2019-08-07 | 8 | 532973.9592 | 160249.3457 | 409494.132 | 0 | 569743.4777
5235 | 0.009642% | 0.009584% | [6 empty] | 2019-08-07 | 9 | 3.961 | 182514.739 | kWh | GS |  | 2019-08-07 | 9 | 542887.3593 | 182514.739 | 445582.4502 | 0 | 628097.1892
5236 | 0.008927% | 0.009568% | [6 empty] | 2019-08-07 | 10 | 4.537 | 209055.3096 | kWh | GS |  | 2019-08-07 | 10 | 579622.9936 | 209055.3096 | 462448.3199 | 0 | 671503.6295
5237 | 0.008496% | 0.01% | [6 empty] | 2019-08-07 | 11 | 5.1022 | 235099.9441 | kWh | GS |  | 2019-08-07 | 11 | 698986.4946 | 235099.9441 | 490875.8176 | 0 | 725975.7617
5238 | 0.008861% | 0.01116% | [6 empty] | 2019-08-07 | 12 | 5.4936 | 253134.1101 | kWh | GS |  | 2019-08-07 | 12 | 824026.5393 | 253134.1101 | 510009.1614 | 0 | 763143.2715
5239 | 0.009692% | 0.01277% | [6 empty] | 2019-08-07 | 13 | 5.7094 | 263079.8627 | kWh | GS |  | 2019-08-07 | 13 | 939640.6916 | 263079.8627 | 519636.0416 | 0 | 782715.9043
5240 | 0.009749% | 0.01399% | [6 empty] | 2019-08-07 | 14 | 5.6929 | 262317.0501 | kWh | GS |  | 2019-08-07 | 14 | 971810.8974 | 262317.0501 | 515302.4338 | 0 | 777619.4839
5241 | 0.00993% | 0.01542% | [6 empty] | 2019-08-07 | 15 | 5.5978 | 257936.4042 | kWh | GS |  | 2019-08-07 | 15 | 972885.2639 | 257936.4042 | 509470.3817 | 0 | 767406.7859
5242 | 0.0106% | 0.01648% | [6 empty] | 2019-08-07 | 16 | 5.429 | 250155.2247 | kWh | GS |  | 2019-08-07 | 16 | 994012.1097 | 250155.2247 | 487439.143 | 0 | 737594.3677
5243 | 0.01279% | 0.01782% | [6 empty] | 2019-08-07 | 17 | 4.9471 | 227950.5571 | kWh | GS |  | 2019-08-07 | 17 | 1001413.879 | 227950.5571 | 454678.9161 | 0 | 682629.4732
5244 | 0.01507% | 0.01873% | [6 empty] | 2019-08-07 | 18 | 4.5754 | 210825.6815 | kWh | GS |  | 2019-08-07 | 18 | 1041689.591 | 210825.6815 | 429598.9564 | 0 | 640424.6379
5245 | 0.01719% | 0.01921% | [6 empty] | 2019-08-07 | 19 | 4.3362 | 199804.0849 | kWh | GS |  | 2019-08-07 | 19 | 1060769.131 | 199804.0849 | 405136.2648 | 0 | 604940.3497
5246 | 0.01778% | 0.01909% | [6 empty] | 2019-08-07 | 20 | 4.2518 | 195916.4999 | kWh | GS |  | 2019-08-07 | 20 | 1041764.776 | 195916.4999 | 379961.6538 | 0 | 575878.1537
5247 | 0.0178% | 0.01884% | [6 empty] | 2019-08-07 | 21 | 4.0889 | 188410.6212 | kWh | GS |  | 2019-08-07 | 21 | 1004302.238 | 188410.6212 | 377205.9489 | 0 | 565616.5701
5248 | 0.01818% | 0.01811% | [6 empty] | 2019-08-07 | 22 | 3.6334 | 167418.414 | kWh | GS |  | 2019-08-07 | 22 | 946436.4957 | 167418.414 | 352089.9457 | 0 | 519508.3597
5249 | 0.01832% | 0.01676% | [6 empty] | 2019-08-07 | 23 | 3.2961 | 151875.5937 | kWh | GS |  | 2019-08-07 | 23 | 873408.8987 | 151875.5937 | 315038.5848 | 0 | 466914.1785
5250 | 0.01905% | 0.01572% | [6 empty] | 2019-08-07 | 24 | 3.0384 | 140005.5183 | kWh | GS |  | 2019-08-07 | 24 | 759660.0886 | 140005.5183 | 294997.4885 | 0 | 435003.0068
5251 | 0.0194% | 0.01485% | [6 empty] | 2019-08-08 | 1 | 2.8466 | 131165.3753 | kWh | GS |  | 2019-08-08 | 1 | 652547.9075 | 131165.3753 | 280474.897 | 0 | 411640.2723
5252 | 0.01906% | 0.01414% | [6 empty] | 2019-08-08 | 2 | 2.7131 | 125012.6289 | kWh | GS |  | 2019-08-08 | 2 | 592994.6587 | 125012.6289 | 272672.0971 | 0 | 397684.726
5253 | 0.01837% | 0.01388% | [6 empty] | 2019-08-08 | 3 | 2.6635 | 122729.6395 | kWh | GS |  | 2019-08-08 | 3 | 548640.8523 | 122729.6395 | 268164.3312 | 0 | 390893.9707
5254 | 0.01731% | 0.01275% | [6 empty] | 2019-08-08 | 4 | 2.6056 | 120062.1895 | kWh | GS |  | 2019-08-08 | 4 | 513052.7995 | 120062.1895 | 268559.6815 | 0 | 388621.871
5255 | 0.01598% | 0.01146% | [6 empty] | 2019-08-08 | 5 | 2.6478 | 122006.4903 | kWh | GS |  | 2019-08-08 | 5 | 495528.6473 | 122006.4903 | 291561.4665 | 0 | 413567.9568
5256 | 0.0139% | 0.01068% | [6 empty] | 2019-08-08 | 6 | 2.8043 | 129215.0525 | kWh | GS |  | 2019-08-08 | 6 | 512500.1731 | 129215.0525 | 334565.3921 | 0 | 463780.4446
5257 | 0.01194% | 0.0101% | [6 empty] | 2019-08-08 | 7 | 3.1834 | 146684.1464 | kWh | GS |  | 2019-08-08 | 7 | 548520.3706 | 146684.1464 | 385749.3597 | 0 | 532433.5061
5258 | 0.01085% | 0.009762% | [6 empty] | 2019-08-08 | 8 | 3.4965 | 161109.758 | kWh | GS |  | 2019-08-08 | 8 | 547132.2051 | 161109.758 | 412914.2538 | 0 | 574024.0118
5259 | 0.01004% | 0.009596% | [6 empty] | 2019-08-08 | 9 | 3.9634 | 182624.1841 | kWh | GS |  | 2019-08-08 | 9 | 562902.2974 | 182624.1841 | 446950.7317 | 0 | 629574.9158
5260 | 0.009384% | 0.00954% | [6 empty] | 2019-08-08 | 10 | 4.6514 | 214326.2778 | kWh | GS |  | 2019-08-08 | 10 | 621567.0491 | 214326.2778 | 475569.994 | 0 | 689896.2718
5261 | 0.009064% | 0.01015% | [6 empty] | 2019-08-08 | 11 | 5.2165 | 240365.1936 | kWh | GS |  | 2019-08-08 | 11 | 753238.4433 | 240365.1936 | 501935.0956 | 0 | 742300.2892
5262 | 0.009374% | 0.01138% | [6 empty] | 2019-08-08 | 12 | 5.6559 | 260612.4371 | kWh | GS |  | 2019-08-08 | 12 | 875626.5852 | 260612.4371 | 520998.4974 | 0 | 781610.9345
5263 | 0.01003% | 0.01307% | [6 empty] | 2019-08-08 | 13 | 5.946 | 273977.9714 | kWh | GS |  | 2019-08-08 | 13 | 1002850.233 | 273977.9714 | 530364.3869 | 0 | 804342.3583
5264 | 0.01001% | 0.01409% | [6 empty] | 2019-08-08 | 14 | 6.2427 | 287652.9087 | kWh | GS |  | 2019-08-08 | 14 | 1109881.881 | 287652.9087 | 539379.9727 | 0 | 827032.8814
5265 | 0.0103% | 0.01545% | [6 empty] | 2019-08-08 | 15 | 6.3546 | 292809.3597 | kWh | GS |  | 2019-08-08 | 15 | 1190343.683 | 292809.3597 | 534716.9705 | 0 | 827526.3302
5266 | 0.01137% | 0.01694% | [6 empty] | 2019-08-08 | 16 | 6.3236 | 291377.4266 | kWh | GS |  | 2019-08-08 | 16 | 1244387.465 | 291377.4266 | 522496.9504 | 0 | 813874.377
5267 | 0.01378% | 0.01822% | [6 empty] | 2019-08-08 | 17 | 6.1284 | 282383.0952 | kWh | GS |  | 2019-08-08 | 17 | 1313518.135 | 282383.0952 | 503009.0111 | 0 | 785392.1063
5268 | 0.01602% | 0.01919% | [6 empty] | 2019-08-08 | 18 | 5.4909 | 253011.0707 | kWh | GS |  | 2019-08-08 | 18 | 1297871.037 | 253011.0707 | 464567.3941 | 0 | 717578.4648
5269 | 0.01834% | 0.01975% | [6 empty] | 2019-08-08 | 19 | 4.8871 | 225189.7332 | kWh | GS |  | 2019-08-08 | 19 | 1234670.867 | 225189.7332 | 424076.4337 | 0 | 649266.1669
5270 | 0.0203% | 0.0203% | [6 empty] | 2019-08-08 | 20 | 4.5597 | 210101.2125 | kWh | GS |  | 2019-08-08 | 20 | 1163770.577 | 210101.2125 | 392601.3665 | 0 | 602702.579
5271 | 0.02177% | 0.02031% | [6 empty] | 2019-08-08 | 21 | 4.3703 | 201374.1944 | kWh | GS |  | 2019-08-08 | 21 | 1110184.731 | 201374.1944 | 382624.3961 | 0 | 583998.5905
5272 | 0.02276% | 0.01998% | [6 empty] | 2019-08-08 | 22 | 3.9575 | 182354.3745 | kWh | GS |  | 2019-08-08 | 22 | 1043338.39 | 182354.3745 | 352985.6986 | 0 | 535340.0731
5273 | 0.02403% | 0.01928% | [6 empty] | 2019-08-08 | 23 | 3.4892 | 160773.3984 | kWh | GS |  | 2019-08-08 | 23 | 938960.9187 | 160773.3984 | 316175.4991 | 0 | 476948.8975
5274 | 0.02374% | 0.01762% | [6 empty] | 2019-08-08 | 24 | 3.2766 | 150981.0718 | kWh | GS |  | 2019-08-08 | 24 | 813821.3506 | 150981.0718 | 293388.6064 | 0 | 444369.6782
5275 | 0.02258% | 0.01594% | [6 empty] | 2019-08-09 | 1 | 3.0452 | 140318.4077 | kWh | GS |  | 2019-08-09 | 1 | 711306.9383 | 140318.4077 | 278328.615 | 0 | 418647.0227
5276 | 0.02129% | 0.0148% | [6 empty] | 2019-08-09 | 2 | 2.956 | 136206.2209 | kWh | GS |  | 2019-08-09 | 2 | 629837.6073 | 136206.2209 | 269792.9272 | 0 | 405999.1481
5277 | 0.02031% | 0.01434% | [6 empty] | 2019-08-09 | 3 | 2.8355 | 130654.1226 | kWh | GS |  | 2019-08-09 | 3 | 563120.9307 | 130654.1226 | 265194.8866 | 0 | 395849.0092
5278 | 0.01908% | 0.01314% | [6 empty] | 2019-08-09 | 4 | 2.7832 | 128243.1009 | kWh | GS |  | 2019-08-09 | 4 | 535754.511 | 128243.1009 | 266453.4814 | 0 | 394696.5823
5279 | 0.01717% | 0.01171% | [6 empty] | 2019-08-09 | 5 | 2.8112 | 129532.3032 | kWh | GS |  | 2019-08-09 | 5 | 504423.1624 | 129532.3032 | 285988.2999 | 0 | 415520.6031
5280 | 0.01489% | 0.01091% | [6 empty] | 2019-08-09 | 6 | 2.9453 | 135715.4551 | kWh | GS |  | 2019-08-09 | 6 | 513601.6222 | 135715.4551 | 328913.1107 | 0 | 464628.5658
5281 | 0.01301% | 0.01028% | [6 empty] | 2019-08-09 | 7 | 3.2761 | 150955.9843 | kWh | GS |  | 2019-08-09 | 7 | 553067.0571 | 150955.9843 | 383340.6376 | 0 | 534296.6219
5282 | 0.01152% | 0.009966% | [6 empty] | 2019-08-09 | 8 | 3.4972 | 161145.8997 | kWh | GS |  | 2019-08-09 | 8 | 560338.8543 | 161145.8997 | 413399.4154 | 0 | 574545.3151
5283 | 0.0103% | 0.009717% | [6 empty] | 2019-08-09 | 9 | 4.0614 | 187142.7221 | kWh | GS |  | 2019-08-09 | 9 | 605968.0838 | 187142.7221 | 457932.9313 | 0 | 645075.6534
5284 | 0.0098% | 0.009689% | [6 empty] | 2019-08-09 | 10 | 4.7536 | 219035.2355 | kWh | GS |  | 2019-08-09 | 10 | 693580.5283 | 219035.2355 | 489613.1427 | 0 | 708648.3782
5285 | 0.009227% | 0.0102% | [6 empty] | 2019-08-09 | 11 | 5.3464 | 246353.5611 | kWh | GS |  | 2019-08-09 | 11 | 811400.8902 | 246353.5611 | 511624.2729 | 0 | 757977.834
5286 | 0.009394% | 0.01141% | [6 empty] | 2019-08-09 | 12 | 5.6945 | 262389.2922 | kWh | GS |  | 2019-08-09 | 12 | 965004.2634 | 262389.2922 | 531132.476 | 0 | 793521.7682
5287 | 0.01012% | 0.01312% | [6 empty] | 2019-08-09 | 13 | 5.9943 | 276207.027 | kWh | GS |  | 2019-08-09 | 13 | 1090350.409 | 276207.027 | 533845.6941 | 0 | 810052.7211
5288 | 0.01025% | 0.0141% | [6 empty] | 2019-08-09 | 14 | 6.1551 | 283613.6764 | kWh | GS |  | 2019-08-09 | 14 | 1189046.428 | 283613.6764 | 541765.1454 | 0 | 825378.8218
5289 | 0.01108% | 0.01584% | [6 empty] | 2019-08-09 | 15 | 6.2524 | 288098.2494 | kWh | GS |  | 2019-08-09 | 15 | 1260321.782 | 288098.2494 | 542151.0648 | 0 | 830249.3142
5290 | 0.01269% | 0.0174% | [6 empty] | 2019-08-09 | 16 | 6.1929 | 285354.2532 | kWh | GS |  | 2019-08-09 | 16 | 1287363.776 | 285354.2532 | 519501.6842 | 0 | 804855.9374
5291 | 0.01484% | 0.01861% | [6 empty] | 2019-08-09 | 17 | 5.9411 | 273753.9596 | kWh | GS |  | 2019-08-09 | 17 | 1318594.017 | 273753.9596 | 492450.4625 | 0 | 766204.4221
5292 | 0.01765% | 0.01948% | [6 empty] | 2019-08-09 | 18 | 5.367 | 247301.9663 | kWh | GS |  | 2019-08-09 | 18 | 1320958.513 | 247301.9663 | 457358.0396 | 0 | 704660.0059
5293 | 0.01994% | 0.01989% | [6 empty] | 2019-08-09 | 19 | 4.8234 | 222253.1839 | kWh | GS |  | 2019-08-09 | 19 | 1265608.102 | 222253.1839 | 412781.3328 | 0 | 635034.5167
5294 | 0.02175% | 0.02026% | [6 empty] | 2019-08-09 | 20 | 4.5362 | 209020.3229 | kWh | GS |  | 2019-08-09 | 20 | 1201560.915 | 209020.3229 | 390021.9466 | 0 | 599042.2695
5295 | 0.02305% | 0.02038% | [6 empty] | 2019-08-09 | 21 | 4.4252 | 203904.7601 | kWh | GS |  | 2019-08-09 | 21 | 1144088.604 | 203904.7601 | 380692.757 | 0 | 584597.5171
5296 | 0.02355% | 0.01976% | [6 empty] | 2019-08-09 | 22 | 4.1298 | 190294.1168 | kWh | GS |  | 2019-08-09 | 22 | 1051808.409 | 190294.1168 | 352976.6417 | 0 | 543270.7585
5297 | 0.02412% | 0.01881% | [6 empty] | 2019-08-09 | 23 | 3.8063 | 175385.612 | kWh | GS |  | 2019-08-09 | 23 | 982710.3763 | 175385.612 | 321852.7241 | 0 | 497238.3361
5298 | 0.02416% | 0.0173% | [6 empty] | 2019-08-09 | 24 | 3.5693 | 164466.2869 | kWh | GS |  | 2019-08-09 | 24 | 864386.3105 | 164466.2869 | 300008.8353 | 0 | 464475.1222
5299 | 0.02315% | 0.01559% | [6 empty] | 2019-08-10 | 1 | 3.3465 | 154201.8742 | kWh | GS |  | 2019-08-10 | 1 | 766860.3712 | 154201.8742 | 286115.7607 | 0 | 440317.6349
5300 | 0.02198% | 0.01471% | [6 empty] | 2019-08-10 | 2 | 3.121 | 143808.8474 | kWh | GS |  | 2019-08-10 | 2 | 701326.2979 | 143808.8474 | 278907.4143 | 0 | 422716.2617
5301 | 0.02093% | 0.01435% | [6 empty] | 2019-08-10 | 3 | 2.9889 | 137721.8466 | kWh | GS |  | 2019-08-10 | 3 | 657717.4654 | 137721.8466 | 272904.2491 | 0 | 410626.0957
5302 | 0.01924% | 0.01334% | [6 empty] | 2019-08-10 | 4 | 2.9069 | 133943.8062 | kWh | GS |  | 2019-08-10 | 4 | 614009.6075 | 133943.8062 | 270191.8333 | 0 | 404135.6395
5303 | 0.01798% | 0.01221% | [6 empty] | 2019-08-10 | 5 | 2.9246 | 134758.0026 | kWh | GS |  | 2019-08-10 | 5 | 585334.0386 | 134758.0026 | 274733.5472 | 0 | 409491.5498
5304 | 0.01581% | 0.0114% | [6 empty] | 2019-08-10 | 6 | 2.9323 | 135114.1362 | kWh | GS |  | 2019-08-10 | 6 | 566589.8524 | 135114.1362 | 287129.4637 | 0 | 422243.5999
5305 | 0.01403% | 0.01081% | [6 empty] | 2019-08-10 | 7 | 3.0434 | 140232.3638 | kWh | GS |  | 2019-08-10 | 7 | 567562.0012 | 140232.3638 | 317094.6581 | 0 | 457327.0219
5306 | 0.01283% | 0.01038% | [6 empty] | 2019-08-10 | 8 | 2.9652 | 136631.9718 | kWh | GS |  | 2019-08-10 | 8 | 591808.0187 | 136631.9718 | 342346.0405 | 0 | 478978.0123
5307 | 0.01203% | 0.01008% | [6 empty] | 2019-08-10 | 9 | 3.3346 | 153652.2751 | kWh | GS |  | 2019-08-10 | 9 | 690478.2311 | 153652.2751 | 373809.7225 | 0 | 527461.9976
5308 | 0.01123% | 0.009921% | [6 empty] | 2019-08-10 | 10 | 3.9686 | 182866.2619 | kWh | GS |  | 2019-08-10 | 10 | 792265.5816 | 182866.2619 | 395238.761 | 0 | 578105.0229
5309 | 0.01071% | 0.01005% | [6 empty] | 2019-08-10 | 11 | 4.5595 | 210094.3949 | kWh | GS |  | 2019-08-10 | 11 | 938594.1211 | 210094.3949 | 409818.1662 | 0 | 619912.5611
5310 | 0.01036% | 0.01037% | [6 empty] | 2019-08-10 | 12 | 4.8465 | 223318.2567 | kWh | GS |  | 2019-08-10 | 12 | 1085186.687 | 223318.2567 | 427037.8716 | 0 | 650356.1283
5311 | 0.01038% | 0.01123% | [6 empty] | 2019-08-10 | 13 | 5.0548 | 232916.0881 | kWh | GS |  | 2019-08-10 | 13 | 1200885.318 | 232916.0881 | 429919.2184 | 0 | 662835.3065
5312 | 0.01082% | 0.01176% | [6 empty] | 2019-08-10 | 14 | 5.1352 | 236621.6117 | kWh | GS |  | 2019-08-10 | 14 | 1303309.122 | 236621.6117 | 423541.7174 | 0 | 660163.3291
5313 | 0.01263% | 0.01295% | [6 empty] | 2019-08-10 | 15 | 5.1959 | 239418.3388 | kWh | GS |  | 2019-08-10 | 15 | 1349908.949 | 239418.3388 | 425069.4106 | 0 | 664487.7494
5314 | 0.01449% | 0.01419% | [6 empty] | 2019-08-10 | 16 | 5.2014 | 239669.7285 | kWh | GS |  | 2019-08-10 | 16 | 1373354.181 | 239669.7285 | 425499.2908 | 0 | 665169.0193
5315 | 0.01717% | 0.01522% | [6 empty] | 2019-08-10 | 17 | 5.1103 | 235472.2693 | kWh | GS |  | 2019-08-10 | 17 | 1380122.785 | 235472.2693 | 413616.0644 | 0 | 649088.3337
5316 | 0.01985% | 0.01596% | [6 empty] | 2019-08-10 | 18 | 4.6608 | 214761.5578 | kWh | GS |  | 2019-08-10 | 18 | 1310452.753 | 214761.5578 | 385695.3499 | 0 | 600456.9077
5317 | 0.02197% | 0.01627% | [6 empty] | 2019-08-10 | 19 | 4.3445 | 200185.3196 | kWh | GS |  | 2019-08-10 | 19 | 1219235.407 | 200185.3196 | 359245.3513 | 0 | 559430.6709
5318 | 0.02384% | 0.01621% | [6 empty] | 2019-08-10 | 20 | 4.1601 | 191690.1478 | kWh | GS |  | 2019-08-10 | 20 | 1133093.725 | 191690.1478 | 342404.9386 | 0 | 534095.0864
5319 | 0.02469% | 0.01631% | [6 empty] | 2019-08-10 | 21 | 4.0697 | 187525.2099 | kWh | GS |  | 2019-08-10 | 21 | 1027937.148 | 187525.2099 | 328455.5452 | 0 | 515980.7551
5320 | 0.02512% | 0.01633% | [6 empty] | 2019-08-10 | 22 | 3.841 | 176984.2843 | kWh | GS |  | 2019-08-10 | 22 | 949928.8314 | 176984.2843 | 311467.2064 | 0 | 488451.4907
5321 | 0.02524% | 0.01593% | [6 empty] | 2019-08-10 | 23 | 3.5833 | 165110.3266 | kWh | GS |  | 2019-08-10 | 23 | 874778.1308 | 165110.3266 | 293971.0123 | 0 | 459081.3389
5322 | 0.02397% | 0.01474% | [6 empty] | 2019-08-10 | 24 | 3.3306 | 153469.568 | kWh | GS |  | 2019-08-10 | 24 | 782997.4277 | 153469.568 | 276095.333 | 0 | 429564.901
5323 | 0.0223% | 0.01373% | [6 empty] | 2019-08-11 | 1 | 3.1519 | 145233.3909 | kWh | GS |  | 2019-08-11 | 1 | 679664.1423 | 145233.3909 | 261404.0533 | 0 | 406637.4442
5324 | 0.02073% | 0.01311% | [6 empty] | 2019-08-11 | 2 | 2.9855 | 137564.6273 | kWh | GS |  | 2019-08-11 | 2 | 599002.6152 | 137564.6273 | 259556.8397 | 0 | 397121.467
5325 | 0.0188% | 0.01267% | [6 empty] | 2019-08-11 | 3 | 2.8345 | 130605.8342 | kWh | GS |  | 2019-08-11 | 3 | 551599.2947 | 130605.8342 | 251035.2864 | 0 | 381641.1206
5326 | 0.01738% | 0.01199% | [6 empty] | 2019-08-11 | 4 | 2.7214 | 125395.8229 | kWh | GS |  | 2019-08-11 | 4 | 511438.2917 | 125395.8229 | 249936.0129 | 0 | 375331.8358
5327 | 0.016% | 0.01127% | [6 empty] | 2019-08-11 | 5 | 2.6903 | 123961.8038 | kWh | GS |  | 2019-08-11 | 5 | 492023.8499 | 123961.8038 | 251157.4936 | 0 | 375119.2974
5328 | 0.01432% | 0.01054% | [6 empty] | 2019-08-11 | 6 | 2.7088 | 124816.5182 | kWh | GS |  | 2019-08-11 | 6 | 477146.0555 | 124816.5182 | 267335.7977 | 0 | 392152.3159
5329 | 0.01243% | 0.009982% | [6 empty] | 2019-08-11 | 7 | 2.8029 | 129152.5138 | kWh | GS |  | 2019-08-11 | 7 | 470678.017 | 129152.5138 | 288784.1999 | 0 | 417936.7137
5330 | 0.01096% | 0.009749% | [6 empty] | 2019-08-11 | 8 | 2.7671 | 127502.5161 | kWh | GS |  | 2019-08-11 | 8 | 516989.9698 | 127502.5161 | 305920.0375 | 0 | 433422.5536
5331 | 0.01009% | 0.009369% | [6 empty] | 2019-08-11 | 9 | 3.0598 | 140990.149 | kWh | GS |  | 2019-08-11 | 9 | 615829.7185 | 140990.149 | 329851.3571 | 0 | 470841.5061
5332 | 0.009355% | 0.009214% | [6 empty] | 2019-08-11 | 10 | 3.6585 | 168575.4483 | kWh | GS |  | 2019-08-11 | 10 | 745161.6543 | 168575.4483 | 354834.8933 | 0 | 523410.3416
5333 | 0.009% | 0.009208% | [6 empty] | 2019-08-11 | 11 | 4.1912 | 193120.4249 | kWh | GS |  | 2019-08-11 | 11 | 851399.0105 | 193120.4249 | 373599.7293 | 0 | 566720.1542
5334 | 0.008728% | 0.009627% | [6 empty] | 2019-08-11 | 12 | 4.6248 | 213100.6522 | kWh | GS |  | 2019-08-11 | 12 | 983949.5655 | 213100.6522 | 387543.7765 | 0 | 600644.4287
5335 | 0.008609% | 0.01026% | [6 empty] | 2019-08-11 | 13 | 4.831 | 222604.9641 | kWh | GS |  | 2019-08-11 | 13 | 1126020.361 | 222604.9641 | 396419.8233 | 0 | 619024.7874
5336 | 0.009456% | 0.01064% | [6 empty] | 2019-08-11 | 14 | 4.8916 | 225394.2558 | kWh | GS |  | 2019-08-11 | 14 | 1243245.62 | 225394.2558 | 396403.2896 | 0 | 621797.5454
5337 | 0.01126% | 0.01156% | [6 empty] | 2019-08-11 | 15 | 4.9751 | 229240.9817 | kWh | GS |  | 2019-08-11 | 15 | 1333758.4 | 229240.9817 | 396586.6052 | 0 | 625827.5869
5338 | 0.01363% | 0.01285% | [6 empty] | 2019-08-11 | 16 | 4.9734 | 229163.7963 | kWh | GS |  | 2019-08-11 | 16 | 1381859.683 | 229163.7963 | 401784.2213 | 0 | 630948.0176
5339 | 0.01557% | 0.01391% | [6 empty] | 2019-08-11 | 17 | 4.9487 | 228024.4477 | kWh | GS |  | 2019-08-11 | 17 | 1391439.065 | 228024.4477 | 397578.4608 | 0 | 625602.9085
5340 | 0.018% | 0.01474% | [6 empty] | 2019-08-11 | 18 | 4.8679 | 224301.1665 | kWh | GS |  | 2019-08-11 | 18 | 1390843.383 | 224301.1665 | 385447.6642 | 0 | 609748.8307
5341 | 0.0206% | 0.0152% | [6 empty] | 2019-08-11 | 19 | 4.5974 | 211839.5614 | kWh | GS |  | 2019-08-11 | 19 | 1355217.798 | 211839.5614 | 366701.7259 | 0 | 578541.2873
5342 | 0.02274% | 0.01526% | [6 empty] | 2019-08-11 | 20 | 4.374 | 201546.9179 | kWh | GS |  | 2019-08-11 | 20 | 1258645.39 | 201546.9179 | 340332.1865 | 0 | 541879.1044
5343 | 0.0244% | 0.01536% | [6 empty] | 2019-08-11 | 21 | 4.0002 | 184321.4566 | kWh | GS |  | 2019-08-11 | 21 | 1134698.169 | 184321.4566 | 316914.1026 | 0 | 501235.5592
5344 | 0.02528% | 0.01549% | [6 empty] | 2019-08-11 | 22 | 3.632 | 167357.1889 | kWh | GS |  | 2019-08-11 | 22 | 1028693.58 | 167357.1889 | 301159.9959 | 0 | 468517.1848
5345 | 0.02545% | 0.01536% | [6 empty] | 2019-08-11 | 23 | 3.3761 | 155563.9888 | kWh | GS |  | 2019-08-11 | 23 | 918581.6208 | 155563.9888 | 282704.5973 | 0 | 438268.5861
5346 | 0.02544% | 0.01497% | [6 empty] | 2019-08-11 | 24 | 3.1619 | 145695.3326 | kWh | GS |  | 2019-08-11 | 24 | 798691.4449 | 145695.3326 | 273646.3873 | 0 | 419341.7199
5347 | 0.02479% | 0.0142% | [6 empty] | 2019-08-12 | 1 | 3.048 | 140447.4959 | kWh | GS |  | 2019-08-12 | 1 | 696461.4729 | 140447.4959 | 263121.5184 | 0 | 403569.0143
5348 | 0.02302% | 0.0133% | [6 empty] | 2019-08-12 | 2 | 2.889 | 133117.485 | kWh | GS |  | 2019-08-12 | 2 | 624281.4682 | 133117.485 | 258270.2155 | 0 | 391387.7005
5349 | 0.02076% | 0.0123% | [6 empty] | 2019-08-12 | 3 | 2.7802 | 128108.305 | kWh | GS |  | 2019-08-12 | 3 | 558951.2459 | 128108.305 | 255390.7827 | 0 | 383499.0877
5350 | 0.01882% | 0.0115% | [6 empty] | 2019-08-12 | 4 | 2.6767 | 123335.0487 | kWh | GS |  | 2019-08-12 | 4 | 514777.1419 | 123335.0487 | 258608.0023 | 0 | 381943.051
5351 | 0.0168% | 0.01076% | [6 empty] | 2019-08-12 | 5 | 2.7012 | 124466.624 | kWh | GS |  | 2019-08-12 | 5 | 493140.2168 | 124466.624 | 280280.4999 | 0 | 404747.1239
5352 | 0.01461% | 0.01029% | [6 empty] | 2019-08-12 | 6 | 2.7596 | 127154.8437 | kWh | GS |  | 2019-08-12 | 6 | 511579.4583 | 127154.8437 | 326623.4578 | 0 | 453778.3015
5353 | 0.01274% | 0.009907% | [6 empty] | 2019-08-12 | 7 | 3.1765 | 146367.4421 | kWh | GS |  | 2019-08-12 | 7 | 560961.9823 | 146367.4421 | 379136.3456 | 0 | 525503.7877
5354 | 0.01142% | 0.009608% | [6 empty] | 2019-08-12 | 8 | 3.4786 | 160288.6327 | kWh | GS |  | 2019-08-12 | 8 | 558713.8504 | 160288.6327 | 414144.0431 | 0 | 574432.6758
5355 | 0.01022% | 0.009414% | [6 empty] | 2019-08-12 | 9 | 4.0022 | 184413.7454 | kWh | GS |  | 2019-08-12 | 9 | 542304.3551 | 184413.7454 | 459998.0165 | 0 | 644411.7619
5356 | 0.009416% | 0.009376% | [6 empty] | 2019-08-12 | 10 | 4.6501 | 214266.5119 | kWh | GS |  | 2019-08-12 | 10 | 626491.6316 | 214266.5119 | 495017.0943 | 0 | 709283.6062
5357 | 0.00902% | 0.009936% | [6 empty] | 2019-08-12 | 11 | 5.2341 | 241177.7449 | kWh | GS |  | 2019-08-12 | 11 | 723233.3051 | 241177.7449 | 514794.5551 | 0 | 755972.3
5358 | 0.009358% | 0.01114% | [6 empty] | 2019-08-12 | 12 | 5.6202 | 258968.0296 | kWh | GS |  | 2019-08-12 | 12 | 849124.7994 | 258968.0296 | 526200.648 | 0 | 785168.6776
5359 | 0.01026% | 0.0129% | [6 empty] | 2019-08-12 | 13 | 5.8538 | 269730.8143 | kWh | GS |  | 2019-08-12 | 13 | 993893.8089 | 269730.8143 | 539460.7045 | 0 | 809191.5188
5360 | 0.01022% | 0.0141% | [6 empty] | 2019-08-12 | 14 | 6.0496 | 278751.4882 | kWh | GS |  | 2019-08-12 | 14 | 1101102.486 | 278751.4882 | 549816.1908 | 0 | 828567.679
5361 | 0.00992% | 0.01582% | [6 empty] | 2019-08-12 | 15 | 6.1853 | 285004.886 | kWh | GS |  | 2019-08-12 | 15 | 1166530.144 | 285004.886 | 546812.0561 | 0 | 831816.9421
5362 | 0.01146% | 0.01741% | [6 empty] | 2019-08-12 | 16 | 6.1378 | 282819.3083 | kWh | GS |  | 2019-08-12 | 16 | 1208987.617 | 282819.3083 | 524517.0527 | 0 | 807336.361
5363 | 0.01323% | 0.01856% | [6 empty] | 2019-08-12 | 17 | 5.8838 | 271111.9261 | kWh | GS |  | 2019-08-12 | 17 | 1263700.203 | 271111.9261 | 495137.3032 | 0 | 766249.2293
5364 | 0.01553% | 0.01927% | [6 empty] | 2019-08-12 | 18 | 5.2889 | 243699.6538 | kWh | GS |  | 2019-08-12 | 18 | 1312855.192 | 243699.6538 | 463362.235 | 0 | 707061.8888
5365 | 0.01818% | 0.01986% | [6 empty] | 2019-08-12 | 19 | 4.8008 | 221210.8727 | kWh | GS |  | 2019-08-12 | 19 | 1304700.012 | 221210.8727 | 421076.5198 | 0 | 642287.3925
5366 | 0.02014% | 0.02034% | [6 empty] | 2019-08-12 | 20 | 4.4958 | 207159.1262 | kWh | GS |  | 2019-08-12 | 20 | 1261470.104 | 207159.1262 | 396020.0533 | 0 | 603179.1795
5367 | 0.02134% | 0.02042% | [6 empty] | 2019-08-12 | 21 | 4.3968 | 202597.3898 | kWh | GS |  | 2019-08-12 | 21 | 1220197.989 | 202597.3898 | 387796.9094 | 0 | 590394.2992
5368 | 0.02211% | 0.01982% | [6 empty] | 2019-08-12 | 22 | 4.0441 | 186343.2999 | kWh | GS |  | 2019-08-12 | 22 | 1146013.849 | 186343.2999 | 362418.4066 | 0 | 548761.7065
5369 | 0.02311% | 0.01881% | [6 empty] | 2019-08-12 | 23 | 3.7401 | 172335.3607 | kWh | GS |  | 2019-08-12 | 23 | 1025399.102 | 172335.3607 | 331258.4015 | 0 | 503593.7622
5370 | 0.02401% | 0.01736% | [6 empty] | 2019-08-12 | 24 | 3.4694 | 159861.0624 | kWh | GS |  | 2019-08-12 | 24 | 887254.6996 | 159861.0624 | 309426.6971 | 0 | 469287.7595
5371 | 0.02386% | 0.01577% | [6 empty] | 2019-08-13 | 1 | 3.2027 | 147573.7294 | kWh | GS |  | 2019-08-13 | 1 | 781391.9858 | 147573.7294 | 294021.8346 | 0 | 441595.564
5372 | 0.02307% | 0.01481% | [6 empty] | 2019-08-13 | 2 | 3.1042 | 143036.3115 | kWh | GS |  | 2019-08-13 | 2 | 707962.9384 | 143036.3115 | 287257.0421 | 0 | 430293.3536
5373 | 0.02232% | 0.01449% | [6 empty] | 2019-08-13 | 3 | 2.9338 | 135182.9025 | kWh | GS |  | 2019-08-13 | 3 | 649504.1646 | 135182.9025 | 283612.3598 | 0 | 418795.2623
5374 | 0.02096% | 0.01347% | [6 empty] | 2019-08-13 | 4 | 2.9301 | 135014.1958 | kWh | GS |  | 2019-08-13 | 4 | 599352.1406 | 135014.1958 | 283705.2359 | 0 | 418719.4317
5375 | 0.01876% | 0.01236% | [6 empty] | 2019-08-13 | 5 | 2.9152 | 134327.4008 | kWh | GS |  | 2019-08-13 | 5 | 576389.5893 | 134327.4008 | 299586.0925 | 0 | 433913.4933
5376 | 0.01623% | 0.01152% | [6 empty] | 2019-08-13 | 6 | 3.003 | 138372.0828 | kWh | GS |  | 2019-08-13 | 6 | 578733.3727 | 138372.0828 | 343799.9235 | 0 | 482172.0063
5377 | 0.01429% | 0.01084% | [6 empty] | 2019-08-13 | 7 | 3.3582 | 154738.4576 | kWh | GS |  | 2019-08-13 | 7 | 617958.5682 | 154738.4576 | 394161.1541 | 0 | 548899.6117
5378 | 0.01295% | 0.01056% | [6 empty] | 2019-08-13 | 8 | 3.6843 | 169764.5705 | kWh | GS |  | 2019-08-13 | 8 | 609198.9194 | 169764.5705 | 431369.0939 | 0 | 601133.6644
5379 | 0.01188% | 0.01028% | [6 empty] | 2019-08-13 | 9 | 4.365 | 201131.0827 | kWh | GS |  | 2019-08-13 | 9 | 600661.001 | 201131.0827 | 477922.8549 | 0 | 679053.9376
5380 | 0.01096% | 0.01028% | [6 empty] | 2019-08-13 | 10 | 5.0799 | 234070.3197 | kWh | GS |  | 2019-08-13 | 10 | 673785.6034 | 234070.3197 | 505985.2206 | 0 | 740055.5403
5381 | 0.01054% | 0.01065% | [6 empty] | 2019-08-13 | 11 | 5.6071 | 258364.9668 | kWh | GS |  | 2019-08-13 | 11 | 789227.7394 | 258364.9668 | 524781.4255 | 0 | 783146.3923
5382 | 0.01059% | 0.01184% | [6 empty] | 2019-08-13 | 12 | 5.9135 | 272483.2204 | kWh | GS |  | 2019-08-13 | 12 | 912551.1277 | 272483.2204 | 536247.0987 | 0 | 808730.3191
5383 | 0.0113% | 0.01347% | [6 empty] | 2019-08-13 | 13 | 6.1633 | 283990.7874 | kWh | GS |  | 2019-08-13 | 13 | 1028894.378 | 283990.7874 | 546282.777 | 0 | 830273.5644
5384 | 0.01114% | 0.01476% | [6 empty] | 2019-08-13 | 14 | 6.2744 | 289111.9908 | kWh | GS |  | 2019-08-13 | 14 | 1109417.976 | 289111.9908 | 553364.3363 | 0 | 842476.3271
5385 | 0.01099% | 0.01667% | [6 empty] | 2019-08-13 | 15 | 6.3538 | 292770.5901 | kWh | GS |  | 2019-08-13 | 15 | 1179749.614 | 292770.5901 | 547161.2754 | 0 | 839931.8655
5386 | 0.01232% | 0.01817% | [6 empty] | 2019-08-13 | 16 | 6.2958 | 290095.595 | kWh | GS |  | 2019-08-13 | 16 | 1243283.088 | 290095.595 | 531754.0234 | 0 | 821849.6184
5387 | 0.01444% | 0.01922% | [6 empty] | 2019-08-13 | 17 | 6.0853 | 280399.4832 | kWh | GS |  | 2019-08-13 | 17 | 1285647.353 | 280399.4832 | 497512.9927 | 0 | 777912.4759
5388 | 0.01669% | 0.01985% | [6 empty] | 2019-08-13 | 18 | 5.5699 | 256648.5481 | kWh | GS |  | 2019-08-13 | 18 | 1341590.593 | 256648.5481 | 467410.6109 | 0 | 724059.159
5389 | 0.01882% | 0.02038% | [6 empty] | 2019-08-13 | 19 | 5.0652 | 233396.5529 | kWh | GS |  | 2019-08-13 | 19 | 1352753.656 | 233396.5529 | 427706.1396 | 0 | 661102.6925
5390 | 0.02029% | 0.02068% | [6 empty] | 2019-08-13 | 20 | 4.7729 | 219924.9019 | kWh | GS |  | 2019-08-13 | 20 | 1307953.548 | 219924.9019 | 401762.1977 | 0 | 621687.0996
5391 | 0.02158% | 0.02062% | [6 empty] | 2019-08-13 | 21 | 4.6588 | 214669.8498 | kWh | GS |  | 2019-08-13 | 21 | 1242958.22 | 214669.8498 | 394510.2597 | 0 | 609180.1095
5392 | 0.02274% | 0.02017% | [6 empty] | 2019-08-13 | 22 | 4.2247 | 194663.8508 | kWh | GS |  | 2019-08-13 | 22 | 1149368.397 | 194663.8508 | 367386.4993 | 0 | 562050.3501
5393 | 0.02352% | 0.0191% | [6 empty] | 2019-08-13 | 23 | 3.8866 | 179089.0001 | kWh | GS |  | 2019-08-13 | 23 | 1037130.569 | 179089.0001 | 330865.4499 | 0 | 509954.45
5394 | 0.02454% | 0.01777% | [6 empty] | 2019-08-13 | 24 | 3.5649 | 164264.1276 | kWh | GS |  | 2019-08-13 | 24 | 907697.3081 | 164264.1276 | 310103.0658 | 0 | 474367.1934
5395 | 0.02474% | 0.01623% | [6 empty] | 2019-08-14 | 1 | 3.3264 | 153275.5313 | kWh | GS |  | 2019-08-14 | 1 | 795139.0198 | 153275.5313 | 295870.3132 | 0 | 449145.8445
5396 | 0.02392% | 0.01526% | [6 empty] | 2019-08-14 | 2 | 3.2247 | 148589.2296 | kWh | GS |  | 2019-08-14 | 2 | 710936.4232 | 148589.2296 | 292360.4998 | 0 | 440949.7294
5397 | 0.02274% | 0.01495% | [6 empty] | 2019-08-14 | 3 | 3.1348 | 144445.5182 | kWh | GS |  | 2019-08-14 | 3 | 640072.5033 | 144445.5182 | 283179.0568 | 0 | 427624.575
5398 | 0.02102% | 0.0138% | [6 empty] | 2019-08-14 | 4 | 3.0304 | 139633.9809 | kWh | GS |  | 2019-08-14 | 4 | 594681.7912 | 139633.9809 | 287278.2601 | 0 | 426912.241
5399 | 0.01897% | 0.01252% | [6 empty] | 2019-08-14 | 5 | 3.0611 | 141049.354 | kWh | GS |  | 2019-08-14 | 5 | 574507.5286 | 141049.354 | 304839.8442 | 0 | 445889.1982
5400 | 0.0166% | 0.01164% | [6 empty] | 2019-08-14 | 6 | 3.1262 | 144047.387 | kWh | GS |  | 2019-08-14 | 6 | 581837.3921 | 144047.387 | 349321.5934 | 0 | 493368.9804
5401 | 0.01454% | 0.01103% | [6 empty] | 2019-08-14 | 7 | 3.3962 | 156488.6765 | kWh | GS |  | 2019-08-14 | 7 | 634233.4632 | 156488.6765 | 399922.9138 | 0 | 556411.5903
5402 | 0.013% | 0.01082% | [6 empty] | 2019-08-14 | 8 | 3.7771 | 174039.3259 | kWh | GS |  | 2019-08-14 | 8 | 615622.8319 | 174039.3259 | 434689.4379 | 0 | 608728.7638
5403 | 0.01171% | 0.0105% | [6 empty] | 2019-08-14 | 9 | 4.3792 | 201784.3813 | kWh | GS |  | 2019-08-14 | 9 | 627187.8843 | 201784.3813 | 481920.1877 | 0 | 683704.569
5404 | 0.01088% | 0.01048% | [6 empty] | 2019-08-14 | 10 | 5.2057 | 239869.8905 | kWh | GS |  | 2019-08-14 | 10 | 700310.3125 | 239869.8905 | 515532.4975 | 0 | 755402.388
5405 | 0.01051% | 0.01095% | [6 empty] | 2019-08-14 | 11 | 5.858 | 269925.0256 | kWh | GS |  | 2019-08-14 | 11 | 832230.6246 | 269925.0256 | 543919.7627 | 0 | 813844.7883
5406 | 0.01064% | 0.01211% | [6 empty] | 2019-08-14 | 12 | 6.1058 | 281344.7544 | kWh | GS |  | 2019-08-14 | 12 | 988043.2349 | 281344.7544 | 553705.6105 | 0 | 835050.3649
5407 | 0.0116% | 0.01366% | [6 empty] | 2019-08-14 | 13 | 6.2905 | 289855.0701 | kWh | GS |  | 2019-08-14 | 13 | 1085110.395 | 289855.0701 | 564048.72 | 0 | 853903.7901
5408 | 0.01126% | 0.01494% | [6 empty] | 2019-08-14 | 14 | 6.463 | 297801.6288 | kWh | GS |  | 2019-08-14 | 14 | 1188440.508 | 297801.6288 | 568824.9091 | 0 | 866626.5379
5409 | 0.01147% | 0.01678% | [6 empty] | 2019-08-14 | 15 | 6.5948 | 303873.4539 | kWh | GS |  | 2019-08-14 | 15 | 1251421.775 | 303873.4539 | 565734.4536 | 0 | 869607.9075
5410 | 0.01281% | 0.01854% | [6 empty] | 2019-08-14 | 16 | 6.5151 | 300201.0072 | kWh | GS |  | 2019-08-14 | 16 | 1299362.753 | 300201.0072 | 541936.7254 | 0 | 842137.7326
5411 | 0.01522% | 0.01998% | [6 empty] | 2019-08-14 | 17 | 6.0432 | 278458.8581 | kWh | GS |  | 2019-08-14 | 17 | 1306771.036 | 278458.8581 | 504020.0031 | 0 | 782478.8612
5412 | 0.01807% | 0.0205% | [6 empty] | 2019-08-14 | 18 | 5.202 | 239699.1647 | kWh | GS |  | 2019-08-14 | 18 | 1236504.559 | 239699.1647 | 444728.1984 | 0 | 684427.3631
5413 | 0.01985% | 0.02096% | [6 empty] | 2019-08-14 | 19 | 4.6566 | 214565.7657 | kWh | GS |  | 2019-08-14 | 19 | 1159712.917 | 214565.7657 | 405705.5805 | 0 | 620271.3462
5414 | 0.02174% | 0.02127% | [6 empty] | 2019-08-14 | 20 | 4.6112 | 212475.4825 | kWh | GS |  | 2019-08-14 | 20 | 1113694.778 | 212475.4825 | 392370.9759 | 0 | 604846.4584
5415 | 0.02289% | 0.02135% | [6 empty] | 2019-08-14 | 21 | 4.3914 | 202345.5557 | kWh | GS |  | 2019-08-14 | 21 | 1077072.392 | 202345.5557 | 386760.0678 | 0 | 589105.6235
5416 | 0.02377% | 0.02067% | [6 empty] | 2019-08-14 | 22 | 3.8419 | 177026.5233 | kWh | GS |  | 2019-08-14 | 22 | 1005553.407 | 177026.5233 | 359156.2687 | 0 | 536182.792
5417 | 0.0239% | 0.01921% | [6 empty] | 2019-08-14 | 23 | 3.5268 | 162509.4098 | kWh | GS |  | 2019-08-14 | 23 | 909214.4173 | 162509.4098 | 325377.4549 | 0 | 487886.8647
5418 | 0.02262% | 0.0168% | [6 empty] | 2019-08-14 | 24 | 3.2806 | 151162.2469 | kWh | GS |  | 2019-08-14 | 24 | 801149.2071 | 151162.2469 | 304588.3947 | 0 | 455750.6416
5419 | 0.02121% | 0.01523% | [6 empty] | 2019-08-15 | 1 | 3.1178 | 143661.0927 | kWh | GS |  | 2019-08-15 | 1 | 707003.8031 | 143661.0927 | 288653.2917 | 0 | 432314.3844
5420 | 0.02037% | 0.01485% | [6 empty] | 2019-08-15 | 2 | 3.0337 | 139788.916 | kWh | GS |  | 2019-08-15 | 2 | 646261.9228 | 139788.916 | 283998.5195 | 0 | 423787.4355
5421 | 0.0197% | 0.01446% | [6 empty] | 2019-08-15 | 3 | 2.9661 | 136670.5473 | kWh | GS |  | 2019-08-15 | 3 | 612230.2527 | 136670.5473 | 283907.6609 | 0 | 420578.2082
5422 | 0.01839% | 0.01316% | [6 empty] | 2019-08-15 | 4 | 2.9294 | 134978.8839 | kWh | GS |  | 2019-08-15 | 4 | 580652.3102 | 134978.8839 | 287205.174 | 0 | 422184.0579
5423 | 0.01663% | 0.01198% | [6 empty] | 2019-08-15 | 5 | 2.9496 | 135913.0934 | kWh | GS |  | 2019-08-15 | 5 | 571459.2228 | 135913.0934 | 308893.8393 | 0 | 444806.9327
5424 | 0.01465% | 0.01119% | [6 empty] | 2019-08-15 | 6 | 3.0608 | 141033.4584 | kWh | GS |  | 2019-08-15 | 6 | 579311.264 | 141033.4584 | 343397.7364 | 0 | 484431.1948
5425 | 0.01293% | 0.01061% | [6 empty] | 2019-08-15 | 7 | 3.4639 | 159608.9497 | kWh | GS |  | 2019-08-15 | 7 | 620074.5413 | 159608.9497 | 389860.1032 | 0 | 549469.0529
5426 | 0.01182% | 0.0104% | [6 empty] | 2019-08-15 | 8 | 3.7091 | 170909.9798 | kWh | GS |  | 2019-08-15 | 8 | 613008.2652 | 170909.9798 | 426967.8858 | 0 | 597877.8656
5427 | 0.0112% | 0.01032% | [6 empty] | 2019-08-15 | 9 | 4.1924 | 193177.4142 | kWh | GS |  | 2019-08-15 | 9 | 605710.5535 | 193177.4142 | 473361.9542 | 0 | 666539.3684
5428 | 0.01062% | 0.01036% | [6 empty] | 2019-08-15 | 10 | 4.8657 | 224200.6057 | kWh | GS |  | 2019-08-15 | 10 | 655397.4965 | 224200.6057 | 499039.1422 | 0 | 723239.7479
5429 | 0.01045% | 0.01092% | [6 empty] | 2019-08-15 | 11 | 5.4297 | 250191.4802 | kWh | GS |  | 2019-08-15 | 11 | 744468.4099 | 250191.4802 | 519638.4755 | 0 | 769829.9557
5430 | 0.0106% | 0.01189% | [6 empty] | 2019-08-15 | 12 | 5.8537 | 269727.6109 | kWh | GS |  | 2019-08-15 | 12 | 859612.3862 | 269727.6109 | 534916.5495 | 0 | 804644.1604
5431 | 0.01134% | 0.01349% | [6 empty] | 2019-08-15 | 13 | 6.0147 | 277144.2367 | kWh | GS |  | 2019-08-15 | 13 | 977072.6829 | 277144.2367 | 539003.6485 | 0 | 816147.8852
5432 | 0.01121% | 0.01468% | [6 empty] | 2019-08-15 | 14 | 6.0814 | 280218.3131 | kWh | GS |  | 2019-08-15 | 14 | 1068535.117 | 280218.3131 | 541563.7465 | 0 | 821782.0596
5433 | 0.01108% | 0.01636% | [6 empty] | 2019-08-15 | 15 | 5.5232 | 254499.3336 | kWh | GS |  | 2019-08-15 | 15 | 947917.5063 | 254499.3336 | 495464.9384 | 0 | 749964.272
5434 | 0.01199% | 0.01775% | [6 empty] | 2019-08-15 | 16 | 5.0945 | 234745.4 | kWh | GS |  | 2019-08-15 | 16 | 861964.05 | 234745.4 | 463151.6281 | 0 | 697897.0281
5435 | 0.01362% | 0.0189% | [6 empty] | 2019-08-15 | 17 | 4.7568 | 219185.3647 | kWh | GS |  | 2019-08-15 | 17 | 853524.3344 | 219185.3647 | 431218.8932 | 0 | 650404.2579
5436 | 0.01572% | 0.01975% | [6 empty] | 2019-08-15 | 18 | 4.3348 | 199740.328 | kWh | GS |  | 2019-08-15 | 18 | 894177.386 | 199740.328 | 406989.2241 | 0 | 606729.5521
5437 | 0.01787% | 0.02003% | [6 empty] | 2019-08-15 | 19 | 4.0235 | 185394.6079 | kWh | GS |  | 2019-08-15 | 19 | 914040.7314 | 185394.6079 | 384937.8918 | 0 | 570332.4997
5438 | 0.01955% | 0.02017% | [6 empty] | 2019-08-15 | 20 | 3.8037 | 175267.3531 | kWh | GS |  | 2019-08-15 | 20 | 914625.2011 | 175267.3531 | 367814.0838 | 0 | 543081.4369
5439 | 0.01734% | 0.01841% | [6 empty] | 2019-08-15 | 21 | 3.8075 | 175443.133 | kWh | GS |  | 2019-08-15 | 21 | 905390.5825 | 175443.133 | 363640.3102 | 0 | 539083.4432
5440 | 0.01577% | 0.01713% | [6 empty] | 2019-08-15 | 22 | 3.4926 | 160932.5689 | kWh | GS |  | 2019-08-15 | 22 | 876422.7165 | 160932.5689 | 338968.0968 | 0 | 499900.6657
5441 | 0.01561% | 0.01597% | [6 empty] | 2019-08-15 | 23 | 3.1763 | 146359.1042 | kWh | GS |  | 2019-08-15 | 23 | 793379.9328 | 146359.1042 | 302619.5523 | 0 | 448978.6565
5442 | 0.01636% | 0.01489% | [6 empty] | 2019-08-15 | 24 | 2.9411 | 135518.6105 | kWh | GS |  | 2019-08-15 | 24 | 698681.5359 | 135518.6105 | 284278.6935 | 0 | 419797.304
5443 | 0.01672% | 0.014% | [6 empty] | 2019-08-16 | 1 | 2.8111 | 129528.8705 | kWh | GS |  | 2019-08-16 | 1 | 625632.9243 | 129528.8705 | 268154.3249 | 0 | 397683.1954
5444 | 0.01673% | 0.01333% | [6 empty] | 2019-08-16 | 2 | 2.7234 | 125489.4741 | kWh | GS |  | 2019-08-16 | 2 | 576122.3036 | 125489.4741 | 265075.9728 | 0 | 390565.4469
5445 | 0.01656% | 0.01323% | [6 empty] | 2019-08-16 | 3 | 2.6464 | 121942.0239 | kWh | GS |  | 2019-08-16 | 3 | 547605.6201 | 121942.0239 | 263268.7703 | 0 | 385210.7942
5446 | 0.01603% | 0.01227% | [6 empty] | 2019-08-16 | 4 | 2.6751 | 123264.7533 | kWh | GS |  | 2019-08-16 | 4 | 525369.1079 | 123264.7533 | 269159.4455 | 0 | 392424.1988
5447 | 0.01451% | 0.01102% | [6 empty] | 2019-08-16 | 5 | 2.7006 | 124437.3558 | kWh | GS |  | 2019-08-16 | 5 | 516921.0809 | 124437.3558 | 286341.6578 | 0 | 410779.0136
5448 | 0.01278% | 0.01031% | [6 empty] | 2019-08-16 | 6 | 2.8519 | 131409.5364 | kWh | GS |  | 2019-08-16 | 6 | 532462.5046 | 131409.5364 | 327620.2403 | 0 | 459029.7767
5449 | 0.01144% | 0.009762% | [6 empty] | 2019-08-16 | 7 | 3.2002 | 147456.7493 | kWh | GS |  | 2019-08-16 | 7 | 577062.2666 | 147456.7493 | 371667.4334 | 0 | 519124.1827
5450 | 0.01054% | 0.009588% | [6 empty] | 2019-08-16 | 8 | 3.3645 | 155030.0203 | kWh | GS |  | 2019-08-16 | 8 | 568921.2059 | 155030.0203 | 410243.67 | 0 | 565273.6903
5451 | 0.01002% | 0.009456% | [6 empty] | 2019-08-16 | 9 | 3.9066 | 180008.3109 | kWh | GS |  | 2019-08-16 | 9 | 570102.4634 | 180008.3109 | 451221.2718 | 0 | 631229.5827
5452 | 0.00961% | 0.009633% | [6 empty] | 2019-08-16 | 10 | 4.5467 | 209500.7756 | kWh | GS |  | 2019-08-16 | 10 | 586654.54 | 209500.7756 | 470888.5043 | 0 | 680389.2799
5453 | 0.009455% | 0.01008% | [6 empty] | 2019-08-16 | 11 | 4.8821 | 224955.2134 | kWh | GS |  | 2019-08-16 | 11 | 636661.413 | 224955.2134 | 485977.2053 | 0 | 710932.4187
5454 | 0.009739% | 0.01127% | [6 empty] | 2019-08-16 | 12 | 5.0635 | 233314.3035 | kWh | GS |  | 2019-08-16 | 12 | 683977.3166 | 233314.3035 | 493707.3274 | 0 | 727021.6309
5455 | 0.01056% | 0.01274% | [6 empty] | 2019-08-16 | 13 | 5.2121 | 240160.8704 | kWh | GS |  | 2019-08-16 | 13 | 756823.4605 | 240160.8704 | 501315.4061 | 0 | 741476.2765
5456 | 0.01041% | 0.01388% | [6 empty] | 2019-08-16 | 14 | 5.3683 | 247360.0355 | kWh | GS |  | 2019-08-16 | 14 | 845883.6137 | 247360.0355 | 505921.2318 | 0 | 753281.2673
5457 | 0.01043% | 0.0155% | [6 empty] | 2019-08-16 | 15 | 5.381 | 247944.4426 | kWh | GS |  | 2019-08-16 | 15 | 898088.86 | 247944.4426 | 489507.1058 | 0 | 737451.5484
5458 | 0.01073% | 0.0167% | [6 empty] | 2019-08-16 | 16 | 5.2026 | 239727.4528 | kWh | GS |  | 2019-08-16 | 16 | 932509.0662 | 239727.4528 | 468115.9821 | 0 | 707843.4349
5459 | 0.01165% | 0.01745% | [6 empty] | 2019-08-16 | 17 | 4.7824 | 220361.9316 | kWh | GS |  | 2019-08-16 | 17 | 929954.7264 | 220361.9316 | 429106.3706 | 0 | 649468.3022
5460 | 0.01251% | 0.01785% | [6 empty] | 2019-08-16 | 18 | 4.317 | 198918.2654 | kWh | GS |  | 2019-08-16 | 18 | 931732.4802 | 198918.2654 | 394880.0958 | 0 | 593798.3612
5461 | 0.01384% | 0.0182% | [6 empty] | 2019-08-16 | 19 | 3.9224 | 180734.2977 | kWh | GS |  | 2019-08-16 | 19 | 903737.0132 | 180734.2977 | 364546.3123 | 0 | 545280.61
5462 | 0.01547% | 0.01849% | [6 empty] | 2019-08-16 | 20 | 3.8211 | 176068.7105 | kWh | GS |  | 2019-08-16 | 20 | 867931.3282 | 176068.7105 | 349981.7334 | 0 | 526050.4439
5463 | 0.01643% | 0.0181% | [6 empty] | 2019-08-16 | 21 | 3.7932 | 174782.2371 | kWh | GS |  | 2019-08-16 | 21 | 839464.2977 | 174782.2371 | 344784.4639 | 0 | 519566.701
5464 | 0.01706% | 0.01738% | [6 empty] | 2019-08-16 | 22 | 3.4867 | 160662.2517 | kWh | GS |  | 2019-08-16 | 22 | 788240.02 | 160662.2517 | 323147.8958 | 0 | 483810.1475
5465 | 0.01701% | 0.01594% | [6 empty] | 2019-08-16 | 23 | 3.2064 | 147744.1819 | kWh | GS |  | 2019-08-16 | 23 | 745599.1035 | 147744.1819 | 290943.5905 | 0 | 438687.7724
5466 | 0.01704% | 0.01458% | [6 empty] | 2019-08-16 | 24 | 3.051 | 140582.773 | kWh | GS |  | 2019-08-16 | 24 | 675678.6534 | 140582.773 | 279949.6469 | 0 | 420532.4199
5467 | 0.01653% | 0.01339% | [6 empty] | 2019-08-17 | 1 | 2.8894 | 133137.795 | kWh | GS |  | 2019-08-17 | 1 | 596869.0394 | 133137.795 | 267545.7632 | 0 | 400683.5582
5468 | 0.01588% | 0.01291% | [6 empty] | 2019-08-17 | 2 | 2.7735 | 127796.8484 | kWh | GS |  | 2019-08-17 | 2 | 551896.441 | 127796.8484 | 260406.7098 | 0 | 388203.5582
5469 | 0.01535% | 0.01275% | [6 empty] | 2019-08-17 | 3 | 2.6458 | 121914.393 | kWh | GS |  | 2019-08-17 | 3 | 512422.0829 | 121914.393 | 253045.5683 | 0 | 374959.9613
5470 | 0.01442% | 0.01188% | [6 empty] | 2019-08-17 | 4 | 2.5653 | 118203.1221 | kWh | GS |  | 2019-08-17 | 4 | 487604.4441 | 118203.1221 | 252710.8899 | 0 | 370914.012
5471 | 0.01364% | 0.01077% | [6 empty] | 2019-08-17 | 5 | 2.5755 | 118675.1475 | kWh | GS |  | 2019-08-17 | 5 | 470599.8384 | 118675.1475 | 259034.981 | 0 | 377710.1285
5472 | 0.01236% | 0.01032% | [6 empty] | 2019-08-17 | 6 | 2.6083 | 120183.7482 | kWh | GS |  | 2019-08-17 | 6 | 473951.8233 | 120183.7482 | 267948.8311 | 0 | 388132.5793
5473 | 0.01092% | 0.009836% | [6 empty] | 2019-08-17 | 7 | 2.7451 | 126489.0075 | kWh | GS |  | 2019-08-17 | 7 | 474172.5241 | 126489.0075 | 293764.5732 | 0 | 420253.5807
5474 | 0.01009% | 0.00953% | [6 empty] | 2019-08-17 | 8 | 2.8254 | 130188.3641 | kWh | GS |  | 2019-08-17 | 8 | 503353.0531 | 130188.3641 | 310155.7156 | 0 | 440344.0797
5475 | 0.009373% | 0.009205% | [6 empty] | 2019-08-17 | 9 | 2.9028 | 133753.2667 | kWh | GS |  | 2019-08-17 | 9 | 558229.7146 | 133753.2667 | 321975.9872 | 0 | 455729.2539
5476 | 0.008919% | 0.009105% | [6 empty] | 2019-08-17 | 10 | 3.1122 | 143404.454 | kWh | GS |  | 2019-08-17 | 10 | 604532.6807 | 143404.454 | 325614.9192 | 0 | 469019.3732
5477 | 0.008608% | 0.009272% | [6 empty] | 2019-08-17 | 11 | 3.2422 | 149395.485 | kWh | GS |  | 2019-08-17 | 11 | 648315.4764 | 149395.485 | 326965.9026 | 0 | 476361.3876
5478 | 0.008669% | 0.009528% | [6 empty] | 2019-08-17 | 12 | 3.2944 | 151799.8432 | kWh | GS |  | 2019-08-17 | 12 | 644130.534 | 151799.8432 | 325546.5524 | 0 | 477346.3956
5479 | 0.008673% | 0.01032% | [6 empty] | 2019-08-17 | 13 | 3.3434 | 154055.5863 | kWh | GS |  | 2019-08-17 | 13 | 672005.4933 | 154055.5863 | 323668.2443 | 0 | 477723.8306
5480 | 0.009207% | 0.01081% | [6 empty] | 2019-08-17 | 14 | 3.3984 | 156593.4966 | kWh | GS |  | 2019-08-17 | 14 | 665995.9261 | 156593.4966 | 319319.3852 | 0 | 475912.8818
5481 | 0.01021% | 0.01119% | [6 empty] | 2019-08-17 | 15 | 3.3507 | 154393.4722 | kWh | GS |  | 2019-08-17 | 15 | 667050.894 | 154393.4722 | 317705.0341 | 0 | 472098.5063
5482 | 0.01106% | 0.01151% | [6 empty] | 2019-08-17 | 16 | 3.2665 | 150514.5262 | kWh | GS |  | 2019-08-17 | 16 | 673891.728 | 150514.5262 | 314345.8975 | 0 | 464860.4237
5483 | 0.01186% | 0.01169% | [6 empty] | 2019-08-17 | 17 | 3.1426 | 144803.3381 | kWh | GS |  | 2019-08-17 | 17 | 667572.4505 | 144803.3381 | 306158.667 | 0 | 450962.0051
5484 | 0.01178% | 0.01172% | [6 empty] | 2019-08-17 | 18 | 3.0744 | 141663.2923 | kWh | GS |  | 2019-08-17 | 18 | 673066.4274 | 141663.2923 | 302636.0354 | 0 | 444299.3277
5485 | 0.01229% | 0.01173% | [6 empty] | 2019-08-17 | 19 | 2.9466 | 135774.3269 | kWh | GS |  | 2019-08-17 | 19 | 673073.1433 | 135774.3269 | 289850.8111 | 0 | 425625.138
5486 | 0.01218% | 0.01168% | [6 empty] | 2019-08-17 | 20 | 2.9247 | 134765.0294 | kWh | GS |  | 2019-08-17 | 20 | 651781.1235 | 134765.0294 | 284632.8141 | 0 | 419397.8435
5487 | 0.0122% | 0.01159% | [6 empty] | 2019-08-17 | 21 | 3.0998 | 142832.4938 | kWh | GS |  | 2019-08-17 | 21 | 651185.2436 | 142832.4938 | 281687.6451 | 0 | 424520.1389
5488 | 0.01233% | 0.01141% | [6 empty] | 2019-08-17 | 22 | 3.0194 | 139127.0451 | kWh | GS |  | 2019-08-17 | 22 | 639768.2084 | 139127.0451 | 272356.3427 | 0 | 411483.3878
5489 | 0.01221% | 0.01107% | [6 empty] | 2019-08-17 | 23 | 2.8542 | 131514.7826 | kWh | GS |  | 2019-08-17 | 23 | 600076.2413 | 131514.7826 | 258492.5149 | 0 | 390007.2975
5490 | 0.01231% | 0.01091% | [6 empty] | 2019-08-17 | 24 | 2.7079 | 124776.4613 | kWh | GS |  | 2019-08-17 | 24 | 549075.5497 | 124776.4613 | 244243.7677 | 0 | 369020.229
5491 | 0.01231% | 0.01045% | [6 empty] | 2019-08-18 | 1 | 2.6207 | 120754.8517 | kWh | GS |  | 2019-08-18 | 1 | 487690.7168 | 120754.8517 | 234562.2915 | 0 | 355317.1432
5492 | 0.01192% | 0.0103% | [6 empty] | 2019-08-18 | 2 | 2.4857 | 114534.3751 | kWh | GS |  | 2019-08-18 | 2 | 442282.6436 | 114534.3751 | 231630.5936 | 0 | 346164.9687
5493 | 0.01191% | 0.01042% | [6 empty] | 2019-08-18 | 3 | 2.4261 | 111790.6907 | kWh | GS |  | 2019-08-18 | 3 | 404964.6955 | 111790.6907 | 230141.0694 | 0 | 341931.7601
5494 | 0.0117% | 0.0101% | [6 empty] | 2019-08-18 | 4 | 2.3563 | 108573.912 | kWh | GS |  | 2019-08-18 | 4 | 384367.423 | 108573.912 | 228362.6485 | 0 | 336936.5605
5495 | 0.01098% | 0.009574% | [6 empty] | 2019-08-18 | 5 | 2.288 | 105427.2344 | kWh | GS |  | 2019-08-18 | 5 | 381044.2682 | 105427.2344 | 231482.8614 | 0 | 336910.0958
5496 | 0.01004% | 0.009059% | [6 empty] | 2019-08-18 | 6 | 2.3055 | 106234.2009 | kWh | GS |  | 2019-08-18 | 6 | 378321.7168 | 106234.2009 | 240884.1679 | 0 | 347118.3688
5497 | 0.008921% | 0.008722% | [6 empty] | 2019-08-18 | 7 | 2.3838 | 109839.5093 | kWh | GS |  | 2019-08-18 | 7 | 390744.6113 | 109839.5093 | 257267.0019 | 0 | 367106.5112
5498 | 0.00809% | 0.008498% | [6 empty] | 2019-08-18 | 8 | 2.3386 | 107759.0987 | kWh | GS |  | 2019-08-18 | 8 | 447961.2291 | 107759.0987 | 268739.556 | 0 | 376498.6547
5499 | 0.007407% | 0.008394% | [6 empty] | 2019-08-18 | 9 | 2.5645 | 118167.0921 | kWh | GS |  | 2019-08-18 | 9 | 521475.68 | 118167.0921 | 286222.3923 | 0 | 404389.4844
5500 | 0.007031% | 0.008271% | [6 empty] | 2019-08-18 | 10 | 3.0779 | 141823.4453 | kWh | GS |  | 2019-08-18 | 10 | 602648.7942 | 141823.4453 | 302541.0828 | 0 | 444364.5281
5501 | 0.00697% | 0.00827% | [6 empty] | 2019-08-18 | 11 | 3.5068 | 161585.6995 | kWh | GS |  | 2019-08-18 | 11 | 675396.824 | 161585.6995 | 315299.4773 | 0 | 476885.1768
5502 | 0.00692% | 0.008521% | [6 empty] | 2019-08-18 | 12 | 3.7035 | 170648.3842 | kWh | GS |  | 2019-08-18 | 12 | 752498.1369 | 170648.3842 | 324871.8017 | 0 | 495520.1859
5503 | 0.007147% | 0.009012% | [6 empty] | 2019-08-18 | 13 | 3.9001 | 179708.5576 | kWh | GS |  | 2019-08-18 | 13 | 887674.4145 | 179708.5576 | 336629.897 | 0 | 516338.4546
5504 | 0.008194% | 0.009242% | [6 empty] | 2019-08-18 | 14 | 3.8848 | 179003.5273 | kWh | GS |  | 2019-08-18 | 14 | 995680.3051 | 179003.5273 | 334009.0474 | 0 | 513012.5747
5505 | 0.009539% | 0.009927% | [6 empty] | 2019-08-18 | 15 | 3.8909 | 179285.0413 | kWh | GS |  | 2019-08-18 | 15 | 1047114.017 | 179285.0413 | 334308.7787 | 0 | 513593.82
5506 | 0.01102% | 0.01091% | [6 empty] | 2019-08-18 | 16 | 3.7149 | 171176.7621 | kWh | GS |  | 2019-08-18 | 16 | 1029108.697 | 171176.7621 | 326717.4118 | 0 | 497894.1739
5507 | 0.01235% | 0.01171% | [6 empty] | 2019-08-18 | 17 | 3.6449 | 167947.6616 | kWh | GS |  | 2019-08-18 | 17 | 1020283.127 | 167947.6616 | 321269.3086 | 0 | 489216.9702
5508 | 0.01376% | 0.01216% | [6 empty] | 2019-08-18 | 18 | 3.5952 | 165658.3259 | kWh | GS |  | 2019-08-18 | 18 | 1006886.987 | 165658.3259 | 318480.4686 | 0 | 484138.7945
5509 | 0.01624% | 0.01268% | [6 empty] | 2019-08-18 | 19 | 3.4043 | 156861.4428 | kWh | GS |  | 2019-08-18 | 19 | 989061.8699 | 156861.4428 | 310035.1678 | 0 | 466896.6106
5510 | 0.01821% | 0.01259% | [6 empty] | 2019-08-18 | 20 | 3.2119 | 147996.6913 | kWh | GS |  | 2019-08-18 | 20 | 967846.6103 | 147996.6913 | 294550.5002 | 0 | 442547.1915
5511 | 0.01915% | 0.01261% | [6 empty] | 2019-08-18 | 21 | 3.146 | 144963.3601 | kWh | GS |  | 2019-08-18 | 21 | 917069.7387 | 144963.3601 | 285277.7411 | 0 | 430241.1012
5512 | 0.01882% | 0.01222% | [6 empty] | 2019-08-18 | 22 | 3.0379 | 139978.5665 | kWh | GS |  | 2019-08-18 | 22 | 830300.2153 | 139978.5665 | 276100.4814 | 0 | 416079.0479
5513 | 0.01866% | 0.01201% | [6 empty] | 2019-08-18 | 23 | 2.8425 | 130976.5935 | kWh | GS |  | 2019-08-18 | 23 | 730431.6156 | 130976.5935 | 259695.6418 | 0 | 390672.2353
5514 | 0.01842% | 0.01188% | [6 empty] | 2019-08-18 | 24 | 2.6814 | 123554.0822 | kWh | GS |  | 2019-08-18 | 24 | 617758.3726 | 123554.0822 | 247584.5144 | 0 | 371138.5966
5515 | 0.01809% | 0.01146% | [6 empty] | 2019-08-19 | 1 | 2.4962 | 115021.2823 | kWh | GS |  | 2019-08-19 | 1 | 536010.7662 | 115021.2823 | 239385.2216 | 0 | 354406.5039
5516 | 0.0177% | 0.01086% | [6 empty] | 2019-08-19 | 2 | 2.4281 | 111883.231 | kWh | GS |  | 2019-08-19 | 2 | 464564.0814 | 111883.231 | 238563.2773 | 0 | 350446.5083
5517 | 0.01677% | 0.01056% | [6 empty] | 2019-08-19 | 3 | 2.3611 | 108793.8201 | kWh | GS |  | 2019-08-19 | 3 | 429587.4588 | 108793.8201 | 236733.5301 | 0 | 345527.3502
5518 | 0.01519% | 0.01021% | [6 empty] | 2019-08-19 | 4 | 2.3454 | 108072.791 | kWh | GS |  | 2019-08-19 | 4 | 414295.5177 | 108072.791 | 240444.3565 | 0 | 348517.1475
5519 | 0.01336% | 0.00959% | [6 empty] | 2019-08-19 | 5 | 2.3478 | 108181.5498 | kWh | GS |  | 2019-08-19 | 5 | 405042.7505 | 108181.5498 | 259914.5611 | 0 | 368096.1109
5520 | 0.0113% | 0.009111% | [6 empty] | 2019-08-19 | 6 | 2.4444 | 112630.8935 | kWh | GS |  | 2019-08-19 | 6 | 437001.0322 | 112630.8935 | 308082.5786 | 0 | 420713.4721
5521 | 0.009804% | 0.0087% | [6 empty] | 2019-08-19 | 7 | 2.8023 | 129125.9907 | kWh | GS |  | 2019-08-19 | 7 | 492190.1158 | 129125.9907 | 361763.2444 | 0 | 490889.2351
5522 | 0.008498% | 0.008603% | [6 empty] | 2019-08-19 | 8 | 3.1916 | 147064.1441 | kWh | GS |  | 2019-08-19 | 8 | 505629.9124 | 147064.1441 | 394060.6194 | 0 | 541124.7635
5523 | 0.007858% | 0.008482% | [6 empty] | 2019-08-19 | 9 | 3.7518 | 172876.3268 | kWh | GS |  | 2019-08-19 | 9 | 496917.0163 | 172876.3268 | 436697.8962 | 0 | 609574.223
5524 | 0.007578% | 0.008555% | [6 empty] | 2019-08-19 | 10 | 4.2864 | 197509.4357 | kWh | GS |  | 2019-08-19 | 10 | 531205.3435 | 197509.4357 | 464556.9725 | 0 | 662066.4082
5525 | 0.007409% | 0.009036% | [6 empty] | 2019-08-19 | 11 | 4.8233 | 222248.8048 | kWh | GS |  | 2019-08-19 | 11 | 623492.1554 | 222248.8048 | 490624.4941 | 0 | 712873.2989
5526 | 0.007993% | 0.01033% | [6 empty] | 2019-08-19 | 12 | 5.2084 | 239990.6684 | kWh | GS |  | 2019-08-19 | 12 | 731811.7485 | 239990.6684 | 506214.7276 | 0 | 746205.396
5527 | 0.009003% | 0.01205% | [6 empty] | 2019-08-19 | 13 | 5.3971 | 248689.1929 | kWh | GS |  | 2019-08-19 | 13 | 859034.5316 | 248689.1929 | 516231.1171 | 0 | 764920.31
5528 | 0.009249% | 0.01328% | [6 empty] | 2019-08-19 | 14 | 5.4339 | 250385.4273 | kWh | GS |  | 2019-08-19 | 14 | 920992.2022 | 250385.4273 | 508506.3921 | 0 | 758891.8194
5529 | 0.009089% | 0.01496% | [6 empty] | 2019-08-19 | 15 | 5.4154 | 249532.8465 | kWh | GS |  | 2019-08-19 | 15 | 933907.4082 | 249532.8465 | 498023.4219 | 0 | 747556.2684
5530 | 0.009716% | 0.01625% | [6 empty] | 2019-08-19 | 16 | 5.2606 | 242400.185 | kWh | GS |  | 2019-08-19 | 16 | 935991.47 | 242400.185 | 467105.9003 | 0 | 709506.0853
5531 | 0.0114% | 0.0175% | [6 empty] | 2019-08-19 | 17 | 4.914 | 226428.0046 | kWh | GS |  | 2019-08-19 | 17 | 965215.2369 | 226428.0046 | 441652.0738 | 0 | 668080.0784
5532 | 0.01339% | 0.01832% | [6 empty] | 2019-08-19 | 18 | 4.4043 | 202939.534 | kWh | GS |  | 2019-08-19 | 18 | 1025011.106 | 202939.534 | 412141.5242 | 0 | 615081.0582
5533 | 0.01571% | 0.01878% | [6 empty] | 2019-08-19 | 19 | 4.0785 | 187927.2553 | kWh | GS |  | 2019-08-19 | 19 | 1052430.081 | 187927.2553 | 383243.9411 | 0 | 571171.1964
5534 | 0.01685% | 0.01863% | [6 empty] | 2019-08-19 | 20 | 3.9129 | 180296.9015 | kWh | GS |  | 2019-08-19 | 20 | 1037306.921 | 180296.9015 | 369691.9392 | 0 | 549988.8407
5535 | 0.01708% | 0.01835% | [6 empty] | 2019-08-19 | 21 | 3.8415 | 177010.1827 | kWh | GS |  | 2019-08-19 | 21 | 1002408.354 | 177010.1827 | 359119.7924 | 0 | 536129.9751
5536 | 0.01712% | 0.01742% | [6 empty] | 2019-08-19 | 22 | 3.4474 | 158851.4084 | kWh | GS |  | 2019-08-19 | 22 | 944454.5683 | 158851.4084 | 332764.9181 | 0 | 491616.3265
5537 | 0.01766% | 0.0164% | [6 empty] | 2019-08-19 | 23 | 3.1768 | 146381.28 | kWh | GS |  | 2019-08-19 | 23 | 842029.6101 | 146381.28 | 303539.305 | 0 | 449920.585
5538 | 0.01875% | 0.0151% | [6 empty] | 2019-08-19 | 24 | 2.9153 | 134332.6634 | kWh | GS |  | 2019-08-19 | 24 | 700205.6749 | 134332.6634 | 278288.2118 | 0 | 412620.8752
5539 | 0.01925% | 0.01402% | [6 empty] | 2019-08-20 | 1 | 2.6945 | 124155.0578 | kWh | GS |  | 2019-08-20 | 1 | 597297.2399 | 124155.0578 | 260986.2643 | 0 | 385141.3221
5540 | 0.01897% | 0.0135% | [6 empty] | 2019-08-20 | 2 | 2.6021 | 119901.3475 | kWh | GS |  | 2019-08-20 | 2 | 528518.4933 | 119901.3475 | 254342.2487 | 0 | 374243.5962
5541 | 0.01834% | 0.01316% | [6 empty] | 2019-08-20 | 3 | 2.5192 | 116079.0511 | kWh | GS |  | 2019-08-20 | 3 | 484168.7251 | 116079.0511 | 249904.8691 | 0 | 365983.9202
5542 | 0.01728% | 0.01207% | [6 empty] | 2019-08-20 | 4 | 2.4979 | 115096.1559 | kWh | GS |  | 2019-08-20 | 4 | 456901.2789 | 115096.1559 | 248947.8899 | 0 | 364044.0458
5543 | 0.0154% | 0.01104% | [6 empty] | 2019-08-20 | 5 | 2.5231 | 116259.3996 | kWh | GS |  | 2019-08-20 | 5 | 435595.0266 | 116259.3996 | 262641.4167 | 0 | 378900.8163
5544 | 0.01281% | 0.01013% | [6 empty] | 2019-08-20 | 6 | 2.5841 | 119069.6072 | kWh | GS |  | 2019-08-20 | 6 | 454594.3239 | 119069.6072 | 309720.7005 | 0 | 428790.3077
5545 | 0.01093% | 0.009454% | [6 empty] | 2019-08-20 | 7 | 2.9688 | 136798.376 | kWh | GS |  | 2019-08-20 | 7 | 501444.4753 | 136798.376 | 361132.3278 | 0 | 497930.7038
5546 | 0.009667% | 0.009187% | [6 empty] | 2019-08-20 | 8 | 3.2967 | 151906.4379 | kWh | GS |  | 2019-08-20 | 8 | 512009.5797 | 151906.4379 | 402990.4529 | 0 | 554896.8908
5547 | 0.008856% | 0.008984% | [6 empty] | 2019-08-20 | 9 | 3.798 | 175006.1494 | kWh | GS |  | 2019-08-20 | 9 | 494068.7323 | 175006.1494 | 444860.9779 | 0 | 619867.1273
5548 | 0.008357% | 0.008937% | [6 empty] | 2019-08-20 | 10 | 4.3734 | 201517.656 | kWh | GS |  | 2019-08-20 | 10 | 530293.7868 | 201517.656 | 476506.8501 | 0 | 678024.5061
5549 | 0.007968% | 0.009301% | [6 empty] | 2019-08-20 | 11 | 4.9461 | 227907.2522 | kWh | GS |  | 2019-08-20 | 11 | 611269.2542 | 227907.2522 | 499032.7281 | 0 | 726939.9803
5550 | 0.008315% | 0.01053% | [6 empty] | 2019-08-20 | 12 | 5.3574 | 246858.8282 | kWh | GS |  | 2019-08-20 | 12 | 716613.6878 | 246858.8282 | 514952.6122 | 0 | 761811.4404
5551 | 0.009172% | 0.01222% | [6 empty] | 2019-08-20 | 13 | 5.6742 | 261454.2329 | kWh | GS |  | 2019-08-20 | 13 | 854810.9799 | 261454.2329 | 522904.7079 | 0 | 784358.9408
5552 | 0.009365% | 0.01362% | [6 empty] | 2019-08-20 | 14 | 5.7694 | 265843.1102 | kWh | GS |  | 2019-08-20 | 14 | 958793.1696 | 265843.1102 | 527784.7463 | 0 | 793627.8565
5553 | 0.009037% | 0.01522% | [6 empty] | 2019-08-20 | 15 | 5.5194 | 254323.2441 | kWh | GS |  | 2019-08-20 | 15 | 914419.7105 | 254323.2441 | 494073.5625 | 0 | 748396.8066
5554 | 0.0097% | 0.01664% | [6 empty] | 2019-08-20 | 16 | 5.1845 | 238892.535 | kWh | GS |  | 2019-08-20 | 16 | 874912.4163 | 238892.535 | 465605.5854 | 0 | 704498.1204
5555 | 0.01118% | 0.01784% | [6 empty] | 2019-08-20 | 17 | 4.8483 | 223398.7878 | kWh | GS |  | 2019-08-20 | 17 | 894473.8168 | 223398.7878 | 440401.6691 | 0 | 663800.4569
5556 | 0.01311% | 0.0187% | [6 empty] | 2019-08-20 | 18 | 4.3628 | 201027.0918 | kWh | GS |  | 2019-08-20 | 18 | 923320.6797 | 201027.0918 | 409981.7384 | 0 | 611008.8302
5557 | 0.01564% | 0.01925% | [6 empty] | 2019-08-20 | 19 | 4.0586 | 187012.8107 | kWh | GS |  | 2019-08-20 | 19 | 952617.2163 | 187012.8107 | 382125.0509 | 0 | 569137.8616
5558 | 0.01754% | 0.01948% | [6 empty] | 2019-08-20 | 20 | 3.8554 | 177649.6529 | kWh | GS |  | 2019-08-20 | 20 | 949090.4087 | 177649.6529 | 369148.7328 | 0 | 546798.3857
5559 | 0.01673% | 0.01837% | [6 empty] | 2019-08-20 | 21 | 3.8782 | 178700.0505 | kWh | GS |  | 2019-08-20 | 21 | 919089.7789 | 178700.0505 | 359349.4188 | 0 | 538049.4693
5560 | 0.016% | 0.01729% | [6 empty] | 2019-08-20 | 22 | 3.4217 | 157664.9003 | kWh | GS |  | 2019-08-20 | 22 | 904966.5405 | 157664.9003 | 336016.8212 | 0 | 493681.7215
5561 | 0.01636% | 0.01629% | [6 empty] | 2019-08-20 | 23 | 3.173 | 146205.3386 | kWh | GS |  | 2019-08-20 | 23 | 805995.9665 | 146205.3386 | 306572.4774 | 0 | 452777.816
5562 | 0.01689% | 0.015% | [6 empty] | 2019-08-20 | 24 | 2.9404 | 135489.9869 | kWh | GS |  | 2019-08-20 | 24 | 702928.6615 | 135489.9869 | 288165.3723 | 0 | 423655.3592
5563 | 0.01742% | 0.01397% | [6 empty] | 2019-08-21 | 1 | 2.7855 | 128351.0756 | kWh | GS |  | 2019-08-21 | 1 | 594096.8749 | 128351.0756 | 272650.7819 | 0 | 401001.8575
5564 | 0.01736% | 0.01342% | [6 empty] | 2019-08-21 | 2 | 2.6757 | 123291.172 | kWh | GS |  | 2019-08-21 | 2 | 536744.7977 | 123291.172 | 266736.2938 | 0 | 390027.4658
5565 | 0.01681% | 0.01321% | [6 empty] | 2019-08-21 | 3 | 2.5983 | 119723.9647 | kWh | GS |  | 2019-08-21 | 3 | 483896.2341 | 119723.9647 | 260053.8333 | 0 | 379777.798
5566 | 0.01655% | 0.01212% | [6 empty] | 2019-08-21 | 4 | 2.5265 | 116413.7868 | kWh | GS |  | 2019-08-21 | 4 | 457378.0579 | 116413.7868 | 260348.0888 | 0 | 376761.8756
5567 | 0.01474% | 0.01111% | [6 empty] | 2019-08-21 | 5 | 2.5538 | 117676.0241 | kWh | GS |  | 2019-08-21 | 5 | 435308.3879 | 117676.0241 | 273153.953 | 0 | 390829.9771
5568 | 0.01286% | 0.0104% | [6 empty] | 2019-08-21 | 6 | 2.6424 | 121754.2827 | kWh | GS |  | 2019-08-21 | 6 | 454646.1709 | 121754.2827 | 314480.8504 | 0 | 436235.1331
5569 | 0.01087% | 0.009844% | [6 empty] | 2019-08-21 | 7 | 2.9346 | 135221.9169 | kWh | GS |  | 2019-08-21 | 7 | 505302.6394 | 135221.9169 | 366692.0233 | 0 | 501913.9402
5570 | 0.009818% | 0.009574% | [6 empty] | 2019-08-21 | 8 | 3.2645 | 150423.3606 | kWh | GS |  | 2019-08-21 | 8 | 502120.9951 | 150423.3606 | 399717.2336 | 0 | 550140.5942
5571 | 0.008851% | 0.009323% | [6 empty] | 2019-08-21 | 9 | 3.9133 | 180317.3041 | kWh | GS |  | 2019-08-21 | 9 | 493504.3546 | 180317.3041 | 449102.3611 | 0 | 629419.6652
5572 | 0.008366% | 0.009249% | [6 empty] | 2019-08-21 | 10 | 4.6636 | 214889.3709 | kWh | GS |  | 2019-08-21 | 10 | 553945.7014 | 214889.3709 | 479004.5903 | 0 | 693893.9612
5573 | 0.007962% | 0.009594% | [6 empty] | 2019-08-21 | 11 | 5.1538 | 237476.5227 | kWh | GS |  | 2019-08-21 | 11 | 639530.5507 | 237476.5227 | 489730.3239 | 0 | 727206.8466
5574 | 0.008316% | 0.01071% | [6 empty] | 2019-08-21 | 12 | 5.4462 | 250948.6034 | kWh | GS |  | 2019-08-21 | 12 | 750042.4909 | 250948.6034 | 509905.1634 | 0 | 760853.7668
5575 | 0.009243% | 0.01232% | [6 empty] | 2019-08-21 | 13 | 5.6693 | 261230.8193 | kWh | GS |  | 2019-08-21 | 13 | 864241.0323 | 261230.8193 | 520222.455 | 0 | 781453.2743
5576 | 0.009184% | 0.0135% | [6 empty] | 2019-08-21 | 14 | 5.79 | 266790.4264 | kWh | GS |  | 2019-08-21 | 14 | 955723.4727 | 266790.4264 | 524170.3486 | 0 | 790960.775
5577 | 0.009027% | 0.01545% | [6 empty] | 2019-08-21 | 15 | 5.8515 | 269626.0526 | kWh | GS |  | 2019-08-21 | 15 | 1008750.409 | 269626.0526 | 518383.0737 | 0 | 788009.1263
5578 | 0.01013% | 0.01703% | [6 empty] | 2019-08-21 | 16 | 5.7725 | 265986.3999 | kWh | GS |  | 2019-08-21 | 16 | 1073241.983 | 265986.3999 | 507760.6682 | 0 | 773747.0681
5579 | 0.0117% | 0.01785% | [6 empty] | 2019-08-21 | 17 | 5.6414 | 259942.6554 | kWh | GS |  | 2019-08-21 | 17 | 1156256.57 | 259942.6554 | 481865.3552 | 0 | 741808.0106
5580 | 0.01372% | 0.01868% | [6 empty] | 2019-08-21 | 18 | 5.2635 | 242531.9366 | kWh | GS |  | 2019-08-21 | 18 | 1188689.874 | 242531.9366 | 456662.3056 | 0 | 699194.2422
5581 | 0.01581% | 0.01918% | [6 empty] | 2019-08-21 | 19 | 4.8579 | 223840.1646 | kWh | GS |  | 2019-08-21 | 19 | 1200281.383 | 223840.1646 | 419343.7913 | 0 | 643183.9559
5582 | 0.01748% | 0.01942% | [6 empty] | 2019-08-21 | 20 | 4.6325 | 213455.9503 | kWh | GS |  | 2019-08-21 | 20 | 1147206.389 | 213455.9503 | 393784.3698 | 0 | 607240.3201
5583 | 0.01845% | 0.01934% | [6 empty] | 2019-08-21 | 21 | 4.392 | 202374.4473 | kWh | GS |  | 2019-08-21 | 21 | 1093568.583 | 202374.4473 | 381581.8134 | 0 | 583956.2607
5584 | 0.01963% | 0.01899% | [6 empty] | 2019-08-21 | 22 | 3.857 | 177724.7936 | kWh | GS |  | 2019-08-21 | 22 | 1014514.035 | 177724.7936 | 352676.6336 | 0 | 530401.4272
5585 | 0.02115% | 0.01821% | [6 empty] | 2019-08-21 | 23 | 3.5072 | 161603.7409 | kWh | GS |  | 2019-08-21 | 23 | 902739.0889 | 161603.7409 | 316971.5389 | 0 | 478575.2798
5586 | 0.02174% | 0.01716% | [6 empty] | 2019-08-21 | 24 | 3.2135 | 148070.8747 | kWh | GS |  | 2019-08-21 | 24 | 771163.9833 | 148070.8747 | 297721.5384 | 0 | 445792.4131
5587 | 0.02195% | 0.01579% | [6 empty] | 2019-08-22 | 1 | 2.9851 | 137545.9689 | kWh | GS |  | 2019-08-22 | 1 | 667119.6375 | 137545.9689 | 283942.5525 | 0 | 421488.5214
5588 | 0.02098% | 0.01491% | [6 empty] | 2019-08-22 | 2 | 2.8303 | 130416.4006 | kWh | GS |  | 2019-08-22 | 2 | 599554.7483 | 130416.4006 | 274355.7395 | 0 | 404772.1401
5589 | 0.02% | 0.01433% | [6 empty] | 2019-08-22 | 3 | 2.7201 | 125334.8969 | kWh | GS |  | 2019-08-22 | 3 | 541445.9418 | 125334.8969 | 266477.4498 | 0 | 391812.3467
5590 | 0.01856% | 0.01302% | [6 empty] | 2019-08-22 | 4 | 2.6384 | 121573.3813 | kWh | GS |  | 2019-08-22 | 4 | 493073.3528 | 121573.3813 | 264537.9221 | 0 | 386111.3034
5591 | 0.01651% | 0.01175% | [6 empty] | 2019-08-22 | 5 | 2.6306 | 121213.667 | kWh | GS |  | 2019-08-22 | 5 | 471286.7645 | 121213.667 | 277882.1196 | 0 | 399095.7866
5592 | 0.01411% | 0.01094% | [6 empty] | 2019-08-22 | 6 | 2.7561 | 126993.9656 | kWh | GS |  | 2019-08-22 | 6 | 484817.7844 | 126993.9656 | 318516.016 | 0 | 445509.9816
5593 | 0.0122% | 0.01035% | [6 empty] | 2019-08-22 | 7 | 3.1023 | 142948.5803 | kWh | GS |  | 2019-08-22 | 7 | 531149.7768 | 142948.5803 | 372313.0614 | 0 | 515261.6417
5594 | 0.01097% | 0.009936% | [6 empty] | 2019-08-22 | 8 | 3.4098 | 157118.3033 | kWh | GS |  | 2019-08-22 | 8 | 518997.1922 | 157118.3033 | 410150.0722 | 0 | 567268.3755
5595 | 0.009904% | 0.009618% | [6 empty] | 2019-08-22 | 9 | 4.1288 | 190247.0537 | kWh | GS |  | 2019-08-22 | 9 | 536045.4951 | 190247.0537 | 461562.8343 | 0 | 651809.888
5596 | 0.009019% | 0.009478% | [6 empty] | 2019-08-22 | 10 | 4.8854 | 225110.4944 | kWh | GS |  | 2019-08-22 | 10 | 584552.6472 | 225110.4944 | 492457.6891 | 0 | 717568.1835
5597 | 0.00862% | 0.009797% | [6 empty] | 2019-08-22 | 11 | 5.3946 | 248573.3813 | kWh | GS |  | 2019-08-22 | 11 | 695175.6143 | 248573.3813 | 512827.3734 | 0 | 761400.7547
5598 | 0.008868% | 0.01094% | [6 empty] | 2019-08-22 | 12 | 5.7215 | 263634.3043 | kWh | GS |  | 2019-08-22 | 12 | 815271.2654 | 263634.3043 | 521878.4909 | 0 | 785512.7952
5599 | 0.009715% | 0.01265% | [6 empty] | 2019-08-22 | 13 | 5.9355 | 273494.5591 | kWh | GS |  | 2019-08-22 | 13 | 936776.2248 | 273494.5591 | 528905.4648 | 0 | 802400.0239
5600 | 0.009493% | 0.01393% | [6 empty] | 2019-08-22 | 14 | 6.1302 | 282465.7212 | kWh | GS |  | 2019-08-22 | 14 | 1039376.593 | 282465.7212 | 534741.5827 | 0 | 817207.3039
5601 | 0.009805% | 0.016% | [6 empty] | 2019-08-22 | 15 | 6.2223 | 286711.5166 | kWh | GS |  | 2019-08-22 | 15 | 1106265.917 | 286711.5166 | 531293.4628 | 0 | 818004.9794
5602 | 0.01069% | 0.01761% | [6 empty] | 2019-08-22 | 16 | 6.0815 | 280221.4691 | kWh | GS |  | 2019-08-22 | 16 | 1149759.475 | 280221.4691 | 507066.1655 | 0 | 787287.6346
5603 | 0.01272% | 0.01869% | [6 empty] | 2019-08-22 | 17 | 5.6972 | 262516.472 | kWh | GS |  | 2019-08-22 | 17 | 1157811.244 | 262516.472 | 474453.2103 | 0 | 736969.6823
5604 | 0.01491% | 0.01928% | [6 empty] | 2019-08-22 | 18 | 5.2274 | 240866.8156 | kWh | GS |  | 2019-08-22 | 18 | 1199634.853 | 240866.8156 | 448635.819 | 0 | 689502.6346
5605 | 0.01713% | 0.0197% | [6 empty] | 2019-08-22 | 19 | 4.792 | 220807.0918 | kWh | GS |  | 2019-08-22 | 19 | 1208562.224 | 220807.0918 | 415304.8334 | 0 | 636111.9252
5606 | 0.01901% | 0.02006% | [6 empty] | 2019-08-22 | 20 | 4.452 | 205138.9179 | kWh | GS |  | 2019-08-22 | 20 | 1152363.472 | 205138.9179 | 391722.4557 | 0 | 596861.3736
5607 | 0.02024% | 0.02008% | [6 empty] | 2019-08-22 | 21 | 4.3803 | 201837.0092 | kWh | GS |  | 2019-08-22 | 21 | 1101573.691 | 201837.0092 | 384065.063 | 0 | 585902.0722
5608 | 0.02103% | 0.01933% | [6 empty] | 2019-08-22 | 22 | 3.9002 | 179714.135 | kWh | GS |  | 2019-08-22 | 22 | 1025113.499 | 179714.135 | 352408.2861 | 0 | 532122.4211
5609 | 0.02118% | 0.01809% | [6 empty] | 2019-08-22 | 23 | 3.4812 | 160407.2384 | kWh | GS |  | 2019-08-22 | 23 | 916761.6621 | 160407.2384 | 318091.3264 | 0 | 478498.5648
5610 | 0.02194% | 0.01693% | [6 empty] | 2019-08-22 | 24 | 3.2151 | 148144.8784 | kWh | GS |  | 2019-08-22 | 24 | 782550.692 | 148144.8784 | 297371.1879 | 0 | 445516.0663
5611 | 0.02211% | 0.01562% | [6 empty] | 2019-08-23 | 1 | 3.0336 | 139782.6654 | kWh | GS |  | 2019-08-23 | 1 | 673605.7139 | 139782.6654 | 284922.7482 | 0 | 424705.4136
5612 | 0.02108% | 0.01465% | [6 empty] | 2019-08-23 | 2 | 2.8858 | 132974.0362 | kWh | GS |  | 2019-08-23 | 2 | 598895.7052 | 132974.0362 | 275387.2441 | 0 | 408361.2803
5613 | 0.02015% | 0.01438% | [6 empty] | 2019-08-23 | 3 | 2.7695 | 127612.8626 | kWh | GS |  | 2019-08-23 | 3 | 535753.4779 | 127612.8626 | 269907.0026 | 0 | 397519.8652
5614 | 0.01875% | 0.01306% | [6 empty] | 2019-08-23 | 4 | 2.6811 | 123538.96 | kWh | GS |  | 2019-08-23 | 4 | 501344.4456 | 123538.96 | 265494.8436 | 0 | 389033.8036
5615 | 0.01677% | 0.01175% | [6 empty] | 2019-08-23 | 5 | 2.6848 | 123711.0146 | kWh | GS |  | 2019-08-23 | 5 | 475765.7905 | 123711.0146 | 276791.711 | 0 | 400502.7256
5616 | 0.01431% | 0.01094% | [6 empty] | 2019-08-23 | 6 | 2.7968 | 128869.103 | kWh | GS |  | 2019-08-23 | 6 | 489185.5185 | 128869.103 | 317867.2487 | 0 | 446736.3517
5617 | 0.01232% | 0.01043% | [6 empty] | 2019-08-23 | 7 | 3.0883 | 142302.4669 | kWh | GS |  | 2019-08-23 | 7 | 526412.1596 | 142302.4669 | 374215.6839 | 0 | 516518.1508
5618 | 0.01095% | 0.01002% | [6 empty] | 2019-08-23 | 8 | 3.3526 | 154480.0924 | kWh | GS |  | 2019-08-23 | 8 | 527748.9537 | 154480.0924 | 409362.6691 | 0 | 563842.7615
5619 | 0.0098% | 0.009758% | [6 empty] | 2019-08-23 | 9 | 4.0415 | 186224.4838 | kWh | GS |  | 2019-08-23 | 9 | 531879.0706 | 186224.4838 | 460233.4567 | 0 | 646457.9405
5620 | 0.00917% | 0.00955% | [6 empty] | 2019-08-23 | 10 | 4.7993 | 221142.1312 | kWh | GS |  | 2019-08-23 | 10 | 610391.7429 | 221142.1312 | 493633.262 | 0 | 714775.3932
5621 | 0.008702% | 0.009832% | [6 empty] | 2019-08-23 | 11 | 5.2623 | 242477.8509 | kWh | GS |  | 2019-08-23 | 11 | 704368.8976 | 242477.8509 | 508212.4526 | 0 | 750690.3035
5622 | 0.008948% | 0.01097% | [6 empty] | 2019-08-23 | 12 | 5.5541 | 255920.7194 | kWh | GS |  | 2019-08-23 | 12 | 824924.8786 | 255920.7194 | 516411.8172 | 0 | 772332.5366
5623 | 0.009629% | 0.01268% | [6 empty] | 2019-08-23 | 13 | 5.6604 | 260817.6928 | kWh | GS |  | 2019-08-23 | 13 | 915823.8397 | 260817.6928 | 520442.3606 | 0 | 781260.0534
5624 | 0.009653% | 0.01384% | [6 empty] | 2019-08-23 | 14 | 5.9391 | 273662.426 | kWh | GS |  | 2019-08-23 | 14 | 1017816.712 | 273662.426 | 524852.4924 | 0 | 798514.9184
5625 | 0.009729% | 0.01587% | [6 empty] | 2019-08-23 | 15 | 6.1155 | 281791.5246 | kWh | GS |  | 2019-08-23 | 15 | 1101331.927 | 281791.5246 | 521261.4106 | 0 | 803052.9352
5626 | 0.01116% | 0.01755% | [6 empty] | 2019-08-23 | 16 | 6.0354 | 278099.7832 | kWh | GS |  | 2019-08-23 | 16 | 1175997.198 | 278099.7832 | 502896.8051 | 0 | 780996.5883
5627 | 0.01288% | 0.01843% | [6 empty] | 2019-08-23 | 17 | 5.7748 | 266092.2142 | kWh | GS |  | 2019-08-23 | 17 | 1220279.06 | 266092.2142 | 472291.0544 | 0 | 738383.2686
5628 | 0.01509% | 0.01896% | [6 empty] | 2019-08-23 | 18 | 5.3101 | 244680.7252 | kWh | GS |  | 2019-08-23 | 18 | 1240630.123 | 244680.7252 | 444277.7053 | 0 | 688958.4305
5629 | 0.01675% | 0.01918% | [6 empty] | 2019-08-23 | 19 | 4.8387 | 222957.6094 | kWh | GS |  | 2019-08-23 | 19 | 1216783.532 | 222957.6094 | 405499.1805 | 0 | 628456.7899
5630 | 0.01862% | 0.0196% | [6 empty] | 2019-08-23 | 20 | 4.4934 | 207047.0207 | kWh | GS |  | 2019-08-23 | 20 | 1138550.689 | 207047.0207 | 384225.2362 | 0 | 591272.2569
5631 | 0.02014% | 0.01971% | [6 empty] | 2019-08-23 | 21 | 4.4479 | 204951.6596 | kWh | GS |  | 2019-08-23 | 21 | 1076220.875 | 204951.6596 | 375815.0856 | 0 | 580766.7452
5632 | 0.02151% | 0.01917% | [6 empty] | 2019-08-23 | 22 | 4.2591 | 196250.0729 | kWh | GS |  | 2019-08-23 | 22 | 1008105.206 | 196250.0729 | 348506.6593 | 0 | 544756.7322
5633 | 0.02232% | 0.01813% | [6 empty] | 2019-08-23 | 23 | 3.8042 | 175288.3362 | kWh | GS |  | 2019-08-23 | 23 | 916774.8221 | 175288.3362 | 317353.4107 | 0 | 492641.7469
5634 | 0.02269% | 0.01691% | [6 empty] | 2019-08-23 | 24 | 3.5179 | 162095.7568 | kWh | GS |  | 2019-08-23 | 24 | 810118.0186 | 162095.7568 | 297275.1477 | 0 | 459370.9045
5635 | 0.02226% | 0.01543% | [6 empty] | 2019-08-24 | 1 | 3.2331 | 148976.6223 | kWh | GS |  | 2019-08-24 | 1 | 704869.6369 | 148976.6223 | 280978.0076 | 0 | 429954.6299
5636 | 0.02083% | 0.01451% | [6 empty] | 2019-08-24 | 2 | 3.0199 | 139148.6676 | kWh | GS |  | 2019-08-24 | 2 | 626409.4546 | 139148.6676 | 269382.192 | 0 | 408530.8596
5637 | 0.01969% | 0.01426% | [6 empty] | 2019-08-24 | 3 | 2.8763 | 132535.4784 | kWh | GS |  | 2019-08-24 | 3 | 566581.8326 | 132535.4784 | 262914.0039 | 0 | 395449.4823
5638 | 0.01844% | 0.01337% | [6 empty] | 2019-08-24 | 4 | 2.7815 | 128165.707 | kWh | GS |  | 2019-08-24 | 4 | 524512.6456 | 128165.707 | 262221.4694 | 0 | 390387.1764
5639 | 0.01677% | 0.01209% | [6 empty] | 2019-08-24 | 5 | 2.7834 | 128251.4364 | kWh | GS |  | 2019-08-24 | 5 | 493791.2205 | 128251.4364 | 266493.9317 | 0 | 394745.3681
5640 | 0.01482% | 0.01128% | [6 empty] | 2019-08-24 | 6 | 2.8078 | 129377.4426 | kWh | GS |  | 2019-08-24 | 6 | 477727.9473 | 129377.4426 | 275294.5096 | 0 | 404671.9522
5641 | 0.01289% | 0.01055% | [6 empty] | 2019-08-24 | 7 | 2.9381 | 135380.9599 | kWh | GS |  | 2019-08-24 | 7 | 484320.2745 | 135380.9599 | 301567.017 | 0 | 436947.9769
5642 | 0.01146% | 0.01003% | [6 empty] | 2019-08-24 | 8 | 2.8951 | 133402.7211 | kWh | GS |  | 2019-08-24 | 8 | 518354.5541 | 133402.7211 | 318690.9848 | 0 | 452093.7059
5643 | 0.01036% | 0.009707% | [6 empty] | 2019-08-24 | 9 | 3.1463 | 144975.9404 | kWh | GS |  | 2019-08-24 | 9 | 593457.9303 | 144975.9404 | 341010.9927 | 0 | 485986.9331
5644 | 0.009594% | 0.009583% | [6 empty] | 2019-08-24 | 10 | 3.6074 | 166222.102 | kWh | GS |  | 2019-08-24 | 10 | 721088.7967 | 166222.102 | 362338.5914 | 0 | 528560.6934
5645 | 0.009032% | 0.00969% | [6 empty] | 2019-08-24 | 11 | 4.1912 | 193121.8615 | kWh | GS |  | 2019-08-24 | 11 | 820290.454 | 193121.8615 | 375791.0978 | 0 | 568912.9593
5646 | 0.008738% | 0.009934% | [6 empty] | 2019-08-24 | 12 | 4.5428 | 209324.7453 | kWh | GS |  | 2019-08-24 | 12 | 963086.5844 | 209324.7453 | 385963.092 | 0 | 595287.8373
5647 | 0.008859% | 0.01073% | [6 empty] | 2019-08-24 | 13 | 4.7471 | 218735.9536 | kWh | GS |  | 2019-08-24 | 13 | 1072982.64 | 218735.9536 | 386427.2645 | 0 | 605163.2181
5648 | 0.009481% | 0.0111% | [6 empty] | 2019-08-24 | 14 | 4.9309 | 227206.9882 | kWh | GS |  | 2019-08-24 | 14 | 1159505.704 | 227206.9882 | 391322.5272 | 0 | 618529.5154
5649 | 0.01086% | 0.01193% | [6 empty] | 2019-08-24 | 15 | 5.0752 | 233856.1151 | kWh | GS |  | 2019-08-24 | 15 | 1227720.518 | 233856.1151 | 392084.514 | 0 | 625940.6291
5650 | 0.01319% | 0.01298% | [6 empty] | 2019-08-24 | 16 | 5.0165 | 231150.4821 | kWh | GS |  | 2019-08-24 | 16 | 1255236.615 | 231150.4821 | 389195.8443 | 0 | 620346.3264
5651 | 0.015% | 0.01397% | [6 empty] | 2019-08-24 | 17 | 4.9283 | 227085.0375 | kWh | GS |  | 2019-08-24 | 17 | 1276368.982 | 227085.0375 | 383310.4123 | 0 | 610395.4498
5652 | 0.01762% | 0.01461% | [6 empty] | 2019-08-24 | 18 | 4.8196 | 222077.3485 | kWh | GS |  | 2019-08-24 | 18 | 1257063.334 | 222077.3485 | 376247.8856 | 0 | 598325.2341
5653 | 0.01963% | 0.01486% | [6 empty] | 2019-08-24 | 19 | 4.582 | 211130.5862 | kWh | GS |  | 2019-08-24 | 19 | 1221591.307 | 211130.5862 | 360843.8794 | 0 | 571974.4656
5654 | 0.02121% | 0.01518% | [6 empty] | 2019-08-24 | 20 | 4.3075 | 198480.7437 | kWh | GS |  | 2019-08-24 | 20 | 1123176.103 | 198480.7437 | 346390.6147 | 0 | 544871.3584
5655 | 0.02246% | 0.01537% | [6 empty] | 2019-08-24 | 21 | 4.2736 | 196920.4398 | kWh | GS |  | 2019-08-24 | 21 | 1077973.377 | 196920.4398 | 340878.7571 | 0 | 537799.1969
5656 | 0.02296% | 0.01523% | [6 empty] | 2019-08-24 | 22 | 4.0211 | 185283.2853 | kWh | GS |  | 2019-08-24 | 22 | 998448.4102 | 185283.2853 | 326600.2853 | 0 | 511883.5706
5657 | 0.02335% | 0.01498% | [6 empty] | 2019-08-24 | 23 | 3.6982 | 170405.8491 | kWh | GS |  | 2019-08-24 | 23 | 899766.4036 | 170405.8491 | 305952.6617 | 0 | 476358.5108
5658 | 0.02299% | 0.01469% | [6 empty] | 2019-08-24 | 24 | 3.4794 | 160323.0104 | kWh | GS |  | 2019-08-24 | 24 | 814504.4949 | 160323.0104 | 289449.2559 | 0 | 449772.2663
5659 | 0.02234% | 0.01404% | [6 empty] | 2019-08-25 | 1 | 3.2988 | 152002.3167 | kWh | GS |  | 2019-08-25 | 1 | 712342.4755 | 152002.3167 | 275997.386 | 0 | 427999.7027
5660 | 0.02054% | 0.01338% | [6 empty] | 2019-08-25 | 2 | 3.1079 | 143204.4473 | kWh | GS |  | 2019-08-25 | 2 | 645089.0304 | 143204.4473 | 269353.3148 | 0 | 412557.7621
5661 | 0.01972% | 0.0132% | [6 empty] | 2019-08-25 | 3 | 2.9643 | 136589.8629 | kWh | GS |  | 2019-08-25 | 3 | 578413.2839 | 136589.8629 | 265016.6706 | 0 | 401606.5335
5662 | 0.01826% | 0.01257% | [6 empty] | 2019-08-25 | 4 | 2.8491 | 131281.3211 | kWh | GS |  | 2019-08-25 | 4 | 537016.3482 | 131281.3211 | 259717.7533 | 0 | 390999.0744
5663 | 0.01646% | 0.01169% | [6 empty] | 2019-08-25 | 5 | 2.7586 | 127110.7232 | kWh | GS |  | 2019-08-25 | 5 | 518023.2053 | 127110.7232 | 263353.6998 | 0 | 390464.423
5664 | 0.0149% | 0.01104% | [6 empty] | 2019-08-25 | 6 | 2.7602 | 127185.7428 | kWh | GS |  | 2019-08-25 | 6 | 505654.1103 | 127185.7428 | 269032.4736 | 0 | 396218.2164
5665 | 0.01303% | 0.01051% | [6 empty] | 2019-08-25 | 7 | 2.8052 | 129257.5722 | kWh | GS |  | 2019-08-25 | 7 | 496401.2768 | 129257.5722 | 283372.6836 | 0 | 412630.2558
5666 | 0.0118% | 0.01013% | [6 empty] | 2019-08-25 | 8 | 2.8502 | 131331.4081 | kWh | GS |  | 2019-08-25 | 8 | 535278.0744 | 131331.4081 | 295053.4304 | 0 | 426384.8385
5667 | 0.01058% | 0.009859% | [6 empty] | 2019-08-25 | 9 | 3.0639 | 141178.6502 | kWh | GS |  | 2019-08-25 | 9 | 607910.1983 | 141178.6502 | 311862.0731 | 0 | 453040.7233
5668 | 0.009823% | 0.009598% | [6 empty] | 2019-08-25 | 10 | 3.6077 | 166234.5827 | kWh | GS |  | 2019-08-25 | 10 | 708258.0131 | 166234.5827 | 331123.8649 | 0 | 497358.4476
5669 | 0.009475% | 0.009585% | [6 empty] | 2019-08-25 | 11 | 4.0802 | 188006.3063 | kWh | GS |  | 2019-08-25 | 11 | 799643.9016 | 188006.3063 | 344147.2213 | 0 | 532153.5276
5670 | 0.009249% | 0.009726% | [6 empty] | 2019-08-25 | 12 | 4.3144 | 198800.5484 | kWh | GS |  | 2019-08-25 | 12 | 865791.2937 | 198800.5484 | 355037.2003 | 0 | 553837.7487
5671 | 0.00908% | 0.01013% | [6 empty] | 2019-08-25 | 13 | 4.3098 | 198586.3439 | kWh | GS |  | 2019-08-25 | 13 | 970792.4311 | 198586.3439 | 352356.8283 | 0 | 550943.1722
5672 | 0.009791% | 0.01047% | [6 empty] | 2019-08-25 | 14 | 4.1768 | 192458.9652 | kWh | GS |  | 2019-08-25 | 14 | 1043122.584 | 192458.9652 | 348511.8916 | 0 | 540970.8568
5673 | 0.01112% | 0.01112% | [6 empty] | 2019-08-25 | 15 | 4.2362 | 195195.5626 | kWh | GS |  | 2019-08-25 | 15 | 1099307.947 | 195195.5626 | 346580.0114 | 0 | 541775.574
5674 | 0.01296% | 0.01221% | [6 empty] | 2019-08-25 | 16 | 4.2033 | 193679.6507 | kWh | GS |  | 2019-08-25 | 16 | 1155981.442 | 193679.6507 | 348889.6117 | 0 | 542569.2624
5675 | 0.01463% | 0.01306% | [6 empty] | 2019-08-25 | 17 | 4.133 | 190439.4736 | kWh | GS |  | 2019-08-25 | 17 | 1156395.843 | 190439.4736 | 347858.7826 | 0 | 538298.2562
5676 | 0.01584% | 0.0136% | [6 empty] | 2019-08-25 | 18 | 4.0626 | 187198.2389 | kWh | GS |  | 2019-08-25 | 18 | 1136153.796 | 187198.2389 | 340546.7451 | 0 | 527744.984
5677 | 0.01776% | 0.01352% | [6 empty] | 2019-08-25 | 19 | 3.7805 | 174196.7897 | kWh | GS |  | 2019-08-25 | 19 | 1102268.622 | 174196.7897 | 324654.9469 | 0 | 498851.7366
5678 | 0.01908% | 0.01328% | [6 empty] | 2019-08-25 | 20 | 3.6561 | 168465.9485 | kWh | GS |  | 2019-08-25 | 20 | 1069263.296 | 168465.9485 | 312746.8561 | 0 | 481212.8046
5679 | 0.02011% | 0.0133% | [6 empty] | 2019-08-25 | 21 | 3.6634 | 168802.3987 | kWh | GS |  | 2019-08-25 | 21 | 1024310.408 | 168802.3987 | 307954.6631 | 0 | 476757.0618
5680 | 0.02114% | 0.01332% | [6 empty] | 2019-08-25 | 22 | 3.4508 | 159006.1803 | kWh | GS |  | 2019-08-25 | 22 | 962163.7705 | 159006.1803 | 296412.2346 | 0 | 455418.4149
5681 | 0.02115% | 0.01321% | [6 empty] | 2019-08-25 | 23 | 3.205 | 147679.4633 | kWh | GS |  | 2019-08-25 | 23 | 850632.8723 | 147679.4633 | 280968.6474 | 0 | 428648.1107
5682 | 0.02078% | 0.01296% | [6 empty] | 2019-08-25 | 24 | 3.0414 | 140143.0609 | kWh | GS |  | 2019-08-25 | 24 | 732762.558 | 140143.0609 | 267951.6111 | 0 | 408094.672
5683 | 0.02016% | 0.01225% | [6 empty] | 2019-08-26 | 1 | 2.867 | 132104.2568 | kWh | GS |  | 2019-08-26 | 1 | 625525.6189 | 132104.2568 | 258694.7598 | 0 | 390799.0166
5684 | 0.01956% | 0.01181% | [6 empty] | 2019-08-26 | 2 | 2.7665 | 127474.863 | kWh | GS |  | 2019-08-26 | 2 | 560161.0383 | 127474.863 | 254818.1545 | 0 | 382293.0175
5685 | 0.01874% | 0.0117% | [6 empty] | 2019-08-26 | 3 | 2.6447 | 121864.3874 | kWh | GS |  | 2019-08-26 | 3 | 500405.1586 | 121864.3874 | 252935.3917 | 0 | 374799.7791
5686 | 0.0176% | 0.01118% | [6 empty] | 2019-08-26 | 4 | 2.6223 | 120830.7917 | kWh | GS |  | 2019-08-26 | 4 | 474637.6448 | 120830.7917 | 255091.2095 | 0 | 375922.0012
5687 | 0.01556% | 0.01052% | [6 empty] | 2019-08-26 | 5 | 2.5741 | 118611.1016 | kWh | GS |  | 2019-08-26 | 5 | 463484.4825 | 118611.1016 | 276304.0697 | 0 | 394915.1713
5688 | 0.0134% | 0.01002% | [6 empty] | 2019-08-26 | 6 | 2.6802 | 123499.5838 | kWh | GS |  | 2019-08-26 | 6 | 482168.6127 | 123499.5838 | 327393.3144 | 0 | 450892.8982
5689 | 0.01144% | 0.009593% | [6 empty] | 2019-08-26 | 7 | 3.0526 | 140658.1932 | kWh | GS |  | 2019-08-26 | 7 | 527534.9728 | 140658.1932 | 379826.0882 | 0 | 520484.2814
5690 | 0.01025% | 0.009385% | [6 empty] | 2019-08-26 | 8 | 3.4046 | 156877.695 | kWh | GS |  | 2019-08-26 | 8 | 526298.5976 | 156877.695 | 412489.2849 | 0 | 569366.9799
5691 | 0.009153% | 0.009201% | [6 empty] | 2019-08-26 | 9 | 4.012 | 184864.0161 | kWh | GS |  | 2019-08-26 | 9 | 520627.8343 | 184864.0161 | 453476.1569 | 0 | 638340.173
5692 | 0.008682% | 0.009228% | [6 empty] | 2019-08-26 | 10 | 4.6132 | 212566.1716 | kWh | GS |  | 2019-08-26 | 10 | 585818.5714 | 212566.1716 | 484767.296 | 0 | 697333.4676
5693 | 0.008478% | 0.009694% | [6 empty] | 2019-08-26 | 11 | 5.1752 | 238464.9067 | kWh | GS |  | 2019-08-26 | 11 | 677781.9093 | 238464.9067 | 503512.5469 | 0 | 741977.4536
5694 | 0.00882% | 0.01107% | [6 empty] | 2019-08-26 | 12 | 5.4427 | 250787.4286 | kWh | GS |  | 2019-08-26 | 12 | 774975.2978 | 250787.4286 | 515223.5288 | 0 | 766010.9574
5695 | 0.009649% | 0.01278% | [6 empty] | 2019-08-26 | 13 | 5.5966 | 257878.8816 | kWh | GS |  | 2019-08-26 | 13 | 879608.4649 | 257878.8816 | 516156.8281 | 0 | 774035.7097
5696 | 0.009627% | 0.01398% | [6 empty] | 2019-08-26 | 14 | 5.7732 | 266019.2139 | kWh | GS |  | 2019-08-26 | 14 | 968463.6257 | 266019.2139 | 523395.356 | 0 | 789414.5699
5697 | 0.009523% | 0.01567% | [6 empty] | 2019-08-26 | 15 | 5.8714 | 270540.705 | kWh | GS |  | 2019-08-26 | 15 | 1046062.86 | 270540.705 | 517982.6538 | 0 | 788523.3588
5698 | 0.01072% | 0.01712% | [6 empty] | 2019-08-26 | 16 | 5.7342 | 264220.4742 | kWh | GS |  | 2019-08-26 | 16 | 1085714.041 | 264220.4742 | 492139.0784 | 0 | 756359.5526
5699 | 0.0124% | 0.01821% | [6 empty] | 2019-08-26 | 17 | 5.3885 | 248289.1939 | kWh | GS |  | 2019-08-26 | 17 | 1105576.692 | 248289.1939 | 460730.7055 | 0 | 709019.8994
5700 | 0.01418% | 0.0188% | [6 empty] | 2019-08-26 | 18 | 4.8616 | 224013.4567 | kWh | GS |  | 2019-08-26 | 18 | 1144018.594 | 224013.4567 | 430881.5303 | 0 | 654894.987
5701 | 0.01609% | 0.019% | [6 empty] | 2019-08-26 | 19 | 4.3561 | 200720.8967 | kWh | GS |  | 2019-08-26 | 19 | 1124695.376 | 200720.8967 | 398886.6438 | 0 | 599607.5405
5702 | 0.01771% | 0.01938% | [6 empty] | 2019-08-26 | 20 | 4.012 | 184863.5319 | kWh | GS |  | 2019-08-26 | 20 | 1077142.778 | 184863.5319 | 371098.5885 | 0 | 555962.1204
5703 | 0.01913% | 0.01936% | [6 empty] | 2019-08-26 | 21 | 3.8895 | 179220.2101 | kWh | GS |  | 2019-08-26 | 21 | 1042026.808 | 179220.2101 | 364124.9938 | 0 | 543345.2039
5704 | 0.01986% | 0.01857% | [6 empty] | 2019-08-26 | 22 | 3.5302 | 162664.9573 | kWh | GS |  | 2019-08-26 | 22 | 954254.6944 | 162664.9573 | 336981.2673 | 0 | 499646.2246
5705 | 0.02022% | 0.01741% | [6 empty] | 2019-08-26 | 23 | 3.2409 | 149335.9811 | kWh | GS |  | 2019-08-26 | 23 | 843292.1789 | 149335.9811 | 307325.4375 | 0 | 456661.4186
5706 | 0.02093% | 0.01608% | [6 empty] | 2019-08-26 | 24 | 3.0135 | 138856.7643 | kWh | GS |  | 2019-08-26 | 24 | 732183.5949 | 138856.7643 | 288546.2887 | 0 | 427403.053
5707 | 0.02057% | 0.01472% | [6 empty] | 2019-08-27 | 1 | 2.8624 | 131895.6995 | kWh | GS |  | 2019-08-27 | 1 | 635867.9817 | 131895.6995 | 277259.2085 | 0 | 409154.908
5708 | 0.0197% | 0.01365% | [6 empty] | 2019-08-27 | 2 | 2.7562 | 126998.5828 | kWh | GS |  | 2019-08-27 | 2 | 574216.7212 | 126998.5828 | 269436.8493 | 0 | 396435.4321
5709 | 0.01906% | 0.01334% | [6 empty] | 2019-08-27 | 3 | 2.6587 | 122509.74 | kWh | GS |  | 2019-08-27 | 3 | 524741.277 | 122509.74 | 266060.5329 | 0 | 388570.2729
5710 | 0.01745% | 0.01227% | [6 empty] | 2019-08-27 | 4 | 2.6068 | 120117.7683 | kWh | GS |  | 2019-08-27 | 4 | 483101.7216 | 120117.7683 | 265431.0942 | 0 | 385548.8625
5711 | 0.01542% | 0.01121% | [6 empty] | 2019-08-27 | 5 | 2.594 | 119528.5104 | kWh | GS |  | 2019-08-27 | 5 | 467459.9006 | 119528.5104 | 278187.0583 | 0 | 397715.5687
5712 | 0.01339% | 0.01049% | [6 empty] | 2019-08-27 | 6 | 2.6746 | 123238.4798 | kWh | GS |  | 2019-08-27 | 6 | 485671.3163 | 123238.4798 | 321533.6448 | 0 | 444772.1246
5713 | 0.01163% | 0.01004% | [6 empty] | 2019-08-27 | 7 | 3.0494 | 140511.5126 | kWh | GS |  | 2019-08-27 | 7 | 534685.8341 | 140511.5126 | 377550.1541 | 0 | 518061.6667
5714 | 0.0105% | 0.009732% | [6 empty] | 2019-08-27 | 8 | 3.4048 | 156887.4719 | kWh | GS |  | 2019-08-27 | 8 | 516688.5066 | 156887.4719 | 414860.2224 | 0 | 571747.6943
5715 | 0.009598% | 0.009539% | [6 empty] | 2019-08-27 | 9 | 3.9585 | 182399.2637 | kWh | GS |  | 2019-08-27 | 9 | 524518.6293 | 182399.2637 | 460017.0457 | 0 | 642416.3094
5716 | 0.008837% | 0.009464% | [6 empty] | 2019-08-27 | 10 | 4.703 | 216704.6536 | kWh | GS |  | 2019-08-27 | 10 | 583652.6639 | 216704.6536 | 493411.2154 | 0 | 710115.869
5717 | 0.00855% | 0.009763% | [6 empty] | 2019-08-27 | 11 | 5.3543 | 246715.182 | kWh | GS |  | 2019-08-27 | 11 | 693242.9497 | 246715.182 | 514769.7082 | 0 | 761484.8902
5718 | 0.008884% | 0.01092% | [6 empty] | 2019-08-27 | 12 | 5.6975 | 262530.9591 | kWh | GS |  | 2019-08-27 | 12 | 822128.3809 | 262530.9591 | 531290.8748 | 0 | 793821.8339
5719 | 0.00978% | 0.01272% | [6 empty] | 2019-08-27 | 13 | 5.9539 | 274344.0434 | kWh | GS |  | 2019-08-27 | 13 | 933856.61 | 274344.0434 | 533211.4992 | 0 | 807555.5426
5720 | 0.009451% | 0.01404% | [6 empty] | 2019-08-27 | 14 | 6.0633 | 279384.5577 | kWh | GS |  | 2019-08-27 | 14 | 1032055.936 | 279384.5577 | 545815.1221 | 0 | 825199.6798
5721 | 0.009594% | 0.01577% | [6 empty] | 2019-08-27 | 15 | 6.2533 | 288138.7745 | kWh | GS |  | 2019-08-27 | 15 | 1111573.137 | 288138.7745 | 541948.736 | 0 | 830087.5105
5722 | 0.01068% | 0.01743% | [6 empty] | 2019-08-27 | 16 | 6.1306 | 282485.2096 | kWh | GS |  | 2019-08-27 | 16 | 1155925.43 | 282485.2096 | 525335.6361 | 0 | 807820.8457
5723 | 0.01268% | 0.01869% | [6 empty] | 2019-08-27 | 17 | 5.8059 | 267523.0158 | kWh | GS |  | 2019-08-27 | 17 | 1208310.319 | 267523.0158 | 492870.3134 | 0 | 760393.3292
5724 | 0.01504% | 0.01949% | [6 empty] | 2019-08-27 | 18 | 4.9451 | 227860.0776 | kWh | GS |  | 2019-08-27 | 18 | 1118692.008 | 227860.0776 | 436932.3951 | 0 | 664792.4727
5725 | 0.01708% | 0.01982% | [6 empty] | 2019-08-27 | 19 | 4.3535 | 200600.4819 | kWh | GS |  | 2019-08-27 | 19 | 1032000.564 | 200600.4819 | 387946.7738 | 0 | 588547.2557
5726 | 0.01888% | 0.02026% | [6 empty] | 2019-08-27 | 20 | 4.0383 | 186076.6017 | kWh | GS |  | 2019-08-27 | 20 | 986587.3125 | 186076.6017 | 372516.854 | 0 | 558593.4557
5727 | 0.02033% | 0.02038% | [6 empty] | 2019-08-27 | 21 | 3.7463 | 172620.5816 | kWh | GS |  | 2019-08-27 | 21 | 929150.3612 | 172620.5816 | 358485.4021 | 0 | 531105.9837
5728 | 0.02114% | 0.01983% | [6 empty] | 2019-08-27 | 22 | 3.4607 | 159462.313 | kWh | GS |  | 2019-08-27 | 22 | 857992.0805 | 159462.313 | 335485.0189 | 0 | 494947.3319
5729 | 0.0221% | 0.01867% | [6 empty] | 2019-08-27 | 23 | 3.1566 | 145450.2335 | kWh | GS |  | 2019-08-27 | 23 | 759253.3585 | 145450.2335 | 305952.8249 | 0 | 451403.0584
5730 | 0.02046% | 0.01632% | [6 empty] | 2019-08-27 | 24 | 2.9547 | 136145.9494 | kWh | GS |  | 2019-08-27 | 24 | 663777.1665 | 136145.9494 | 282057.2472 | 0 | 418203.1966
5731 | 0.01888% | 0.01445% | [6 empty] | 2019-08-28 | 1 | 2.8291 | 130358.2903 | kWh | GS |  | 2019-08-28 | 1 | 586448.315 | 130358.2903 | 270309.5867 | 0 | 400667.877
5732 | 0.01805% | 0.01371% | [6 empty] | 2019-08-28 | 2 | 2.736 | 126070.8221 | kWh | GS |  | 2019-08-28 | 2 | 522777.77 | 126070.8221 | 262662.0591 | 0 | 388732.8812
5733 | 0.017% | 0.01304% | [6 empty] | 2019-08-28 | 3 | 2.6297 | 121172.5801 | kWh | GS |  | 2019-08-28 | 3 | 481677.6455 | 121172.5801 | 258180.4379 | 0 | 379353.018
5734 | 0.01569% | 0.01215% | [6 empty] | 2019-08-28 | 4 | 2.6112 | 120318.1283 | kWh | GS |  | 2019-08-28 | 4 | 455260.3111 | 120318.1283 | 262028.5803 | 0 | 382346.7086
5735 | 0.01389% | 0.01108% | [6 empty] | 2019-08-28 | 5 | 2.6537 | 122278.5148 | kWh | GS |  | 2019-08-28 | 5 | 450081.1948 | 122278.5148 | 274766.8224 | 0 | 397045.3372
5736 | 0.01214% | 0.01027% | [6 empty] | 2019-08-28 | 6 | 2.7508 | 126752.923 | kWh | GS |  | 2019-08-28 | 6 | 477864.9107 | 126752.923 | 319951.4839 | 0 | 446704.4069
5737 | 0.01073% | 0.009836% | [6 empty] | 2019-08-28 | 7 | 3.1223 | 143868.1769 | kWh | GS |  | 2019-08-28 | 7 | 532589.0032 | 143868.1769 | 377167.199 | 0 | 521035.3759
5738 | 0.009562% | 0.009543% | [6 empty] | 2019-08-28 | 8 | 3.4324 | 158160.1935 | kWh | GS |  | 2019-08-28 | 8 | 530839.3358 | 158160.1935 | 406309.4019 | 0 | 564469.5954
5739 | 0.008811% | 0.009312% | [6 empty] | 2019-08-28 | 9 | 3.8839 | 178960.4101 | kWh | GS |  | 2019-08-28 | 9 | 505532.8847 | 178960.4101 | 442652.4898 | 0 | 621612.8999
5740 | 0.008327% | 0.009386% | [6 empty] | 2019-08-28 | 10 | 4.3129 | 198731.6563 | kWh | GS |  | 2019-08-28 | 10 | 504892.3984 | 198731.6563 | 460725.7844 | 0 | 659457.4407
5741 | 0.008233% | 0.009747% | [6 empty] | 2019-08-28 | 11 | 4.7401 | 218413.1858 | kWh | GS |  | 2019-08-28 | 11 | 559709.2107 | 218413.1858 | 477255.9619 | 0 | 695669.1477
5742 | 0.008741% | 0.01097% | [6 empty] | 2019-08-28 | 12 | 5.1 | 234996.466 | kWh | GS |  | 2019-08-28 | 12 | 633772.7719 | 234996.466 | 490031.9569 | 0 | 725028.4229
5743 | 0.009742% | 0.01279% | [6 empty] | 2019-08-28 | 13 | 5.3063 | 244502.2044 | kWh | GS |  | 2019-08-28 | 13 | 714099.3453 | 244502.2044 | 495513.3378 | 0 | 740015.5422
5744 | 0.00971% | 0.01386% | [6 empty] | 2019-08-28 | 14 | 5.5578 | 256091.8216 | kWh | GS |  | 2019-08-28 | 14 | 821085.5062 | 256091.8216 | 507558.2631 | 0 | 763650.0847
5745 | 0.009247% | 0.01526% | [6 empty] | 2019-08-28 | 15 | 5.787 | 266652.5138 | kWh | GS |  | 2019-08-28 | 15 | 953898.5202 | 266652.5138 | 508413.0579 | 0 | 775065.5717
5746 | 0.009235% | 0.01619% | [6 empty] | 2019-08-28 | 16 | 5.8261 | 268457.2147 | kWh | GS |  | 2019-08-28 | 16 | 1061668.931 | 268457.2147 | 498864.5202 | 0 | 767321.7349
5747 | 0.01024% | 0.01708% | [6 empty] | 2019-08-28 | 17 | 5.5488 | 255678.6221 | kWh | GS |  | 2019-08-28 | 17 | 1141867.684 | 255678.6221 | 479411.7138 | 0 | 735090.3359
5748 | 0.01159% | 0.0178% | [6 empty] | 2019-08-28 | 18 | 5.0671 | 233480.045 | kWh | GS |  | 2019-08-28 | 18 | 1176026.455 | 233480.045 | 455254.8717 | 0 | 688734.9167
5749 | 0.01306% | 0.01817% | [6 empty] | 2019-08-28 | 19 | 4.5787 | 210978.6958 | kWh | GS |  | 2019-08-28 | 19 | 1160863.742 | 210978.6958 | 411081.2699 | 0 | 622059.9657
5750 | 0.01502% | 0.01875% | [6 empty] | 2019-08-28 | 20 | 4.2285 | 194838.7728 | kWh | GS |  | 2019-08-28 | 20 | 1068085.642 | 194838.7728 | 379328.7121 | 0 | 574167.4849
5751 | 0.01745% | 0.01903% | [6 empty] | 2019-08-28 | 21 | 3.9701 | 182935.4338 | kWh | GS |  | 2019-08-28 | 21 | 1019966.944 | 182935.4338 | 371759.4445 | 0 | 554694.8783
5752 | 0.01942% | 0.01884% | [6 empty] | 2019-08-28 | 22 | 3.5452 | 163356.5194 | kWh | GS |  | 2019-08-28 | 22 | 967205.3992 | 163356.5194 | 340743.5595 | 0 | 504100.0789
5753 | 0.02089% | 0.01805% | [6 empty] | 2019-08-28 | 23 | 3.2537 | 149925.3324 | kWh | GS |  | 2019-08-28 | 23 | 864615.9747 | 149925.3324 | 307026.8443 | 0 | 456952.1767
5754 | 0.02151% | 0.01691% | [6 empty] | 2019-08-28 | 24 | 3.0199 | 139151.0698 | kWh | GS |  | 2019-08-28 | 24 | 724016.3769 | 139151.0698 | 286181.9397 | 0 | 425333.0095
5755 | 0.02123% | 0.01527% | [6 empty] | 2019-08-29 | 1 | 2.801 | 129065.5831 | kWh | GS |  | 2019-08-29 | 1 | 617367.383 | 129065.5831 | 274226.474 | 0 | 403292.0571
5756 | 0.01954% | 0.01409% | [6 empty] | 2019-08-29 | 2 | 2.696 | 124226.2311 | kWh | GS |  | 2019-08-29 | 2 | 551182.2966 | 124226.2311 | 265975.5692 | 0 | 390201.8003
5757 | 0.01866% | 0.01362% | [6 empty] | 2019-08-29 | 3 | 2.5918 | 119425.954 | kWh | GS |  | 2019-08-29 | 3 | 504897.6932 | 119425.954 | 261717.2787 | 0 | 381143.2327
5758 | 0.01769% | 0.01237% | [6 empty] | 2019-08-29 | 4 | 2.5341 | 116764.8944 | kWh | GS |  | 2019-08-29 | 4 | 474755.5597 | 116764.8944 | 264288.0112 | 0 | 381052.9056
5759 | 0.01582% | 0.01122% | [6 empty] | 2019-08-29 | 5 | 2.5521 | 117593.6415 | kWh | GS |  | 2019-08-29 | 5 | 464129.5956 | 117593.6415 | 278978.892 | 0 | 396572.5335
5760 | 0.01324% | 0.01044% | [6 empty] | 2019-08-29 | 6 | 2.6668 | 122881.6184 | kWh | GS |  | 2019-08-29 | 6 | 472203.1571 | 122881.6184 | 319969.6886 | 0 | 442851.307
5761 | 0.01129% | 0.0099% | [6 empty] | 2019-08-29 | 7 | 3.0831 | 142064.8794 | kWh | GS |  | 2019-08-29 | 7 | 532844.9831 | 142064.8794 | 379261.8371 | 0 | 521326.7165
5762 | 0.01008% | 0.009579% | [6 empty] | 2019-08-29 | 8 | 3.425 | 157818.5122 | kWh | GS |  | 2019-08-29 | 8 | 524615.47 | 157818.5122 | 414539.8793 | 0 | 572358.3915
5763 | 0.009235% | 0.009356% | [6 empty] | 2019-08-29 | 9 | 4.0939 | 188639.1046 | kWh | GS |  | 2019-08-29 | 9 | 529946.221 | 188639.1046 | 459828.908 | 0 | 648468.0126
5764 | 0.008684% | 0.009354% | [6 empty] | 2019-08-29 | 10 | 4.8396 | 222999.8343 | kWh | GS |  | 2019-08-29 | 10 | 599142.7578 | 222999.8343 | 498092.1192 | 0 | 721091.9535
5765 | 0.00849% | 0.009735% | [6 empty] | 2019-08-29 | 11 | 5.4329 | 250335.9047 | kWh | GS |  | 2019-08-29 | 11 | 705786.7576 | 250335.9047 | 517374.403 | 0 | 767710.3077
5766 | 0.008637% | 0.01087% | [6 empty] | 2019-08-29 | 12 | 5.7397 | 264472.3705 | kWh | GS |  | 2019-08-29 | 12 | 821798.7392 | 264472.3705 | 531231.374 | 0 | 795703.7445
5767 | 0.009746% | 0.0128% | [6 empty] | 2019-08-29 | 13 | 5.9242 | 272974.1477 | kWh | GS |  | 2019-08-29 | 13 | 931039.0097 | 272974.1477 | 535130.4229 | 0 | 808104.5706
5768 | 0.009596% | 0.01405% | [6 empty] | 2019-08-29 | 14 | 6.0389 | 278259.4287 | kWh | GS |  | 2019-08-29 | 14 | 1035737.887 | 278259.4287 | 534554.166 | 0 | 812813.5947
5769 | 0.009693% | 0.01592% | [6 empty] | 2019-08-29 | 15 | 6.099 | 281031.1941 | kWh | GS |  | 2019-08-29 | 15 | 1096694.361 | 281031.1941 | 528396.0744 | 0 | 809427.2685
5770 | 0.01096% | 0.0177% | [6 empty] | 2019-08-29 | 16 | 6.0526 | 278893.6025 | kWh | GS |  | 2019-08-29 | 16 | 1160357.335 | 278893.6025 | 513186.8379 | 0 | 792080.4404
5771 | 0.01291% | 0.01885% | [6 empty] | 2019-08-29 | 17 | 5.746 | 264765.371 | kWh | GS |  | 2019-08-29 | 17 | 1202241.713 | 264765.371 | 483587.1677 | 0 | 748352.5387
5772 | 0.01503% | 0.01953% | [6 empty] | 2019-08-29 | 18 | 5.2273 | 240864.2394 | kWh | GS |  | 2019-08-29 | 18 | 1226689.182 | 240864.2394 | 457651.1578 | 0 | 698515.3972
5773 | 0.01703% | 0.01984% | [6 empty] | 2019-08-29 | 19 | 4.8155 | 221887.7256 | kWh | GS |  | 2019-08-29 | 19 | 1209028.028 | 221887.7256 | 422708.5048 | 0 | 644596.2304
5774 | 0.01895% | 0.01995% | [6 empty] | 2019-08-29 | 20 | 4.4372 | 204457.4253 | kWh | GS |  | 2019-08-29 | 20 | 1138354.312 | 204457.4253 | 395247.6347 | 0 | 599705.06
5775 | 0.02006% | 0.01987% | [6 empty] | 2019-08-29 | 21 | 4.2499 | 195827.8627 | kWh | GS |  | 2019-08-29 | 21 | 1094443.979 | 195827.8627 | 381215.6159 | 0 | 577043.4786
5776 | 0.02122% | 0.01944% | [6 empty] | 2019-08-29 | 22 | 3.7946 | 174845.8965 | kWh | GS |  | 2019-08-29 | 22 | 1018689.231 | 174845.8965 | 352016.9246 | 0 | 526862.8211
5777 | 0.02199% | 0.01837% | [6 empty] | 2019-08-29 | 23 | 3.4009 | 156706.6399 | kWh | GS |  | 2019-08-29 | 23 | 901270.8899 | 156706.6399 | 318802.9513 | 0 | 475509.5912
5778 | 0.02244% | 0.01715% | [6 empty] | 2019-08-29 | 24 | 3.1765 | 146368.1755 | kWh | GS |  | 2019-08-29 | 24 | 778746.4643 | 146368.1755 | 297171.5062 | 0 | 443539.6817
5779 | 0.02211% | 0.01582% | [6 empty] | 2019-08-30 | 1 | 2.9808 | 137348.511 | kWh | GS |  | 2019-08-30 | 1 | 662284.5113 | 137348.511 | 282849.8053 | 0 | 420198.3163
5780 | 0.02082% | 0.01472% | [6 empty] | 2019-08-30 | 2 | 2.8247 | 130154.67 | kWh | GS |  | 2019-08-30 | 2 | 581302.6807 | 130154.67 | 271179.5101 | 0 | 401334.1801
5781 | 0.02002% | 0.01417% | [6 empty] | 2019-08-30 | 3 | 2.7147 | 125088.1191 | kWh | GS |  | 2019-08-30 | 3 | 515784.4505 | 125088.1191 | 263653.2208 | 0 | 388741.3399
5782 | 0.01863% | 0.01293% | [6 empty] | 2019-08-30 | 4 | 2.6007 | 119835.4559 | kWh | GS |  | 2019-08-30 | 4 | 477653.9258 | 119835.4559 | 264147.1333 | 0 | 383982.5892
5783 | 0.01649% | 0.01167% | [6 empty] | 2019-08-30 | 5 | 2.6155 | 120517.8168 | kWh | GS |  | 2019-08-30 | 5 | 460938.4962 | 120517.8168 | 279059.0029 | 0 | 399576.8197
5784 | 0.01424% | 0.01089% | [6 empty] | 2019-08-30 | 6 | 2.6953 | 124195.188 | kWh | GS |  | 2019-08-30 | 6 | 470650.159 | 124195.188 | 313527.7425 | 0 | 437722.9305
5785 | 0.01211% | 0.01032% | [6 empty] | 2019-08-30 | 7 | 3.0849 | 142145.4076 | kWh | GS |  | 2019-08-30 | 7 | 512339.2975 | 142145.4076 | 365931.2512 | 0 | 508076.6588
5786 | 0.01063% | 0.009852% | [6 empty] | 2019-08-30 | 8 | 3.3228 | 153109.8705 | kWh | GS |  | 2019-08-30 | 8 | 517968.494 | 153109.8705 | 402415.9732 | 0 | 555525.8437
5787 | 0.009434% | 0.009543% | [6 empty] | 2019-08-30 | 9 | 3.8135 | 175719.1111 | kWh | GS |  | 2019-08-30 | 9 | 522088.0476 | 175719.1111 | 439460.5585 | 0 | 615179.6696
5788 | 0.008737% | 0.009426% | [6 empty] | 2019-08-30 | 10 | 4.3343 | 199716.4624 | kWh | GS |  | 2019-08-30 | 10 | 540294.4393 | 199716.4624 | 459897.3526 | 0 | 659613.815
5789 | 0.008431% | 0.009809% | [6 empty] | 2019-08-30 | 11 | 4.7879 | 220615.0278 | kWh | GS |  | 2019-08-30 | 11 | 620259.9171 | 220615.0278 | 478692.2754 | 0 | 699307.3032
5790 | 0.008609% | 0.01075% | [6 empty] | 2019-08-30 | 12 | 4.8835 | 225019.9686 | kWh | GS |  | 2019-08-30 | 12 | 650948.4486 | 225019.9686 | 476929.0935 | 0 | 701949.0621
5791 | 0.009371% | 0.01247% | [6 empty] | 2019-08-30 | 13 | 4.821 | 222143.2056 | kWh | GS |  | 2019-08-30 | 13 | 679435.0257 | 222143.2056 | 471905.2013 | 0 | 694048.4069
5792 | 0.009474% | 0.01364% | [6 empty] | 2019-08-30 | 14 | 4.7423 | 218516.9204 | kWh | GS |  | 2019-08-30 | 14 | 672644.5778 | 218516.9204 | 465475.0988 | 0 | 683992.0192
5793 | 0.00955% | 0.0151% | [6 empty] | 2019-08-30 | 15 | 4.8833 | 225013.3113 | kWh | GS |  | 2019-08-30 | 15 | 722866.1339 | 225013.3113 | 462722.8927 | 0 | 687736.204
5794 | 0.009883% | 0.01619% | [6 empty] | 2019-08-30 | 16 | 4.7777 | 220147.1184 | kWh | GS |  | 2019-08-30 | 16 | 795459.0122 | 220147.1184 | 439675.741 | 0 | 659822.8594
5795 | 0.01135% | 0.01717% | [6 empty] | 2019-08-30 | 17 | 4.4138 | 203380.5151 | kWh | GS |  | 2019-08-30 | 17 | 816136.0193 | 203380.5151 | 408043.9868 | 0 | 611424.5019
5796 | 0.01191% | 0.01723% | [6 empty] | 2019-08-30 | 18 | 3.9144 | 180368.3819 | kWh | GS |  | 2019-08-30 | 18 | 836374.0021 | 180368.3819 | 379577.4225 | 0 | 559945.8044
5797 | 0.01243% | 0.01704% | [6 empty] | 2019-08-30 | 19 | 3.6029 | 166016.6333 | kWh | GS |  | 2019-08-30 | 19 | 832262.1195 | 166016.6333 | 356740.7128 | 0 | 522757.3461
5798 | 0.0123% | 0.01679% | [6 empty] | 2019-08-30 | 20 | 3.4737 | 160059.7502 | kWh | GS |  | 2019-08-30 | 20 | 801749.4844 | 160059.7502 | 346767.4769 | 0 | 506827.2271
5799 | 0.01322% | 0.01688% | [6 empty] | 2019-08-30 | 21 | 3.5164 | 162027.389 | kWh | GS |  | 2019-08-30 | 21 | 816736.3001 | 162027.389 | 344671.99 | 0 | 506699.379
5800 | 0.01455% | 0.0162% | [6 empty] | 2019-08-30 | 22 | 3.35 | 154363.406 | kWh | GS |  | 2019-08-30 | 22 | 782623.1462 | 154363.406 | 323973.7309 | 0 | 478337.1369
5801 | 0.01493% | 0.01501% | [6 empty] | 2019-08-30 | 23 | 3.0889 | 142329.7841 | kWh | GS |  | 2019-08-30 | 23 | 745327.9444 | 142329.7841 | 296092.5478 | 0 | 438422.3319
5802 | 0.0153% | 0.01375% | [6 empty] | 2019-08-30 | 24 | 2.9277 | 134900.2767 | kWh | GS |  | 2019-08-30 | 24 | 674952.87 | 134900.2767 | 278120.5017 | 0 | 413020.7784
5803 | 0.01522% | 0.01283% | [6 empty] | 2019-08-31 | 1 | 2.726 | 125607.4945 | kWh | GS |  | 2019-08-31 | 1 | 598322.103 | 125607.4945 | 262828.655 | 0 | 388436.1495
5804 | 0.01467% | 0.01244% | [6 empty] | 2019-08-31 | 2 | 2.5851 | 119118.2083 | kWh | GS |  | 2019-08-31 | 2 | 532357.781 | 119118.2083 | 252178.1433 | 0 | 371296.3516
5805 | 0.01494% | 0.01244% | [6 empty] | 2019-08-31 | 3 | 2.4535 | 113051.6969 | kWh | GS |  | 2019-08-31 | 3 | 492659.4929 | 113051.6969 | 244481.2193 | 0 | 357532.9162
5806 | 0.01432% | 0.01174% | [6 empty] | 2019-08-31 | 4 | 2.3575 | 108628.3449 | kWh | GS |  | 2019-08-31 | 4 | 450685.5132 | 108628.3449 | 240664.8566 | 0 | 349293.2015
5807 | 0.01363% | 0.01076% | [6 empty] | 2019-08-31 | 5 | 2.3539 | 108462.0545 | kWh | GS |  | 2019-08-31 | 5 | 434875.0495 | 108462.0545 | 243190.3662 | 0 | 351652.4207
5808 | 0.01235% | 0.01014% | [6 empty] | 2019-08-31 | 6 | 2.412 | 111141.0745 | kWh | GS |  | 2019-08-31 | 6 | 427843.6553 | 111141.0745 | 253732.5355 | 0 | 364873.61
5809 | 0.01094% | 0.009535% | [6 empty] | 2019-08-31 | 7 | 2.5111 | 115706.6298 | kWh | GS |  | 2019-08-31 | 7 | 434047.4726 | 115706.6298 | 275017.3104 | 0 | 390723.9402
5810 | 0.009738% | 0.009115% | [6 empty] | 2019-08-31 | 8 | 2.5742 | 118613.2035 | kWh | GS |  | 2019-08-31 | 8 | 473087.3232 | 118613.2035 | 290477.3973 | 0 | 409090.6008
5811 | 0.009011% | 0.008777% | [6 empty] | 2019-08-31 | 9 | 2.7032 | 124557.9537 | kWh | GS |  | 2019-08-31 | 9 | 540360.5709 | 124557.9537 | 307798.0766 | 0 | 432356.0303
5812 | 0.008244% | 0.008574% | [6 empty] | 2019-08-31 | 10 | 3.0707 | 141493.6684 | kWh | GS |  | 2019-08-31 | 10 | 622235.605 | 141493.6684 | 328149.6268 | 0 | 469643.2952
5813 | 0.007954% | 0.008632% | [6 empty] | 2019-08-31 | 11 | 3.5923 | 165527.6651 | kWh | GS |  | 2019-08-31 | 11 | 736605.7739 | 165527.6651 | 346342.1283 | 0 | 511869.7934
5814 | 0.007826% | 0.008957% | [6 empty] | 2019-08-31 | 12 | 3.9562 | 182292.3179 | kWh | GS |  | 2019-08-31 | 12 | 860973.5647 | 182292.3179 | 358755.1618 | 0 | 541047.4797
5815 | 0.007939% | 0.009591% | [6 empty] | 2019-08-31 | 13 | 4.1049 | 189145.3612 | kWh | GS |  | 2019-08-31 | 13 | 1006596.05 | 189145.3612 | 364781.7462 | 0 | 553927.1074
5816 | 0.008653% | 0.01004% | [6 empty] | 2019-08-31 | 14 | 4.26 | 196293.9744 | kWh | GS |  | 2019-08-31 | 14 | 1071974.674 | 196293.9744 | 358149.6629 | 0 | 554443.6373
5817 | 0.009884% | 0.01061% | [6 empty] | 2019-08-31 | 15 | 4.2692 | 196717.9028 | kWh | GS |  | 2019-08-31 | 15 | 1098699.683 | 196717.9028 | 353395.5829 | 0 | 550113.4857
5818 | 0.01138% | 0.01153% | [6 empty] | 2019-08-31 | 16 | 4.0453 | 186401.3233 | kWh | GS |  | 2019-08-31 | 16 | 1086098.471 | 186401.3233 | 348618.537 | 0 | 535019.8603
5819 | 0.01347% | 0.01257% | [6 empty] | 2019-08-31 | 17 | 3.9573 | 182345.338 | kWh | GS |  | 2019-08-31 | 17 | 1095940.544 | 182345.338 | 343121.5419 | 0 | 525466.8799
5820 | 0.01575% | 0.01328% | [6 empty] | 2019-08-31 | 18 | 3.7861 | 174456.0485 | kWh | GS |  | 2019-08-31 | 18 | 1062213.277 | 174456.0485 | 332676.012 | 0 | 507132.0605
5821 | 0.01841% | 0.0136% | [6 empty] | 2019-08-31 | 19 | 3.614 | 166525.0348 | kWh | GS |  | 2019-08-31 | 19 | 1008586.688 | 166525.0348 | 321416.2131 | 0 | 487941.2479
5822 | 0.01961% | 0.01361% | [6 empty] | 2019-08-31 | 20 | 3.5461 | 163395.129 | kWh | GS |  | 2019-08-31 | 20 | 955283.582 | 163395.129 | 312873.6823 | 0 | 476268.8113
5823 | 0.0201% | 0.0135% | [6 empty] | 2019-08-31 | 21 | 3.6358 | 167529.3674 | kWh | GS |  | 2019-08-31 | 21 | 910014.2015 | 167529.3674 | 311924.5724 | 0 | 479453.9398
5824 | 0.01987% | 0.01313% | [6 empty] | 2019-08-31 | 22 | 3.4552 | 159209.0912 | kWh | GS |  | 2019-08-31 | 22 | 864815.7336 | 159209.0912 | 294260.2542 | 0 | 453469.3454
5825 | 0.02005% | 0.0129% | [6 empty] | 2019-08-31 | 23 | 3.2056 | 147707.7615 | kWh | GS |  | 2019-08-31 | 23 | 796047.1712 | 147707.7615 | 276019.5893 | 0 | 423727.3508
5826 | 0.01943% | 0.01245% | [6 empty] | 2019-08-31 | 24 | 3.0416 | 140149.4331 | kWh | GS |  | 2019-08-31 | 24 | 705524.6611 | 140149.4331 | 260539.5997 | 0 | 400689.0328
5827 | 0.01845% | 0.01198% | [6 empty] | 2019-09-01 | 1 | 2.9071 | 133952.553 | kWh | GS |  | 2019-09-01 | 1 | 642363.5313 | 133952.553 | 250184.0044 | 0 | 384136.5574
5828 | 0.01747% | 0.01169% | [6 empty] | 2019-09-01 | 2 | 2.7775 | 127982.1228 | kWh | GS |  | 2019-09-01 | 2 | 572488.0315 | 127982.1228 | 242793.9589 | 0 | 370776.0817
5829 | 0.01665% | 0.01177% | [6 empty] | 2019-09-01 | 3 | 2.6852 | 123728.7363 | kWh | GS |  | 2019-09-01 | 3 | 535705.466 | 123728.7363 | 240472.8267 | 0 | 364201.563
5830 | 0.01582% | 0.01113% | [6 empty] | 2019-09-01 | 4 | 2.579 | 118834.6305 | kWh | GS |  | 2019-09-01 | 4 | 497662.739 | 118834.6305 | 241573.0226 | 0 | 360407.6531
5831 | 0.01456% | 0.0104% | [6 empty] | 2019-09-01 | 5 | 2.5019 | 115282.5798 | kWh | GS |  | 2019-09-01 | 5 | 484103.1522 | 115282.5798 | 242585.4388 | 0 | 357868.0186
5832 | 0.01291% | 0.009836% | [6 empty] | 2019-09-01 | 6 | 2.496 | 115010.9013 | kWh | GS |  | 2019-09-01 | 6 | 476887.9985 | 115010.9013 | 250033.4234 | 0 | 365044.3247
5833 | 0.01175% | 0.00943% | [6 empty] | 2019-09-01 | 7 | 2.5418 | 117119.7128 | kWh | GS |  | 2019-09-01 | 7 | 466683.4443 | 117119.7128 | 264128.569 | 0 | 381248.2818
5834 | 0.01047% | 0.009102% | [6 empty] | 2019-09-01 | 8 | 2.4484 | 112815.6603 | kWh | GS |  | 2019-09-01 | 8 | 510451.5307 | 112815.6603 | 274742.2113 | 0 | 387557.8716
5835 | 0.009799% | 0.00894% | [6 empty] | 2019-09-01 | 9 | 2.8078 | 129375.6703 | kWh | GS |  | 2019-09-01 | 9 | 608851.2205 | 129375.6703 | 297411.3362 | 0 | 426787.0065
5836 | 0.009103% | 0.008847% | [6 empty] | 2019-09-01 | 10 | 3.428 | 157957.5124 | kWh | GS |  | 2019-09-01 | 10 | 712945.744 | 157957.5124 | 316901.7599 | 0 | 474859.2723
5837 | 0.008855% | 0.008785% | [6 empty] | 2019-09-01 | 11 | 3.9881 | 183763.1052 | kWh | GS |  | 2019-09-01 | 11 | 812387.2706 | 183763.1052 | 329016.0356 | 0 | 512779.1408
5838 | 0.008723% | 0.008961% | [6 empty] | 2019-09-01 | 12 | 4.2619 | 196381.6677 | kWh | GS |  | 2019-09-01 | 12 | 927336.0681 | 196381.6677 | 338441.0341 | 0 | 534822.7018
5839 | 0.008536% | 0.009359% | [6 empty] | 2019-09-01 | 13 | 4.1688 | 192089.6459 | kWh | GS |  | 2019-09-01 | 13 | 979935.4768 | 192089.6459 | 333139.3944 | 0 | 525229.0403
5840 | 0.009337% | 0.009514% | [6 empty] | 2019-09-01 | 14 | 3.9045 | 179913.1304 | kWh | GS |  | 2019-09-01 | 14 | 1047859.679 | 179913.1304 | 320860.9957 | 0 | 500774.1261
5841 | 0.01114% | 0.01048% | [6 empty] | 2019-09-01 | 15 | 3.7041 | 170678.6411 | kWh | GS |  | 2019-09-01 | 15 | 1029144.581 | 170678.6411 | 312619.9936 | 0 | 483298.6347
5842 | 0.01304% | 0.01166% | [6 empty] | 2019-09-01 | 16 | 3.6402 | 167733.6298 | kWh | GS |  | 2019-09-01 | 16 | 1003242.185 | 167733.6298 | 305524.704 | 0 | 473258.3338
5843 | 0.01486% | 0.01259% | [6 empty] | 2019-09-01 | 17 | 3.5601 | 164042.2009 | kWh | GS |  | 2019-09-01 | 17 | 1000730.472 | 164042.2009 | 308843.8879 | 0 | 472886.0888
5844 | 0.01696% | 0.01313% | [6 empty] | 2019-09-01 | 18 | 3.6885 | 169958.679 | kWh | GS |  | 2019-09-01 | 18 | 1021442.813 | 169958.679 | 320409.7954 | 0 | 490368.4744
5845 | 0.01792% | 0.01289% | [6 empty] | 2019-09-01 | 19 | 3.5062 | 161557.7948 | kWh | GS |  | 2019-09-01 | 19 | 1001385.678 | 161557.7948 | 302395.9346 | 0 | 463953.7294
5846 | 0.01917% | 0.01229% | [6 empty] | 2019-09-01 | 20 | 3.3254 | 153228.3873 | kWh | GS |  | 2019-09-01 | 20 | 922219.0685 | 153228.3873 | 290119.4588 | 0 | 443347.8461
5847 | 0.01882% | 0.01186% | [6 empty] | 2019-09-01 | 21 | 3.3733 | 155436.7022 | kWh | GS |  | 2019-09-01 | 21 | 913047.0597 | 155436.7022 | 288159.846 | 0 | 443596.5482
5848 | 0.01835% | 0.01162% | [6 empty] | 2019-09-01 | 22 | 3.2806 | 151162.6151 | kWh | GS |  | 2019-09-01 | 22 | 870514.3256 | 151162.6151 | 280682.6761 | 0 | 431845.2912
5849 | 0.0183% | 0.01161% | [6 empty] | 2019-09-01 | 23 | 3.0671 | 141328.0129 | kWh | GS |  | 2019-09-01 | 23 | 801159.1965 | 141328.0129 | 265833.065 | 0 | 407161.0779
5850 | 0.01868% | 0.01204% | [6 empty] | 2019-09-01 | 24 | 2.897 | 133489.7417 | kWh | GS |  | 2019-09-01 | 24 | 723274.6624 | 133489.7417 | 255408.2882 | 0 | 388898.0299
5851 | 0.01832% | 0.01139% | [6 empty] | 2019-09-02 | 1 | 2.8065 | 129318.0015 | kWh | GS |  | 2019-09-02 | 1 | 643371.0021 | 129318.0015 | 246735.7818 | 0 | 376053.7833
5852 | 0.01687% | 0.01088% | [6 empty] | 2019-09-02 | 2 | 2.7491 | 126673.4867 | kWh | GS |  | 2019-09-02 | 2 | 599866.7484 | 126673.4867 | 245999.7307 | 0 | 372673.2174
5853 | 0.0167% | 0.01089% | [6 empty] | 2019-09-02 | 3 | 2.6156 | 120520.1988 | kWh | GS |  | 2019-09-02 | 3 | 558387.3229 | 120520.1988 | 243126.4437 | 0 | 363646.6425
5854 | 0.01592% | 0.0106% | [6 empty] | 2019-09-02 | 4 | 2.5796 | 118861.8851 | kWh | GS |  | 2019-09-02 | 4 | 523347.5014 | 118861.8851 | 243319.2274 | 0 | 362181.1125
5855 | 0.01465% | 0.009995% | [6 empty] | 2019-09-02 | 5 | 2.5217 | 116194.1532 | kWh | GS |  | 2019-09-02 | 5 | 508497.3671 | 116194.1532 | 257808.9905 | 0 | 374003.1437
5856 | 0.01323% | 0.009547% | [6 empty] | 2019-09-02 | 6 | 2.5754 | 118667.6595 | kWh | GS |  | 2019-09-02 | 6 | 498815.9703 | 118667.6595 | 283896.0613 | 0 | 402563.7208
5857 | 0.01177% | 0.009231% | [6 empty] | 2019-09-02 | 7 | 2.7255 | 125586.4465 | kWh | GS |  | 2019-09-02 | 7 | 495634.8268 | 125586.4465 | 313327.3542 | 0 | 438913.8007
5858 | 0.01097% | 0.009148% | [6 empty] | 2019-09-02 | 8 | 2.6684 | 122953.5405 | kWh | GS |  | 2019-09-02 | 8 | 532829.0858 | 122953.5405 | 321241.7784 | 0 | 444195.3189
5859 | 0.01021% | 0.008927% | [6 empty] | 2019-09-02 | 9 | 2.8164 | 129772.163 | kWh | GS |  | 2019-09-02 | 9 | 614067.8983 | 129772.163 | 332008.6078 | 0 | 461780.7708
5860 | 0.009573% | 0.008891% | [6 empty] | 2019-09-02 | 10 | 3.0032 | 138379.7946 | kWh | GS |  | 2019-09-02 | 10 | 717157.0838 | 138379.7946 | 342447.0315 | 0 | 480826.8261
5861 | 0.009301% | 0.009181% | [6 empty] | 2019-09-02 | 11 | 3.3437 | 154072.6206 | kWh | GS |  | 2019-09-02 | 11 | 814745.9181 | 154072.6206 | 357545.237 | 0 | 511617.8576
5862 | 0.009124% | 0.009882% | [6 empty] | 2019-09-02 | 12 | 3.6227 | 166928.2302 | kWh | GS |  | 2019-09-02 | 12 | 918988.3282 | 166928.2302 | 366443.6039 | 0 | 533371.8341
5863 | 0.009066% | 0.01077% | [6 empty] | 2019-09-02 | 13 | 3.7116 | 171021.0827 | kWh | GS |  | 2019-09-02 | 13 | 1019145.595 | 171021.0827 | 372630.1246 | 0 | 543651.2073
5864 | 0.009746% | 0.0109% | [6 empty] | 2019-09-02 | 14 | 3.7763 | 174006.422 | kWh | GS |  | 2019-09-02 | 14 | 1088889.275 | 174006.422 | 373944.6594 | 0 | 547951.0814
5865 | 0.01123% | 0.01134% | [6 empty] | 2019-09-02 | 15 | 3.8342 | 176672.3033 | kWh | GS |  | 2019-09-02 | 15 | 1126388.509 | 176672.3033 | 371244.575 | 0 | 547916.8783
5866 | 0.01312% | 0.0118% | [6 empty] | 2019-09-02 | 16 | 3.7768 | 174025.8829 | kWh | GS |  | 2019-09-02 | 16 | 1138161.2 | 174025.8829 | 363510.9754 | 0 | 537536.8583
5867 | 0.0149% | 0.01256% | [6 empty] | 2019-09-02 | 17 | 3.5285 | 162586.6749 | kWh | GS |  | 2019-09-02 | 17 | 1087183.181 | 162586.6749 | 341380.5334 | 0 | 503967.2083
5868 | 0.01681% | 0.01309% | [6 empty] | 2019-09-02 | 18 | 3.4714 | 159957.0318 | kWh | GS |  | 2019-09-02 | 18 | 1071879.629 | 159957.0318 | 328357.753 | 0 | 488314.7848
5869 | 0.01864% | 0.01335% | [6 empty] | 2019-09-02 | 19 | 3.3147 | 152734.2822 | kWh | GS |  | 2019-09-02 | 19 | 1052126.061 | 152734.2822 | 316017.4398 | 0 | 468751.722
5870 | 0.01992% | 0.01345% | [6 empty] | 2019-09-02 | 20 | 3.2829 | 151268.2594 | kWh | GS |  | 2019-09-02 | 20 | 987170.7297 | 151268.2594 | 304515.1777 | 0 | 455783.4371
5871 | 0.0206% | 0.01345% | [6 empty] | 2019-09-02 | 21 | 3.2579 | 150118.9986 | kWh | GS |  | 2019-09-02 | 21 | 972578.8613 | 150118.9986 | 300919.2136 | 0 | 451038.2122
5872 | 0.02082% | 0.0132% | [6 empty] | 2019-09-02 | 22 | 3.017 | 139019.1378 | kWh | GS |  | 2019-09-02 | 22 | 876009.7612 | 139019.1378 | 285085.7765 | 0 | 424104.9143
5873 | 0.01989% | 0.01237% | [6 empty] | 2019-09-02 | 23 | 2.8675 | 132127.4989 | kWh | GS |  | 2019-09-02 | 23 | 801147.2783 | 132127.4989 | 266333.0561 | 0 | 398460.555
5874 | 0.01961% | 0.01199% | [6 empty] | 2019-09-02 | 24 | 2.7477 | 126609.0282 | kWh | GS |  | 2019-09-02 | 24 | 715381.6159 | 126609.0282 | 255165.9966 | 0 | 381775.0248
5875 | 0.01924% | 0.01151% | [6 empty] | 2019-09-03 | 1 | 2.6276 | 121076.5897 | kWh | GS |  | 2019-09-03 | 1 | 645433.812 | 121076.5897 | 250712.3294 | 0 | 371788.9191
5876 | 0.01806% | 0.01119% | [6 empty] | 2019-09-03 | 2 | 2.5438 | 117215.3365 | kWh | GS |  | 2019-09-03 | 2 | 580871.0139 | 117215.3365 | 246299.1209 | 0 | 363514.4574
5877 | 0.01779% | 0.01107% | [6 empty] | 2019-09-03 | 3 | 2.5275 | 116460.6606 | kWh | GS |  | 2019-09-03 | 3 | 538889.7701 | 116460.6606 | 245168.4358 | 0 | 361629.0964
5878 | 0.01602% | 0.01041% | [6 empty] | 2019-09-03 | 4 | 2.5004 | 115212.2255 | kWh | GS |  | 2019-09-03 | 4 | 515742.077 | 115212.2255 | 242528.698 | 0 | 357740.9235
5879 | 0.01465% | 0.009781% | [6 empty] | 2019-09-03 | 5 | 2.5 | 115193.484 | kWh | GS |  | 2019-09-03 | 5 | 489867.5346 | 115193.484 | 251864.5969 | 0 | 367058.0809
5880 | 0.01309% | 0.009372% | [6 empty] | 2019-09-03 | 6 | 2.5013 | 115257.011 | kWh | GS |  | 2019-09-03 | 6 | 476026.5235 | 115257.011 | 286888.3795 | 0 | 402145.3905
5881 | 0.01181% | 0.009127% | [6 empty] | 2019-09-03 | 7 | 2.7982 | 128934.9803 | kWh | GS |  | 2019-09-03 | 7 | 491199.3968 | 128934.9803 | 321750.7068 | 0 | 450685.6871
5882 | 0.01062% | 0.008924% | [6 empty] | 2019-09-03 | 8 | 2.9609 | 136431.2044 | kWh | GS |  | 2019-09-03 | 8 | 510503.3605 | 136431.2044 | 340545.5351 | 0 | 476976.7395
5883 | 0.009857% | 0.008877% | [6 empty] | 2019-09-03 | 9 | 3.2241 | 148561.7782 | kWh | GS |  | 2019-09-03 | 9 | 574284.6899 | 148561.7782 | 352904.03 | 0 | 501465.8082
5884 | 0.009434% | 0.008782% | [6 empty] | 2019-09-03 | 10 | 3.677 | 169427.1475 | kWh | GS |  | 2019-09-03 | 10 | 673471.291 | 169427.1475 | 370424.7024 | 0 | 539851.8499
5885 | 0.00896% | 0.009011% | [6 empty] | 2019-09-03 | 11 | 3.9948 | 184073.4009 | kWh | GS |  | 2019-09-03 | 11 | 773734.4535 | 184073.4009 | 385232.3547 | 0 | 569305.7556
5886 | 0.008707% | 0.009872% | [6 empty] | 2019-09-03 | 12 | 4.1659 | 191957.6579 | kWh | GS |  | 2019-09-03 | 12 | 859105.1861 | 191957.6579 | 385991.8602 | 0 | 577949.5181
5887 | 0.008985% | 0.01106% | [6 empty] | 2019-09-03 | 13 | 4.2969 | 197992.1447 | kWh | GS |  | 2019-09-03 | 13 | 922188.2365 | 197992.1447 | 388430.8186 | 0 | 586422.9633
5888 | 0.009338% | 0.01171% | [6 empty] | 2019-09-03 | 14 | 4.3287 | 199457.5522 | kWh | GS |  | 2019-09-03 | 14 | 958557.0909 | 199457.5522 | 380218.8886 | 0 | 579676.4408
5889 | 0.0105% | 0.01231% | [6 empty] | 2019-09-03 | 15 | 4.3123 | 198701.9616 | kWh | GS |  | 2019-09-03 | 15 | 1010175.316 | 198701.9616 | 377240.8967 | 0 | 575942.8583
5890 | 0.01232% | 0.01325% | [6 empty] | 2019-09-03 | 16 | 4.2118 | 194073.4633 | kWh | GS |  | 2019-09-03 | 16 | 1054791.805 | 194073.4633 | 365867.7648 | 0 | 559941.2281
5891 | 0.01415% | 0.01398% | [6 empty] | 2019-09-03 | 17 | 4.0415 | 186226.3947 | kWh | GS |  | 2019-09-03 | 17 | 1097701.742 | 186226.3947 | 352428.9875 | 0 | 538655.3822
5892 | 0.01571% | 0.01419% | [6 empty] | 2019-09-03 | 18 | 3.7645 | 173461.9933 | kWh | GS |  | 2019-09-03 | 18 | 1122301.97 | 173461.9933 | 340482.4511 | 0 | 513944.4444
5893 | 0.01687% | 0.0144% | [6 empty] | 2019-09-03 | 19 | 3.4208 | 157623.4375 | kWh | GS |  | 2019-09-03 | 19 | 1110761.414 | 157623.4375 | 316737.1756 | 0 | 474360.6131
5894 | 0.01753% | 0.01423% | [6 empty] | 2019-09-03 | 20 | 3.3405 | 153922.9117 | kWh | GS |  | 2019-09-03 | 20 | 1065599.649 | 153922.9117 | 302744.3766 | 0 | 456667.2883
5895 | 0.01848% | 0.01414% | [6 empty] | 2019-09-03 | 21 | 3.3601 | 154826.5199 | kWh | GS |  | 2019-09-03 | 21 | 1032110.223 | 154826.5199 | 297172.7079 | 0 | 451999.2278
5896 | 0.01929% | 0.01375% | [6 empty] | 2019-09-03 | 22 | 3.1229 | 143895.489 | kWh | GS |  | 2019-09-03 | 22 | 961114.6565 | 143895.489 | 281658.8194 | 0 | 425554.3084
5897 | 0.02008% | 0.01322% | [6 empty] | 2019-09-03 | 23 | 2.9278 | 134904.8951 | kWh | GS |  | 2019-09-03 | 23 | 886160.1322 | 134904.8951 | 258941.628 | 0 | 393846.5231
5898 | 0.02053% | 0.01262% | [6 empty] | 2019-09-03 | 24 | 2.8281 | 130312.333 | kWh | GS |  | 2019-09-03 | 24 | 810716.5914 | 130312.333 | 249702.4333 | 0 | 380014.7663
5899 | 0.02032% | 0.01164% | [6 empty] | 2019-09-04 | 1 | 2.7643 | 127374.7419 | kWh | GS |  | 2019-09-04 | 1 | 739109.3095 | 127374.7419 | 242569.3223 | 0 | 369944.0642
5900 | 0.01949% | 0.01121% | [6 empty] | 2019-09-04 | 2 | 2.7392 | 126218.8493 | kWh | GS |  | 2019-09-04 | 2 | 679750.0762 | 126218.8493 | 238547.6371 | 0 | 364766.4864
5901 | 0.01888% | 0.0111% | [6 empty] | 2019-09-04 | 3 | 2.6832 | 123634.6031 | kWh | GS |  | 2019-09-04 | 3 | 650132.8912 | 123634.6031 | 238804.7511 | 0 | 362439.3542
5902 | 0.01758% | 0.01045% | [6 empty] | 2019-09-04 | 4 | 2.6213 | 120785.4314 | kWh | GS |  | 2019-09-04 | 4 | 608256.51 | 120785.4314 | 236131.6912 | 0 | 356917.1226
5903 | 0.01621% | 0.009668% | [6 empty] | 2019-09-04 | 5 | 2.6126 | 120382.2606 | kWh | GS |  | 2019-09-04 | 5 | 568006.6476 | 120382.2606 | 241267.8147 | 0 | 361650.0753
5904 | 0.01483% | 0.009329% | [6 empty] | 2019-09-04 | 6 | 2.5386 | 116972.0765 | kWh | GS |  | 2019-09-04 | 6 | 537486.4739 | 116972.0765 | 260358.528 | 0 | 377330.6045
5905 | 0.01352% | 0.009081% | [6 empty] | 2019-09-04 | 7 | 2.5826 | 119003.0906 | kWh | GS |  | 2019-09-04 | 7 | 500507.0816 | 119003.0906 | 283029.7924 | 0 | 402032.883
5906 | 0.01243% | 0.008954% | [6 empty] | 2019-09-04 | 8 | 2.4781 | 114187.1502 | kWh | GS |  | 2019-09-04 | 8 | 496434.2121 | 114187.1502 | 283208.4711 | 0 | 397395.6213
5907 | 0.01189% | 0.008897% | [6 empty] | 2019-09-04 | 9 | 2.4416 | 112506.049 | kWh | GS |  | 2019-09-04 | 9 | 553638.1621 | 112506.049 | 279994.3862 | 0 | 392500.4352
5908 | 0.01113% | 0.008762% | [6 empty] | 2019-09-04 | 10 | 2.4425 | 112544.4886 | kWh | GS |  | 2019-09-04 | 10 | 598331.7364 | 112544.4886 | 275835.0761 | 0 | 388379.5647
5909 | 0.01039% | 0.008878% | [6 empty] | 2019-09-04 | 11 | 2.5184 | 116042.024 | kWh | GS |  | 2019-09-04 | 11 | 654798.478 | 116042.024 | 279648.8121 | 0 | 395690.8361
5910 | 0.009831% | 0.009263% | [6 empty] | 2019-09-04 | 12 | 2.6276 | 121074.9865 | kWh | GS |  | 2019-09-04 | 12 | 715494.8727 | 121074.9865 | 285135.4345 | 0 | 406210.421
5911 | 0.009155% | 0.009869% | [6 empty] | 2019-09-04 | 13 | 2.6189 | 120672.7644 | kWh | GS |  | 2019-09-04 | 13 | 756887.953 | 120672.7644 | 288516.8 | 0 | 409189.5644
5912 | 0.00908% | 0.009755% | [6 empty] | 2019-09-04 | 14 | 2.6179 | 120626.1647 | kWh | GS |  | 2019-09-04 | 14 | 754739.7048 | 120626.1647 | 283876.9408 | 0 | 404503.1055
5913 | 0.01013% | 0.009635% | [6 empty] | 2019-09-04 | 15 | 2.4871 | 114600.5516 | kWh | GS |  | 2019-09-04 | 15 | 724684.6068 | 114600.5516 | 273744.5077 | 0 | 388345.0593
5914 | 0.01094% | 0.009534% | [6 empty] | 2019-09-04 | 16 | 2.4783 | 114195.1395 | kWh | GS |  | 2019-09-04 | 16 | 708172.0913 | 114195.1395 | 273300.2778 | 0 | 387495.4173
5915 | 0.01198% | 0.009713% | [6 empty] | 2019-09-04 | 17 | 2.4129 | 111182.243 | kWh | GS |  | 2019-09-04 | 17 | 729611.0094 | 111182.243 | 269523.5127 | 0 | 380705.7557
5916 | 0.01309% | 0.009972% | [6 empty] | 2019-09-04 | 18 | 2.4277 | 111863.9614 | kWh | GS |  | 2019-09-04 | 18 | 737641.0732 | 111863.9614 | 266919.1722 | 0 | 378783.1336
5917 | 0.01384% | 0.01004% | [6 empty] | 2019-09-04 | 19 | 2.3811 | 109715.0882 | kWh | GS |  | 2019-09-04 | 19 | 746902.4183 | 109715.0882 | 256323.6931 | 0 | 366038.7813
5918 | 0.01381% | 0.00993% | [6 empty] | 2019-09-04 | 20 | 2.6216 | 120798.9794 | kWh | GS |  | 2019-09-04 | 20 | 755155.2863 | 120798.9794 | 257833.1488 | 0 | 378632.1282
5919 | 0.01326% | 0.009533% | [6 empty] | 2019-09-04 | 21 | 2.7043 | 124607.5568 | kWh | GS |  | 2019-09-04 | 21 | 761017.4405 | 124607.5568 | 258723.7285 | 0 | 383331.2853
5920 | 0.01295% | 0.009512% | [6 empty] | 2019-09-04 | 22 | 2.5745 | 118628.987 | kWh | GS |  | 2019-09-04 | 22 | 736391.5881 | 118628.987 | 250391.1393 | 0 | 369020.1263
5921 | 0.01335% | 0.009346% | [6 empty] | 2019-09-04 | 23 | 2.4901 | 114739.3074 | kWh | GS |  | 2019-09-04 | 23 | 688078.3819 | 114739.3074 | 236249.2569 | 0 | 350988.5643
5922 | 0.01349% | 0.009298% | [6 empty] | 2019-09-04 | 24 | 2.3882 | 110042.7372 | kWh | GS |  | 2019-09-04 | 24 | 613871.0894 | 110042.7372 | 226621.8279 | 0 | 336664.5651
5923 | 0.01366% | 0.008986% | [6 empty] | 2019-09-05 | 1 | 2.2928 | 105649.8741 | kWh | GS |  | 2019-09-05 | 1 | 534413.9589 | 105649.8741 | 219957.1532 | 0 | 325607.0273
5924 | 0.01381% | 0.009295% | [6 empty] | 2019-09-05 | 2 | 2.2531 | 103816.6334 | kWh | GS |  | 2019-09-05 | 2 | 491646.8077 | 103816.6334 | 218436.0123 | 0 | 322252.6457
5925 | 0.01392% | 0.00941% | [6 empty] | 2019-09-05 | 3 | 2.2309 | 102796.8566 | kWh | GS |  | 2019-09-05 | 3 | 459898.7024 | 102796.8566 | 218722.2372 | 0 | 321519.0938
5926 | 0.01347% | 0.009059% | [6 empty] | 2019-09-05 | 4 | 2.2217 | 102370.4417 | kWh | GS |  | 2019-09-05 | 4 | 450976.707 | 102370.4417 | 220879.3193 | 0 | 323249.761
5927 | 0.01259% | 0.008616% | [6 empty] | 2019-09-05 | 5 | 2.2922 | 105619.7338 | kWh | GS |  | 2019-09-05 | 5 | 437229.6657 | 105619.7338 | 234651.5902 | 0 | 340271.324
5928 | 0.01123% | 0.008264% | [6 empty] | 2019-09-05 | 6 | 2.4205 | 111532.9592 | kWh | GS |  | 2019-09-05 | 6 | 445337.7133 | 111532.9592 | 270174.9958 | 0 | 381707.955
5929 | 0.009775% | 0.007993% | [6 empty] | 2019-09-05 | 7 | 2.77 | 127635.8042 | kWh | GS |  | 2019-09-05 | 7 | 479808.8023 | 127635.8042 | 319154.9443 | 0 | 446790.7485
5930 | 0.008993% | 0.007911% | [6 empty] | 2019-09-05 | 8 | 3.206 | 147726.1838 | kWh | GS |  | 2019-09-05 | 8 | 485291.9822 | 147726.1838 | 355922.6535 | 0 | 503648.8373
5931 | 0.008412% | 0.007893% | [6 empty] | 2019-09-05 | 9 | 3.6538 | 168360.8835 | kWh | GS |  | 2019-09-05 | 9 | 505349.9792 | 168360.8835 | 390726.8823 | 0 | 559087.7658
5932 | 0.008249% | 0.007935% | [6 empty] | 2019-09-05 | 10 | 4.1449 | 190988.5169 | kWh | GS |  | 2019-09-05 | 10 | 537205.6211 | 190988.5169 | 412206.3822 | 0 | 603194.8991
5933 | 0.007998% | 0.008353% | [6 empty] | 2019-09-05 | 11 | 4.5216 | 208348.1484 | kWh | GS |  | 2019-09-05 | 11 | 606127.5681 | 208348.1484 | 424985.339 | 0 | 633333.4874
5934 | 0.008146% | 0.00937% | [6 empty] | 2019-09-05 | 12 | 4.921 | 226749.7151 | kWh | GS |  | 2019-09-05 | 12 | 726216.3583 | 226749.7151 | 441859.5221 | 0 | 668609.2372
5935 | 0.008776% | 0.01097% | [6 empty] | 2019-09-05 | 13 | 5.158 | 237672.4922 | kWh | GS |  | 2019-09-05 | 13 | 817692.6515 | 237672.4922 | 453790.3605 | 0 | 691462.8527
5936 | 0.008877% | 0.01236% | [6 empty] | 2019-09-05 | 14 | 5.5782 | 257032.1397 | kWh | GS |  | 2019-09-05 | 14 | 924986.6145 | 257032.1397 | 471159.8471 | 0 | 728191.9868
5937 | 0.009244% | 0.01372% | [6 empty] | 2019-09-05 | 15 | 5.7903 | 266806.669 | kWh | GS |  | 2019-09-05 | 15 | 1034442.727 | 266806.669 | 479806.3305 | 0 | 746612.9995
5938 | 0.009826% | 0.01481% | [6 empty] | 2019-09-05 | 16 | 5.8033 | 267404.1691 | kWh | GS |  | 2019-09-05 | 16 | 1146192.496 | 267404.1691 | 476857.1709 | 0 | 744261.34
5939 | 0.01109% | 0.01555% | [6 empty] | 2019-09-05 | 17 | 5.6448 | 260100.6903 | kWh | GS |  | 2019-09-05 | 17 | 1215194.197 | 260100.6903 | 460578.3219 | 0 | 720679.0122
5940 | 0.01328% | 0.01641% | [6 empty] | 2019-09-05 | 18 | 5.1605 | 237784.3556 | kWh | GS |  | 2019-09-05 | 18 | 1264163.013 | 237784.3556 | 440300.606 | 0 | 678084.9616
5941 | 0.01496% | 0.01697% | [6 empty] | 2019-09-05 | 19 | 4.7779 | 220158.2293 | kWh | GS |  | 2019-09-05 | 19 | 1265515.866 | 220158.2293 | 407232.4614 | 0 | 627390.6907
5942 | 0.01692% | 0.01788% | [6 empty] | 2019-09-05 | 20 | 4.4743 | 206165.1603 | kWh | GS |  | 2019-09-05 | 20 | 1201312.459 | 206165.1603 | 385695.4219 | 0 | 591860.5822
5943 | 0.01892% | 0.01833% | [6 empty] | 2019-09-05 | 21 | 4.2844 | 197418.8529 | kWh | GS |  | 2019-09-05 | 21 | 1158458.717 | 197418.8529 | 373422.7177 | 0 | 570841.5706
5944 | 0.02097% | 0.01827% | [6 empty] | 2019-09-05 | 22 | 3.7966 | 174942.0088 | kWh | GS |  | 2019-09-05 | 22 | 1071723.908 | 174942.0088 | 346896.644 | 0 | 521838.6528
5945 | 0.02223% | 0.01769% | [6 empty] | 2019-09-05 | 23 | 3.4681 | 159802.9411 | kWh | GS |  | 2019-09-05 | 23 | 984131.786 | 159802.9411 | 316967.1615 | 0 | 476770.1026
5946 | 0.02312% | 0.01665% | [6 empty] | 2019-09-05 | 24 | 3.2293 | 148798.0247 | kWh | GS |  | 2019-09-05 | 24 | 865872.5957 | 148798.0247 | 296229.3622 | 0 | 445027.3869
5947 | 0.02315% | 0.0154% | [6 empty] | 2019-09-06 | 1 | 3.0538 | 140710.7875 | kWh | GS |  | 2019-09-06 | 1 | 737373.3604 | 140710.7875 | 282846.5566 | 0 | 423557.3441
5948 | 0.02197% | 0.01453% | [6 empty] | 2019-09-06 | 2 | 2.9228 | 134676.7819 | kWh | GS |  | 2019-09-06 | 2 | 658472.9745 | 134676.7819 | 278493.5746 | 0 | 413170.3565
5949 | 0.02119% | 0.01401% | [6 empty] | 2019-09-06 | 3 | 2.8218 | 130023.1714 | kWh | GS |  | 2019-09-06 | 3 | 603029.7606 | 130023.1714 | 268335.9986 | 0 | 398359.17
5950 | 0.0196% | 0.01281% | [6 empty] | 2019-09-06 | 4 | 2.7222 | 125433.8738 | kWh | GS |  | 2019-09-06 | 4 | 561458.4569 | 125433.8738 | 269022.2406 | 0 | 394456.1144
5951 | 0.018% | 0.0117% | [6 empty] | 2019-09-06 | 5 | 2.7514 | 126777.4573 | kWh | GS |  | 2019-09-06 | 5 | 537643.3231 | 126777.4573 | 279199.2189 | 0 | 405976.6762
5952 | 0.01584% | 0.01092% | [6 empty] | 2019-09-06 | 6 | 2.8432 | 131006.8801 | kWh | GS |  | 2019-09-06 | 6 | 536058.8258 | 131006.8801 | 316879.1389 | 0 | 447886.019
5953 | 0.01349% | 0.0104% | [6 empty] | 2019-09-06 | 7 | 3.1082 | 143218.774 | kWh | GS |  | 2019-09-06 | 7 | 556007.3306 | 143218.774 | 370863.4545 | 0 | 514082.2285
5954 | 0.01204% | 0.01014% | [6 empty] | 2019-09-06 | 8 | 3.3989 | 156613.5708 | kWh | GS |  | 2019-09-06 | 8 | 535967.0229 | 156613.5708 | 401743.4646 | 0 | 558357.0354
5955 | 0.01103% | 0.009779% | [6 empty] | 2019-09-06 | 9 | 3.9084 | 180091.5984 | kWh | GS |  | 2019-09-06 | 9 | 519273.8281 | 180091.5984 | 440152.5606 | 0 | 620244.159
5956 | 0.01027% | 0.009683% | [6 empty] | 2019-09-06 | 10 | 4.5051 | 207588.173 | kWh | GS |  | 2019-09-06 | 10 | 569593.6767 | 207588.173 | 463772.3973 | 0 | 671360.5703
5957 | 0.009834% | 0.009966% | [6 empty] | 2019-09-06 | 11 | 5.0138 | 231024.3522 | kWh | GS |  | 2019-09-06 | 11 | 649816.1119 | 231024.3522 | 480305.9299 | 0 | 711330.2821
5958 | 0.009805% | 0.01099% | [6 empty] | 2019-09-06 | 12 | 5.3887 | 248301.9792 | kWh | GS |  | 2019-09-06 | 12 | 765837.3055 | 248301.9792 | 494937.7263 | 0 | 743239.7055
5959 | 0.01017% | 0.01262% | [6 empty] | 2019-09-06 | 13 | 5.6207 | 258991.2893 | kWh | GS |  | 2019-09-06 | 13 | 911633.3758 | 258991.2893 | 501581.2619 | 0 | 760572.5512
5960 | 0.009804% | 0.01371% | [6 empty] | 2019-09-06 | 14 | 5.8825 | 271053.1054 | kWh | GS |  | 2019-09-06 | 14 | 1038379.112 | 271053.1054 | 518544.8473 | 0 | 789597.9527
5961 | 0.009498% | 0.01523% | [6 empty] | 2019-09-06 | 15 | 6.0482 | 278687.7621 | kWh | GS |  | 2019-09-06 | 15 | 1126774.053 | 278687.7621 | 521258.9124 | 0 | 799946.6745
5962 | 0.01042% | 0.01648% | [6 empty] | 2019-09-06 | 16 | 5.982 | 275636.7054 | kWh | GS |  | 2019-09-06 | 16 | 1197554.063 | 275636.7054 | 503480.9739 | 0 | 779117.6793
5963 | 0.01189% | 0.01746% | [6 empty] | 2019-09-06 | 17 | 5.7333 | 264177.5231 | kWh | GS |  | 2019-09-06 | 17 | 1239218.75 | 264177.5231 | 474073.3259 | 0 | 738250.849
5964 | 0.01401% | 0.01825% | [6 empty] | 2019-09-06 | 18 | 5.2714 | 242893.5329 | kWh | GS |  | 2019-09-06 | 18 | 1239684.803 | 242893.5329 | 447574.4863 | 0 | 690468.0192
5965 | 0.01668% | 0.01867% | [6 empty] | 2019-09-06 | 19 | 4.6987 | 216508.1996 | kWh | GS |  | 2019-09-06 | 19 | 1206034.31 | 216508.1996 | 404871.8332 | 0 | 621380.0328
5966 | 0.01899% | 0.01938% | [6 empty] | 2019-09-06 | 20 | 4.3974 | 202621.2089 | kWh | GS |  | 2019-09-06 | 20 | 1143649.539 | 202621.2089 | 384730.6499 | 0 | 587351.8588
5967 | 0.02061% | 0.01964% | [6 empty] | 2019-09-06 | 21 | 4.3144 | 198797.3047 | kWh | GS |  | 2019-09-06 | 21 | 1095305.245 | 198797.3047 | 374005.7392 | 0 | 572803.0439
5968 | 0.0219% | 0.01913% | [6 empty] | 2019-09-06 | 22 | 3.9303 | 181099.6059 | kWh | GS |  | 2019-09-06 | 22 | 978196.0627 | 181099.6059 | 345858.6722 | 0 | 526958.2781
5969 | 0.02267% | 0.01812% | [6 empty] | 2019-09-06 | 23 | 3.5596 | 164019.9622 | kWh | GS |  | 2019-09-06 | 23 | 884891.7312 | 164019.9622 | 309665.8711 | 0 | 473685.8333
5970 | 0.02268% | 0.01695% | [6 empty] | 2019-09-06 | 24 | 3.2705 | 150697.9384 | kWh | GS |  | 2019-09-06 | 24 | 779245.9661 | 150697.9384 | 290508.2327 | 0 | 441206.1711
5971 | 0.02206% | 0.01525% | [6 empty] | 2019-09-07 | 1 | 3.0995 | 142817.8409 | kWh | GS |  | 2019-09-07 | 1 | 684215.7071 | 142817.8409 | 274109.3258 | 0 | 416927.1667
5972 | 0.02092% | 0.01442% | [6 empty] | 2019-09-07 | 2 | 2.8794 | 132674.6998 | kWh | GS |  | 2019-09-07 | 2 | 608480.2543 | 132674.6998 | 262798.3232 | 0 | 395473.023
5973 | 0.02003% | 0.01406% | [6 empty] | 2019-09-07 | 3 | 2.6763 | 123317.9393 | kWh | GS |  | 2019-09-07 | 3 | 546203.0965 | 123317.9393 | 252595.9227 | 0 | 375913.862
5974 | 0.01789% | 0.01294% | [6 empty] | 2019-09-07 | 4 | 2.5629 | 118094.5009 | kWh | GS |  | 2019-09-07 | 4 | 496078.5851 | 118094.5009 | 247272.0228 | 0 | 365366.5237
5975 | 0.01619% | 0.01163% | [6 empty] | 2019-09-07 | 5 | 2.4834 | 114427.9687 | kWh | GS |  | 2019-09-07 | 5 | 460129.0439 | 114427.9687 | 248349.917 | 0 | 362777.8857
5976 | 0.01425% | 0.01083% | [6 empty] | 2019-09-07 | 6 | 2.5064 | 115489.4758 | kWh | GS |  | 2019-09-07 | 6 | 434833.0016 | 115489.4758 | 257878.7119 | 0 | 373368.1877
5977 | 0.01252% | 0.01023% | [6 empty] | 2019-09-07 | 7 | 2.5992 | 119767.146 | kWh | GS |  | 2019-09-07 | 7 | 416007.1613 | 119767.146 | 284421.4387 | 0 | 404188.5847
5978 | 0.01113% | 0.009708% | [6 empty] | 2019-09-07 | 8 | 2.6143 | 120459.9994 | kWh | GS |  | 2019-09-07 | 8 | 449004.2956 | 120459.9994 | 303270.3528 | 0 | 423730.3522
5979 | 0.009991% | 0.009228% | [6 empty] | 2019-09-07 | 9 | 2.8519 | 131410.1648 | kWh | GS |  | 2019-09-07 | 9 | 511619.2138 | 131410.1648 | 324227.0128 | 0 | 455637.1776
5980 | 0.009074% | 0.008969% | [6 empty] | 2019-09-07 | 10 | 3.3931 | 156349.0991 | kWh | GS |  | 2019-09-07 | 10 | 604434.7008 | 156349.0991 | 347442.5296 | 0 | 503791.6287
5981 | 0.008416% | 0.008905% | [6 empty] | 2019-09-07 | 11 | 3.9495 | 181983.3062 | kWh | GS |  | 2019-09-07 | 11 | 749105.1374 | 181983.3062 | 362717.6936 | 0 | 544700.9998
5982 | 0.007954% | 0.009165% | [6 empty] | 2019-09-07 | 12 | 4.3709 | 201401.2293 | kWh | GS |  | 2019-09-07 | 12 | 904991.5141 | 201401.2293 | 380113.0672 | 0 | 581514.2965
5983 | 0.007609% | 0.009922% | [6 empty] | 2019-09-07 | 13 | 4.6663 | 215013.2082 | kWh | GS |  | 2019-09-07 | 13 | 1044221.602 | 215013.2082 | 387941.3628 | 0 | 602954.571
5984 | 0.008213% | 0.0104% | [6 empty] | 2019-09-07 | 14 | 4.8494 | 223449.0706 | kWh | GS |  | 2019-09-07 | 14 | 1166785.665 | 223449.0706 | 383925.8735 | 0 | 607374.9441
5985 | 0.009358% | 0.01118% | [6 empty] | 2019-09-07 | 15 | 4.9932 | 230075.5982 | kWh | GS |  | 2019-09-07 | 15 | 1243424.119 | 230075.5982 | 387415.3619 | 0 | 617490.9601
5986 | 0.01106% | 0.01237% | [6 empty] | 2019-09-07 | 16 | 5.0147 | 231065.5531 | kWh | GS |  | 2019-09-07 | 16 | 1295170.768 | 231065.5531 | 393831.7959 | 0 | 624897.349
5987 | 0.0137% | 0.01337% | [6 empty] | 2019-09-07 | 17 | 5.0151 | 231087.674 | kWh | GS |  | 2019-09-07 | 17 | 1307565.186 | 231087.674 | 391298.809 | 0 | 622386.483
5988 | 0.01655% | 0.01428% | [6 empty] | 2019-09-07 | 18 | 4.8623 | 224045.2715 | kWh | GS |  | 2019-09-07 | 18 | 1293477.459 | 224045.2715 | 384972.0569 | 0 | 609017.3284
5989 | 0.0191% | 0.0148% | [6 empty] | 2019-09-07 | 19 | 4.5398 | 209183.8816 | kWh | GS |  | 2019-09-07 | 19 | 1233449.185 | 209183.8816 | 367399.5649 | 0 | 576583.4465
5990 | 0.02134% | 0.01491% | [6 empty] | 2019-09-07 | 20 | 4.3452 | 200216.3074 | kWh | GS |  | 2019-09-07 | 20 | 1128684.656 | 200216.3074 | 352664.1969 | 0 | 552880.5043
5991 | 0.02274% | 0.01516% | [6 empty] | 2019-09-07 | 21 | 4.2951 | 197911.3629 | kWh | GS |  | 2019-09-07 | 21 | 1075377.095 | 197911.3629 | 342409.0459 | 0 | 540320.4088
5992 | 0.02369% | 0.01534% | [6 empty] | 2019-09-07 | 22 | 3.9677 | 182825.153 | kWh | GS |  | 2019-09-07 | 22 | 990025.5809 | 182825.153 | 317097.4736 | 0 | 499922.6266
5993 | 0.02392% | 0.01528% | [6 empty] | 2019-09-07 | 23 | 3.567 | 164361.3385 | kWh | GS |  | 2019-09-07 | 23 | 882326.527 | 164361.3385 | 293281.4695 | 0 | 457642.808
5994 | 0.02366% | 0.01495% | [6 empty] | 2019-09-07 | 24 | 3.2957 | 151860.6162 | kWh | GS |  | 2019-09-07 | 24 | 771051.7502 | 151860.6162 | 274006.2586 | 0 | 425866.8748
5995 | 0.02256% | 0.01415% | [6 empty] | 2019-09-08 | 1 | 3.0933 | 142530.8452 | kWh | GS |  | 2019-09-08 | 1 | 660785.7242 | 142530.8452 | 261452.599 | 0 | 403983.4442
5996 | 0.02065% | 0.01357% | [6 empty] | 2019-09-08 | 2 | 2.949 | 135885.4034 | kWh | GS |  | 2019-09-08 | 2 | 585530.8491 | 135885.4034 | 253960.6131 | 0 | 389846.0165
5997 | 0.01967% | 0.01326% | [6 empty] | 2019-09-08 | 3 | 2.7934 | 128714.4295 | kWh | GS |  | 2019-09-08 | 3 | 512260.5997 | 128714.4295 | 247750.7361 | 0 | 376465.1656
5998 | 0.01811% | 0.01227% | [6 empty] | 2019-09-08 | 4 | 2.6279 | 121089.5281 | kWh | GS |  | 2019-09-08 | 4 | 466490.8089 | 121089.5281 | 245237.3761 | 0 | 366326.9042
5999 | 0.01614% | 0.01123% | [6 empty] | 2019-09-08 | 5 | 2.4795 | 114252.2438 | kWh | GS |  | 2019-09-08 | 5 | 439066.0102 | 114252.2438 | 247955.7336 | 0 | 362207.9774
6000 | 0.0141% | 0.01045% | [6 empty] | 2019-09-08 | 6 | 2.4563 | 113180.1861 | kWh | GS |  | 2019-09-08 | 6 | 413886.2829 | 113180.1861 | 253558.8862 | 0 | 366739.0723
6001 | 0.01209% | 0.009917% | [6 empty] | 2019-09-08 | 7 | 2.4893 | 114699.8865 | kWh | GS |  | 2019-09-08 | 7 | 407030.1735 | 114699.8865 | 267623.9803 | 0 | 382323.8668
6002 | 0.01071% | 0.00957% | [6 empty] | 2019-09-08 | 8 | 2.4051 | 110819.9544 | kWh | GS |  | 2019-09-08 | 8 | 442109.1743 | 110819.9544 | 280674.4717 | 0 | 391494.4261
6003 | 0.00937% | 0.009241% | [6 empty] | 2019-09-08 | 9 | 2.7317 | 125872.2182 | kWh | GS |  | 2019-09-08 | 9 | 534326.2589 | 125872.2182 | 305129.4911 | 0 | 431001.7093
6004 | 0.008533% | 0.008993% | [6 empty] | 2019-09-08 | 10 | 3.3473 | 154237.0953 | kWh | GS |  | 2019-09-08 | 10 | 644569.0484 | 154237.0953 | 333667.1165 | 0 | 487904.2118
6005 | 0.008031% | 0.008891% | [6 empty] | 2019-09-08 | 11 | 3.9963 | 184140.2017 | kWh | GS |  | 2019-09-08 | 11 | 782141.0294 | 184140.2017 | 356528.154 | 0 | 540668.3557
6006 | 0.007571% | 0.009003% | [6 empty] | 2019-09-08 | 12 | 4.4966 | 207195.0022 | kWh | GS |  | 2019-09-08 | 12 | 916302.3567 | 207195.0022 | 371013.2973 | 0 | 578208.2995
6007 | 0.007445% | 0.009385% | [6 empty] | 2019-09-08 | 13 | 4.673 | 215320.8088 | kWh | GS |  | 2019-09-08 | 13 | 1080377.499 | 215320.8088 | 377221.2038 | 0 | 592542.0126
6008 | 0.008087% | 0.00961% | [6 empty] | 2019-09-08 | 14 | 4.6787 | 215586.5597 | kWh | GS |  | 2019-09-08 | 14 | 1207881.317 | 215586.5597 | 376264.5681 | 0 | 591851.1278
6009 | 0.009774% | 0.01058% | [6 empty] | 2019-09-08 | 15 | 4.794 | 220899.5322 | kWh | GS |  | 2019-09-08 | 15 | 1304258.844 | 220899.5322 | 378669.3153 | 0 | 599568.8475
6010 | 0.01179% | 0.01198% | [6 empty] | 2019-09-08 | 16 | 4.7882 | 220630.3084 | kWh | GS |  | 2019-09-08 | 16 | 1350031.957 | 220630.3084 | 381527.7256 | 0 | 602158.034
6011 | 0.01431% | 0.01327% | [6 empty] | 2019-09-08 | 17 | 4.7802 | 220261.98 | kWh | GS |  | 2019-09-08 | 17 | 1367048.396 | 220261.98 | 383577.9552 | 0 | 603839.9352
6012 | 0.01676% | 0.01419% | [6 empty] | 2019-09-08 | 18 | 4.7384 | 218336.6152 | kWh | GS |  | 2019-09-08 | 18 | 1379641.049 | 218336.6152 | 380989.8935 | 0 | 599326.5087
6013 | 0.01976% | 0.01455% | [6 empty] | 2019-09-08 | 19 | 4.516 | 208090.4439 | kWh | GS |  | 2019-09-08 | 19 | 1340201.587 | 208090.4439 | 366082.2702 | 0 | 574172.7141
6014 | 0.02209% | 0.01453% | [6 empty] | 2019-09-08 | 20 | 4.2758 | 197018.7406 | kWh | GS |  | 2019-09-08 | 20 | 1265329.416 | 197018.7406 | 346863.4912 | 0 | 543882.2318
6015 | 0.02386% | 0.01472% | [6 empty] | 2019-09-08 | 21 | 4.1818 | 192691.1151 | kWh | GS |  | 2019-09-08 | 21 | 1202968.464 | 192691.1151 | 335192.3946 | 0 | 527883.5097
6016 | 0.02469% | 0.01478% | [6 empty] | 2019-09-08 | 22 | 3.8239 | 176197.7656 | kWh | GS |  | 2019-09-08 | 22 | 1083890.581 | 176197.7656 | 316593.6577 | 0 | 492791.4233
6017 | 0.02501% | 0.01482% | [6 empty] | 2019-09-08 | 23 | 3.5856 | 165218.4312 | kWh | GS |  | 2019-09-08 | 23 | 956778.3362 | 165218.4312 | 297536.7397 | 0 | 462755.1709
6018 | 0.02524% | 0.01471% | [6 empty] | 2019-09-08 | 24 | 3.2672 | 150543.8358 | kWh | GS |  | 2019-09-08 | 24 | 823297.2964 | 150543.8358 | 284999.6884 | 0 | 435543.5242
6019 | 0.02451% | 0.01409% | [6 empty] | 2019-09-09 | 1 | 3.0646 | 141209.325 | kWh | GS |  | 2019-09-09 | 1 | 732495.8541 | 141209.325 | 278063.6509 | 0 | 419272.9759
6020 | 0.02314% | 0.01335% | [6 empty] | 2019-09-09 | 2 | 2.9384 | 135397.6667 | kWh | GS |  | 2019-09-09 | 2 | 641047.6502 | 135397.6667 | 270913.4768 | 0 | 406311.1435
6021 | 0.022% | 0.01296% | [6 empty] | 2019-09-09 | 3 | 2.8285 | 130333.5018 | kWh | GS |  | 2019-09-09 | 3 | 589098.7461 | 130333.5018 | 268069.0225 | 0 | 398402.5243
6022 | 0.01983% | 0.0121% | [6 empty] | 2019-09-09 | 4 | 2.7595 | 127152.1766 | kWh | GS |  | 2019-09-09 | 4 | 545605.4327 | 127152.1766 | 271127.6518 | 0 | 398279.8284
6023 | 0.0175% | 0.01136% | [6 empty] | 2019-09-09 | 5 | 2.7382 | 126169.6849 | kWh | GS |  | 2019-09-09 | 5 | 516858.8783 | 126169.6849 | 289473.2935 | 0 | 415642.9784
6024 | 0.01506% | 0.01069% | [6 empty] | 2019-09-09 | 6 | 2.8481 | 131236.4291 | kWh | GS |  | 2019-09-09 | 6 | 528696.1785 | 131236.4291 | 334155.1291 | 0 | 465391.5582
6025 | 0.0134% | 0.01029% | [6 empty] | 2019-09-09 | 7 | 3.1656 | 145863.186 | kWh | GS |  | 2019-09-09 | 7 | 560199.0879 | 145863.186 | 389696.3834 | 0 | 535559.5694
6026 | 0.01173% | 0.009974% | [6 empty] | 2019-09-09 | 8 | 3.4967 | 161121.2636 | kWh | GS |  | 2019-09-09 | 8 | 553190.6658 | 161121.2636 | 424053.1123 | 0 | 585174.3759
6027 | 0.01078% | 0.00978% | [6 empty] | 2019-09-09 | 9 | 4.0923 | 188565.5027 | kWh | GS |  | 2019-09-09 | 9 | 527514.617 | 188565.5027 | 469835.0155 | 0 | 658400.5182
6028 | 0.00998% | 0.009777% | [6 empty] | 2019-09-09 | 10 | 4.7513 | 218929.9364 | kWh | GS |  | 2019-09-09 | 10 | 593527.5399 | 218929.9364 | 503605.3213 | 0 | 722535.2577
6029 | 0.009454% | 0.0102% | [6 empty] | 2019-09-09 | 11 | 5.3234 | 245289.5798 | kWh | GS |  | 2019-09-09 | 11 | 714736.6343 | 245289.5798 | 523561.1112 | 0 | 768850.691
6030 | 0.009671% | 0.01142% | [6 empty] | 2019-09-09 | 12 | 5.7836 | 266496.2096 | kWh | GS |  | 2019-09-09 | 12 | 852037.3403 | 266496.2096 | 534870.7084 | 0 | 801366.918
6031 | 0.01025% | 0.01315% | [6 empty] | 2019-09-09 | 13 | 6.0487 | 278712.5321 | kWh | GS |  | 2019-09-09 | 13 | 982457.6524 | 278712.5321 | 538633.8629 | 0 | 817346.395
6032 | 0.01012% | 0.01436% | [6 empty] | 2019-09-09 | 14 | 6.2314 | 287129.4339 | kWh | GS |  | 2019-09-09 | 14 | 1088865.191 | 287129.4339 | 543853.6451 | 0 | 830983.079
6033 | 0.009649% | 0.01616% | [6 empty] | 2019-09-09 | 15 | 6.38 | 293975.3613 | kWh | GS |  | 2019-09-09 | 15 | 1163254.822 | 293975.3613 | 542342.2354 | 0 | 836317.5967
6034 | 0.01086% | 0.01774% | [6 empty] | 2019-09-09 | 16 | 6.2841 | 289559.5996 | kWh | GS |  | 2019-09-09 | 16 | 1223133.516 | 289559.5996 | 525885.3437 | 0 | 815444.9433
6035 | 0.01307% | 0.01887% | [6 empty] | 2019-09-09 | 17 | 5.9933 | 276161.2456 | kWh | GS |  | 2019-09-09 | 17 | 1279540.156 | 276161.2456 | 503437.6415 | 0 | 779598.8871
6036 | 0.01558% | 0.01967% | [6 empty] | 2019-09-09 | 18 | 5.4355 | 250455.1274 | kWh | GS |  | 2019-09-09 | 18 | 1298642.438 | 250455.1274 | 469126.5832 | 0 | 719581.7106
6037 | 0.01797% | 0.02006% | [6 empty] | 2019-09-09 | 19 | 4.953 | 228222.4209 | kWh | GS |  | 2019-09-09 | 19 | 1280688.588 | 228222.4209 | 430675.4447 | 0 | 658897.8656
6038 | 0.01992% | 0.0204% | [6 empty] | 2019-09-09 | 20 | 4.6241 | 213067.0237 | kWh | GS |  | 2019-09-09 | 20 | 1234364.407 | 213067.0237 | 407723.6484 | 0 | 620790.6721
6039 | 0.02128% | 0.02053% | [6 empty] | 2019-09-09 | 21 | 4.3771 | 201686.2756 | kWh | GS |  | 2019-09-09 | 21 | 1183489.232 | 201686.2756 | 393517.1919 | 0 | 595203.4675
6040 | 0.02237% | 0.02002% | [6 empty] | 2019-09-09 | 22 | 3.9681 | 182843.1999 | kWh | GS |  | 2019-09-09 | 22 | 1088389.196 | 182843.1999 | 364102.3928 | 0 | 546945.5927
6041 | 0.0234% | 0.01914% | [6 empty] | 2019-09-09 | 23 | 3.64 | 167724.57 | kWh | GS |  | 2019-09-09 | 23 | 979869.3514 | 167724.57 | 331120.9537 | 0 | 498845.5237
6042 | 0.02375% | 0.01766% | [6 empty] | 2019-09-09 | 24 | 3.3421 | 153995.9371 | kWh | GS |  | 2019-09-09 | 24 | 846638.8579 | 153995.9371 | 310093.4203 | 0 | 464089.3574
6043 | 0.02343% | 0.01617% | [6 empty] | 2019-09-10 | 1 | 3.119 | 143718.3378 | kWh | GS |  | 2019-09-10 | 1 | 729656.9366 | 143718.3378 | 307155.3752 | 0 | 450873.713
6044 | 0.02258% | 0.01524% | [6 empty] | 2019-09-10 | 2 | 2.9629 | 136522.8925 | kWh | GS |  | 2019-09-10 | 2 | 640881.6263 | 136522.8925 | 299639.2076 | 0 | 436162.1001
6045 | 0.02165% | 0.01461% | [6 empty] | 2019-09-10 | 3 | 2.8798 | 132694.2888 | kWh | GS |  | 2019-09-10 | 3 | 575702.4721 | 132694.2888 | 291340.7655 | 0 | 424035.0543
6046 | 0.01991% | 0.01343% | [6 empty] | 2019-09-10 | 4 | 2.8109 | 129521.4064 | kWh | GS |  | 2019-09-10 | 4 | 536898.2223 | 129521.4064 | 290173.0951 | 0 | 419694.5015
6047 | 0.01792% | 0.01225% | [6 empty] | 2019-09-10 | 5 | 2.7887 | 128497.7649 | kWh | GS |  | 2019-09-10 | 5 | 507548.5886 | 128497.7649 | 302009.4562 | 0 | 430507.2211
6048 | 0.01549% | 0.01139% | [6 empty] | 2019-09-10 | 6 | 2.8847 | 132922.2898 | kWh | GS |  | 2019-09-10 | 6 | 510380.9976 | 132922.2898 | 347182.1607 | 0 | 480104.4505
6049 | 0.01335% | 0.01107% | [6 empty] | 2019-09-10 | 7 | 3.261 | 150262.5032 | kWh | GS |  | 2019-09-10 | 7 | 547117.2845 | 150262.5032 | 400930.4139 | 0 | 551192.9171
6050 | 0.01172% | 0.01071% | [6 empty] | 2019-09-10 | 8 | 3.6066 | 166183.6184 | kWh | GS |  | 2019-09-10 | 8 | 540415.3989 | 166183.6184 | 435007.6599 | 0 | 601191.2783
6051 | 0.01053% | 0.01041% | [6 empty] | 2019-09-10 | 9 | 4.1749 | 192369.0064 | kWh | GS |  | 2019-09-10 | 9 | 539600.8352 | 192369.0064 | 482933.9409 | 0 | 675302.9473
6052 | 0.009821% | 0.0103% | [6 empty] | 2019-09-10 | 10 | 4.9059 | 226055.3679 | kWh | GS |  | 2019-09-10 | 10 | 583883.5168 | 226055.3679 | 515323.7614 | 0 | 741379.1293
6053 | 0.009284% | 0.01057% | [6 empty] | 2019-09-10 | 11 | 5.4998 | 253419.9024 | kWh | GS |  | 2019-09-10 | 11 | 682207.3291 | 253419.9024 | 540498.8128 | 0 | 793918.7152
6054 | 0.009336% | 0.01179% | [6 empty] | 2019-09-10 | 12 | 5.8571 | 269883.593 | kWh | GS |  | 2019-09-10 | 12 | 794525.811 | 269883.593 | 552760.4496 | 0 | 822644.0426
6055 | 0.01001% | 0.01353% | [6 empty] | 2019-09-10 | 13 | 6.0607 | 279266.058 | kWh | GS |  | 2019-09-10 | 13 | 905142.2204 | 279266.058 | 558138.9365 | 0 | 837404.9945
6056 | 0.009885% | 0.01476% | [6 empty] | 2019-09-10 | 14 | 6.2237 | 286777.1073 | kWh | GS |  | 2019-09-10 | 14 | 995710.0513 | 286777.1073 | 567138.6251 | 0 | 853915.7324
6057 | 0.00987% | 0.01658% | [6 empty] | 2019-09-10 | 15 | 6.3395 | 292113.1068 | kWh | GS |  | 2019-09-10 | 15 | 1074110.451 | 292113.1068 | 561747.0462 | 0 | 853860.153
6058 | 0.01068% | 0.0182% | [6 empty] | 2019-09-10 | 16 | 6.2569 | 288306.1667 | kWh | GS |  | 2019-09-10 | 16 | 1140450.484 | 288306.1667 | 543897.1727 | 0 | 832203.3394
6059 | 0.01248% | 0.01949% | [6 empty] | 2019-09-10 | 17 | 5.9038 | 272033.832 | kWh | GS |  | 2019-09-10 | 17 | 1173011.063 | 272033.832 | 514990.888 | 0 | 787024.72
6060 | 0.01453% | 0.02019% | [6 empty] | 2019-09-10 | 18 | 5.3731 | 247581.0835 | kWh | GS |  | 2019-09-10 | 18 | 1216534.245 | 247581.0835 | 487266.3934 | 0 | 734847.4769
6061 | 0.01656% | 0.02056% | [6 empty] | 2019-09-10 | 19 | 4.7892 | 220675.2202 | kWh | GS |  | 2019-09-10 | 19 | 1191050.248 | 220675.2202 | 446887.9937 | 0 | 667563.2139
6062 | 0.01821% | 0.02096% | [6 empty] | 2019-09-10 | 20 | 4.5612 | 210169.4875 | kWh | GS |  | 2019-09-10 | 20 | 1135672.997 | 210169.4875 | 418921.197 | 0 | 629090.6845
6063 | 0.01965% | 0.02096% | [6 empty] | 2019-09-10 | 21 | 4.3513 | 200498.3171 | kWh | GS |  | 2019-09-10 | 21 | 1094272.239 | 200498.3171 | 399714.7424 | 0 | 600213.0595
6064 | 0.02086% | 0.02043% | [6 empty] | 2019-09-10 | 22 | 3.8497 | 177388.275 | kWh | GS |  | 2019-09-10 | 22 | 1002083.354 | 177388.275 | 368016.0036 | 0 | 545404.2786
6065 | 0.02146% | 0.01932% | [6 empty] | 2019-09-10 | 23 | 3.4915 | 160883.5945 | kWh | GS |  | 2019-09-10 | 23 | 884589.0308 | 160883.5945 | 332068.8209 | 0 | 492952.4154
6066 | 0.02225% | 0.01804% | [6 empty] | 2019-09-10 | 24 | 3.2158 | 148178.6045 | kWh | GS |  | 2019-09-10 | 24 | 762744.9447 | 148178.6045 | 312901.2093 | 0 | 461079.8138
6067 | 0.02179% | 0.01639% | [6 empty] | 2019-09-11 | 1 | 3.0308 | 139651.6015 | kWh | GS |  | 2019-09-11 | 1 | 668471.7293 | 139651.6015 | 287186.4397 | 0 | 426838.0412
6068 | 0.02077% | 0.01544% | [6 empty] | 2019-09-11 | 2 | 2.949 | 135883.258 | kWh | GS |  | 2019-09-11 | 2 | 588171.2007 | 135883.258 | 275883.9458 | 0 | 411767.2038
6069 | 0.02002% | 0.01473% | [6 empty] | 2019-09-11 | 3 | 2.8136 | 129645.2019 | kWh | GS |  | 2019-09-11 | 3 | 545863.3128 | 129645.2019 | 269657.529 | 0 | 399302.7309
6070 | 0.01833% | 0.01339% | [6 empty] | 2019-09-11 | 4 | 2.7443 | 126453.8498 | kWh | GS |  | 2019-09-11 | 4 | 503273.3519 | 126453.8498 | 268114.1093 | 0 | 394567.9591
6071 | 0.01618% | 0.0121% | [6 empty] | 2019-09-11 | 5 | 2.7554 | 126961.805 | kWh | GS |  | 2019-09-11 | 5 | 476466.4694 | 126961.805 | 281205.5889 | 0 | 408167.3939
6072 | 0.01395% | 0.01132% | [6 empty] | 2019-09-11 | 6 | 2.808 | 129386.0147 | kWh | GS |  | 2019-09-11 | 6 | 485868.0648 | 129386.0147 | 324031.6179 | 0 | 453417.6326
6073 | 0.01223% | 0.01048% | [6 empty] | 2019-09-11 | 7 | 3.1876 | 146879.5552 | kWh | GS |  | 2019-09-11 | 7 | 529216.7416 | 146879.5552 | 377081.475 | 0 | 523961.0302
6074 | 0.01076% | 0.01011% | [6 empty] | 2019-09-11 | 8 | 3.4464 | 158803.99 | kWh | GS |  | 2019-09-11 | 8 | 530935.4048 | 158803.99 | 416078.0051 | 0 | 574881.9951
6075 | 0.009985% | 0.009802% | [6 empty] | 2019-09-11 | 9 | 4.0841 | 188189.1847 | kWh | GS |  | 2019-09-11 | 9 | 522689.2724 | 188189.1847 | 458407.7383 | 0 | 646596.923
6076 | 0.009206% | 0.009686% | [6 empty] | 2019-09-11 | 10 | 4.7194 | 217458.616 | kWh | GS |  | 2019-09-11 | 10 | 563454.3681 | 217458.616 | 484324.4787 | 0 | 701783.0947
6077 | 0.008715% | 0.01002% | [6 empty] | 2019-09-11 | 11 | 5.3254 | 245386.0719 | kWh | GS |  | 2019-09-11 | 11 | 656974.9954 | 245386.0719 | 509029.6418 | 0 | 754415.7137
6078 | 0.008887% | 0.01113% | [6 empty] | 2019-09-11 | 12 | 5.5854 | 257362.1479 | kWh | GS |  | 2019-09-11 | 12 | 749023.7913 | 257362.1479 | 521395.141 | 0 | 778757.2889
6079 | 0.00968% | 0.01286% | [6 empty] | 2019-09-11 | 13 | 5.7923 | 266898.3722 | kWh | GS |  | 2019-09-11 | 13 | 850359.6295 | 266898.3722 | 520592.578 | 0 | 787490.9502
6080 | 0.009712% | 0.01411% | [6 empty] | 2019-09-11 | 14 | 5.9016 | 271933.8931 | kWh | GS |  | 2019-09-11 | 14 | 934976.5222 | 271933.8931 | 523415.8024 | 0 | 795349.6955
6081 | 0.009561% | 0.01587% | [6 empty] | 2019-09-11 | 15 | 5.9484 | 274089.8625 | kWh | GS |  | 2019-09-11 | 15 | 999105.1362 | 274089.8625 | 516548.4809 | 0 | 790638.3434
6082 | 0.01031% | 0.01723% | [6 empty] | 2019-09-11 | 16 | 5.8847 | 271156.6064 | kWh | GS |  | 2019-09-11 | 16 | 1050663.865 | 271156.6064 | 500909.3275 | 0 | 772065.9339
6083 | 0.01202% | 0.01852% | [6 empty] | 2019-09-11 | 17 | 5.5498 | 255723.5615 | kWh | GS |  | 2019-09-11 | 17 | 1095998.617 | 255723.5615 | 471453.8221 | 0 | 727177.3836
6084 | 0.0137% | 0.01912% | [6 empty] | 2019-09-11 | 18 | 5.0198 | 231302.0471 | kWh | GS |  | 2019-09-11 | 18 | 1099462.53 | 231302.0471 | 441292.0208 | 0 | 672594.0679
6085 | 0.01555% | 0.01933% | [6 empty] | 2019-09-11 | 19 | 4.5608 | 210153.7644 | kWh | GS |  | 2019-09-11 | 19 | 1079371.023 | 210153.7644 | 407171.3559 | 0 | 617325.1203
6086 | 0.0171% | 0.01952% | [6 empty] | 2019-09-11 | 20 | 4.3955 | 202538.1142 | kWh | GS |  | 2019-09-11 | 20 | 1026447.89 | 202538.1142 | 387672.7096 | 0 | 590210.8238
6087 | 0.01828% | 0.01941% | [6 empty] | 2019-09-11 | 21 | 4.1513 | 191284.0934 | kWh | GS |  | 2019-09-11 | 21 | 1004608.981 | 191284.0934 | 377995.1007 | 0 | 569279.1941
6088 | 0.01922% | 0.01895% | [6 empty] | 2019-09-11 | 22 | 3.6106 | 166368.4347 | kWh | GS |  | 2019-09-11 | 22 | 936908.4786 | 166368.4347 | 342701.0215 | 0 | 509069.4562
6089 | 0.02005% | 0.01785% | [6 empty] | 2019-09-11 | 23 | 3.288 | 151505.8351 | kWh | GS |  | 2019-09-11 | 23 | 836292.8521 | 151505.8351 | 312804.5551 | 0 | 464310.3902
6090 | 0.02011% | 0.01651% | [6 empty] | 2019-09-11 | 24 | 2.984 | 137495.3624 | kWh | GS |  | 2019-09-11 | 24 | 718234.2703 | 137495.3624 | 290896.8738 | 0 | 428392.2362
6091 | 0.01974% | 0.01515% | [6 empty] | 2019-09-12 | 1 | 2.8452 | 131101.361 | kWh | GS |  | 2019-09-12 | 1 | 616228.4631 | 131101.361 | 274727.2434 | 0 | 405828.6044
6092 | 0.01878% | 0.01449% | [6 empty] | 2019-09-12 | 2 | 2.7095 | 124850.5501 | kWh | GS |  | 2019-09-12 | 2 | 550587.2769 | 124850.5501 | 268983.9156 | 0 | 393834.4657
6093 | 0.01838% | 0.01397% | [6 empty] | 2019-09-12 | 3 | 2.5998 | 119791.5044 | kWh | GS |  | 2019-09-12 | 3 | 499305.5855 | 119791.5044 | 262221.4737 | 0 | 382012.9781
6094 | 0.01714% | 0.0125% | [6 empty] | 2019-09-12 | 4 | 2.5511 | 117551.8245 | kWh | GS |  | 2019-09-12 | 4 | 467724.1905 | 117551.8245 | 263949.5691 | 0 | 381501.3936
6095 | 0.0153% | 0.0114% | [6 empty] | 2019-09-12 | 5 | 2.5376 | 116928.8556 | kWh | GS |  | 2019-09-12 | 5 | 447897.0339 | 116928.8556 | 278341.9987 | 0 | 395270.8543
6096 | 0.01314% | 0.01052% | [6 empty] | 2019-09-12 | 6 | 2.6796 | 123471.8174 | kWh | GS |  | 2019-09-12 | 6 | 468698.7546 | 123471.8174 | 321794.335 | 0 | 445266.1524
6097 | 0.01127% | 0.009962% | [6 empty] | 2019-09-12 | 7 | 3.0475 | 140423.0719 | kWh | GS |  | 2019-09-12 | 7 | 527964.3745 | 140423.0719 | 379393.203 | 0 | 519816.2749
6098 | 0.01007% | 0.009668% | [6 empty] | 2019-09-12 | 8 | 3.4124 | 157235.4027 | kWh | GS |  | 2019-09-12 | 8 | 508893.9167 | 157235.4027 | 420585.6825 | 0 | 577821.0852
6099 | 0.009133% | 0.009378% | [6 empty] | 2019-09-12 | 9 | 4.021 | 185281.0292 | kWh | GS |  | 2019-09-12 | 9 | 499811.7849 | 185281.0292 | 462723.0014 | 0 | 648004.0306
6100 | 0.008555% | 0.009365% | [6 empty] | 2019-09-12 | 10 | 4.6515 | 214333.8294 | kWh | GS |  | 2019-09-12 | 10 | 557955.4963 | 214333.8294 | 493627.9129 | 0 | 707961.7423
6101 | 0.008193% | 0.009703% | [6 empty] | 2019-09-12 | 11 | 5.1212 | 235974.3059 | kWh | GS |  | 2019-09-12 | 11 | 635717.6236 | 235974.3059 | 505178.3448 | 0 | 741152.6507
6102 | 0.008573% | 0.01093% | [6 empty] | 2019-09-12 | 12 | 5.4528 | 251254.5892 | kWh | GS |  | 2019-09-12 | 12 | 709780.4156 | 251254.5892 | 513919.3771 | 0 | 765173.9663
6103 | 0.009657% | 0.01276% | [6 empty] | 2019-09-12 | 13 | 5.7142 | 263300.4525 | kWh | GS |  | 2019-09-12 | 13 | 810657.8121 | 263300.4525 | 516338.6828 | 0 | 779639.1353
6104 | 0.009308% | 0.01418% | [6 empty] | 2019-09-12 | 14 | 5.8803 | 270951.604 | kWh | GS |  | 2019-09-12 | 14 | 908404.9189 | 270951.604 | 523292.0462 | 0 | 794243.6502
6105 | 0.009142% | 0.01591% | [6 empty] | 2019-09-12 | 15 | 6.048 | 278678.5217 | kWh | GS |  | 2019-09-12 | 15 | 974219.1453 | 278678.5217 | 523221.829 | 0 | 801900.3507
6106 | 0.01021% | 0.01738% | [6 empty] | 2019-09-12 | 16 | 5.9173 | 272655.324 | kWh | GS |  | 2019-09-12 | 16 | 1041713.185 | 272655.324 | 499999.9887 | 0 | 772655.3127
6107 | 0.01163% | 0.01819% | [6 empty] | 2019-09-12 | 17 | 5.5677 | 256550.5223 | kWh | GS |  | 2019-09-12 | 17 | 1080340.478 | 256550.5223 | 470551.4642 | 0 | 727101.9865
6108 | 0.01298% | 0.01878% | [6 empty] | 2019-09-12 | 18 | 4.8963 | 225612.4949 | kWh | GS |  | 2019-09-12 | 18 | 1098372.173 | 225612.4949 | 440203.3844 | 0 | 665815.8793
6109 | 0.01483% | 0.01914% | [6 empty] | 2019-09-12 | 19 | 4.4368 | 204439.7134 | kWh | GS |  | 2019-09-12 | 19 | 1056483.526 | 204439.7134 | 404047.7339 | 0 | 608487.4473
6110 | 0.01662% | 0.0195% | [6 empty] | 2019-09-12 | 20 | 4.2908 | 197713.3283 | kWh | GS |  | 2019-09-12 | 20 | 1020946.805 | 197713.3283 | 391236.1818 | 0 | 588949.5101
6111 | 0.01782% | 0.01969% | [6 empty] | 2019-09-12 | 21 | 4.069 | 187491.1822 | kWh | GS |  | 2019-09-12 | 21 | 1001635.369 | 187491.1822 | 376240.6198 | 0 | 563731.802
6112 | 0.01905% | 0.01897% | [6 empty] | 2019-09-12 | 22 | 3.6254 | 167049.2594 | kWh | GS |  | 2019-09-12 | 22 | 922019.0707 | 167049.2594 | 345620.2202 | 0 | 512669.4796
6113 | 0.01976% | 0.01785% | [6 empty] | 2019-09-12 | 23 | 3.3272 | 153312.8753 | kWh | GS |  | 2019-09-12 | 23 | 827246.9292 | 153312.8753 | 311100.0011 | 0 | 464412.8764
6114 | 0.02009% | 0.01634% | [6 empty] | 2019-09-12 | 24 | 3.0698 | 141451.1265 | kWh | GS |  | 2019-09-12 | 24 | 719970.1208 | 141451.1265 | 290644.0878 | 0 | 432095.2143
6115 | 0.01932% | 0.01494% | [6 empty] | 2019-09-13 | 1 | 2.8465 | 131163.0783 | kWh | GS |  | 2019-09-13 | 1 | 612879.1028 | 131163.0783 | 275640.9587 | 0 | 406804.037
6116 | 0.01867% | 0.01446% | [6 empty] | 2019-09-13 | 2 | 2.7172 | 125202.8644 | kWh | GS |  | 2019-09-13 | 2 | 538985.7266 | 125202.8644 | 264554.2621 | 0 | 389757.1265
6117 | 0.01832% | 0.01384% | [6 empty] | 2019-09-13 | 3 | 2.6542 | 122300.435 | kWh | GS |  | 2019-09-13 | 3 | 491698.7895 | 122300.435 | 263039.1801 | 0 | 385339.6151
6118 | 0.01687% | 0.01259% | [6 empty] | 2019-09-13 | 4 | 2.6207 | 120757.1887 | kWh | GS |  | 2019-09-13 | 4 | 467395.3134 | 120757.1887 | 267471.236 | 0 | 388228.4247
6119 | 0.01513% | 0.0114% | [6 empty] | 2019-09-13 | 5 | 2.6173 | 120599.6089 | kWh | GS |  | 2019-09-13 | 5 | 445673.2901 | 120599.6089 | 272806.7248 | 0 | 393406.3337
6120 | 0.01317% | 0.01061% | [6 empty] | 2019-09-13 | 6 | 2.7184 | 125257.9235 | kWh | GS |  | 2019-09-13 | 6 | 465103.9035 | 125257.9235 | 313983.4976 | 0 | 439241.4211
6121 | 0.01121% | 0.009986% | [6 empty] | 2019-09-13 | 7 | 3.089 | 142334.0695 | kWh | GS |  | 2019-09-13 | 7 | 511686.7342 | 142334.0695 | 370826.0709 | 0 | 513160.1404
6122 | 0.009859% | 0.009568% | [6 empty] | 2019-09-13 | 8 | 3.4028 | 156794.6662 | kWh | GS |  | 2019-09-13 | 8 | 516693.7477 | 156794.6662 | 410674.8169 | 0 | 567469.4831
6123 | 0.008994% | 0.009459% | [6 empty] | 2019-09-13 | 9 | 4.0111 | 184823.3702 | kWh | GS |  | 2019-09-13 | 9 | 524044.6676 | 184823.3702 | 450266.0532 | 0 | 635089.4234
6124 | 0.008549% | 0.00953% | [6 empty] | 2019-09-13 | 10 | 4.6298 | 213333.9491 | kWh | GS |  | 2019-09-13 | 10 | 548272.6403 | 213333.9491 | 478141.9953 | 0 | 691475.9444
6125 | 0.008152% | 0.009657% | [6 empty] | 2019-09-13 | 11 | 5.0391 | 232190.3245 | kWh | GS |  | 2019-09-13 | 11 | 619107.3525 | 232190.3245 | 493296.6317 | 0 | 725486.9562
6126 | 0.008507% | 0.01078% | [6 empty] | 2019-09-13 | 12 | 5.375 | 247667.5301 | kWh | GS |  | 2019-09-13 | 12 | 735763.2202 | 247667.5301 | 504212.4098 | 0 | 751879.9399
6127 | 0.009359% | 0.0126% | [6 empty] | 2019-09-13 | 13 | 5.5286 | 254748.0677 | kWh | GS |  | 2019-09-13 | 13 | 820023.6989 | 254748.0677 | 499434.6746 | 0 | 754182.7423
6128 | 0.009451% | 0.01393% | [6 empty] | 2019-09-13 | 14 | 5.561 | 256239.4561 | kWh | GS |  | 2019-09-13 | 14 | 878900.4295 | 256239.4561 | 500136.8502 | 0 | 756376.3063
6129 | 0.009586% | 0.01559% | [6 empty] | 2019-09-13 | 15 | 5.4758 | 252311.7737 | kWh | GS |  | 2019-09-13 | 15 | 911195.758 | 252311.7737 | 493053.4466 | 0 | 745365.2203
6130 | 0.01003% | 0.01697% | [6 empty] | 2019-09-13 | 16 | 5.4958 | 253234.7778 | kWh | GS |  | 2019-09-13 | 16 | 971508.0397 | 253234.7778 | 475883.2034 | 0 | 729117.9812
6131 | 0.01132% | 0.01781% | [6 empty] | 2019-09-13 | 17 | 5.2599 | 242365.9152 | kWh | GS |  | 2019-09-13 | 17 | 1005051.188 | 242365.9152 | 448659.7346 | 0 | 691025.6498
6132 | 0.01346% | 0.01846% | [6 empty] | 2019-09-13 | 18 | 4.6929 | 216237.3766 | kWh | GS |  | 2019-09-13 | 18 | 1039918.851 | 216237.3766 | 417853.8285 | 0 | 634091.2051
6133 | 0.015% | 0.01851% | [6 empty] | 2019-09-13 | 19 | 4.1697 | 192130.2704 | kWh | GS |  | 2019-09-13 | 19 | 1022441.114 | 192130.2704 | 386888.7015 | 0 | 579018.9719
6134 | 0.01608% | 0.01857% | [6 empty] | 2019-09-13 | 20 | 3.991 | 183896.7072 | kWh | GS |  | 2019-09-13 | 20 | 953604.2703 | 183896.7072 | 368985.5452 | 0 | 552882.2524
6135 | 0.01667% | 0.0183% | [6 empty] | 2019-09-13 | 21 | 3.8756 | 178579.3691 | kWh | GS |  | 2019-09-13 | 21 | 922756.6896 | 178579.3691 | 361706.718 | 0 | 540286.0871
6136 | 0.01777% | 0.0179% | [6 empty] | 2019-09-13 | 22 | 3.6554 | 168433.1677 | kWh | GS |  | 2019-09-13 | 22 | 863361.195 | 168433.1677 | 338227.8196 | 0 | 506660.9873
6137 | 0.01838% | 0.01696% | [6 empty] | 2019-09-13 | 23 | 3.4187 | 157525.5856 | kWh | GS |  | 2019-09-13 | 23 | 785427.4206 | 157525.5856 | 304247.0691 | 0 | 461772.6547
6138 | 0.01902% | 0.01557% | [6 empty] | 2019-09-13 | 24 | 3.2397 | 149277.0294 | kWh | GS |  | 2019-09-13 | 24 | 735217.0442 | 149277.0294 | 288321.1037 | 0 | 437598.1331
6139 | 0.0187% | 0.01421% | [6 empty] | 2019-09-14 | 1 | 3.1002 | 142850.3874 | kWh | GS |  | 2019-09-14 | 1 | 654375.2672 | 142850.3874 | 273057.6952 | 0 | 415908.0826
6140 | 0.01744% | 0.01357% | [6 empty] | 2019-09-14 | 2 | 2.8259 | 130213.4068 | kWh | GS |  | 2019-09-14 | 2 | 596261.9738 | 130213.4068 | 266334.4344 | 0 | 396547.8412
6141 | 0.01688% | 0.01326% | [6 empty] | 2019-09-14 | 3 | 2.7058 | 124677.454 | kWh | GS |  | 2019-09-14 | 3 | 545614.3339 | 124677.454 | 258520.979 | 0 | 383198.433
6142 | 0.01579% | 0.01244% | [6 empty] | 2019-09-14 | 4 | 2.6042 | 119996.9236 | kWh | GS |  | 2019-09-14 | 4 | 508891.2244 | 119996.9236 | 257015.216 | 0 | 377012.1396
6143 | 0.01437% | 0.01134% | [6 empty] | 2019-09-14 | 5 | 2.5981 | 119715.8024 | kWh | GS |  | 2019-09-14 | 5 | 483981.3713 | 119715.8024 | 261704.2781 | 0 | 381420.0805
6144 | 0.01345% | 0.01074% | [6 empty] | 2019-09-14 | 6 | 2.627 | 121045.0398 | kWh | GS |  | 2019-09-14 | 6 | 469415.7019 | 121045.0398 | 274710.5853 | 0 | 395755.6251
6145 | 0.01197% | 0.01021% | [6 empty] | 2019-09-14 | 7 | 2.7856 | 128355.5092 | kWh | GS |  | 2019-09-14 | 7 | 472632.9711 | 128355.5092 | 302533.0767 | 0 | 430888.5859
6146 | 0.01091% | 0.009734% | [6 empty] | 2019-09-14 | 8 | 2.7444 | 126458.3421 | kWh | GS |  | 2019-09-14 | 8 | 504424.908 | 126458.3421 | 317722.7235 | 0 | 444181.0656
6147 | 0.00998% | 0.009407% | [6 empty] | 2019-09-14 | 9 | 2.9249 | 134774.4095 | kWh | GS |  | 2019-09-14 | 9 | 574949.6666 | 134774.4095 | 337282.3804 | 0 | 472056.7899
6148 | 0.009308% | 0.009255% | [6 empty] | 2019-09-14 | 10 | 3.5058 | 161538.1383 | kWh | GS |  | 2019-09-14 | 10 | 668532.544 | 161538.1383 | 356659.9557 | 0 | 518198.094
6149 | 0.008853% | 0.009363% | [6 empty] | 2019-09-14 | 11 | 3.9705 | 182953.9341 | kWh | GS |  | 2019-09-14 | 11 | 774872.7708 | 182953.9341 | 365428.431 | 0 | 548382.3651
6150 | 0.008586% | 0.009715% | [6 empty] | 2019-09-14 | 12 | 4.2167 | 194294.9794 | kWh | GS |  | 2019-09-14 | 12 | 857087.2996 | 194294.9794 | 372762.3029 | 0 | 567057.2823
6151 | 0.008645% | 0.01058% | [6 empty] | 2019-09-14 | 13 | 4.2943 | 197873.5403 | kWh | GS |  | 2019-09-14 | 13 | 918433.5562 | 197873.5403 | 369377.5223 | 0 | 567251.0626
6152 | 0.009227% | 0.0109% | [6 empty] | 2019-09-14 | 14 | 4.4113 | 203262.2863 | kWh | GS |  | 2019-09-14 | 14 | 1001381.791 | 203262.2863 | 364780.5334 | 0 | 568042.8197
6153 | 0.01052% | 0.01159% | [6 empty] | 2019-09-14 | 15 | 4.5368 | 209047.3131 | kWh | GS |  | 2019-09-14 | 15 | 1074236.511 | 209047.3131 | 365404.8697 | 0 | 574452.1828
6154 | 0.01223% | 0.01272% | [6 empty] | 2019-09-14 | 16 | 4.5717 | 210656.2866 | kWh | GS |  | 2019-09-14 | 16 | 1109864.797 | 210656.2866 | 363389.7588 | 0 | 574046.0454
6155 | 0.01417% | 0.01346% | [6 empty] | 2019-09-14 | 17 | 4.3635 | 201062.1199 | kWh | GS |  | 2019-09-14 | 17 | 1124130.994 | 201062.1199 | 360067.6454 | 0 | 561129.7653
6156 | 0.01568% | 0.01392% | [6 empty] | 2019-09-14 | 18 | 4.2113 | 194046.5657 | kWh | GS |  | 2019-09-14 | 18 | 1107955.88 | 194046.5657 | 352494.9931 | 0 | 546541.5588
6157 | 0.0168% | 0.01392% | [6 empty] | 2019-09-14 | 19 | 4.0735 | 187699.1203 | kWh | GS |  | 2019-09-14 | 19 | 1056085.497 | 187699.1203 | 339749.4729 | 0 | 527448.5932
6158 | 0.01832% | 0.01394% | [6 empty] | 2019-09-14 | 20 | 3.8954 | 179494.2325 | kWh | GS |  | 2019-09-14 | 20 | 974594.676 | 179494.2325 | 330147.727 | 0 | 509641.9595
6159 | 0.01965% | 0.0141% | [6 empty] | 2019-09-14 | 21 | 3.8507 | 177430.7216 | kWh | GS |  | 2019-09-14 | 21 | 952200.6115 | 177430.7216 | 325558.6235 | 0 | 502989.3451
6160 | 0.0203% | 0.01409% | [6 empty] | 2019-09-14 | 22 | 3.7532 | 172937.9088 | kWh | GS |  | 2019-09-14 | 22 | 893991.9271 | 172937.9088 | 312773.476 | 0 | 485711.3848
6161 | 0.02056% | 0.01377% | [6 empty] | 2019-09-14 | 23 | 3.4866 | 160656.533 | kWh | GS |  | 2019-09-14 | 23 | 827537.3096 | 160656.533 | 292361.9278 | 0 | 453018.4608
6162 | 0.02027% | 0.01342% | [6 empty] | 2019-09-14 | 24 | 3.2794 | 151110.0238 | kWh | GS |  | 2019-09-14 | 24 | 772471.8226 | 151110.0238 | 277130.2923 | 0 | 428240.3161
6163 | 0.01932% | 0.01295% | [6 empty] | 2019-09-15 | 1 | 3.1521 | 145244.5173 | kWh | GS |  | 2019-09-15 | 1 | 682158.6538 | 145244.5173 | 264743.0158 | 0 | 409987.5331
6164 | 0.01783% | 0.01251% | [6 empty] | 2019-09-15 | 2 | 3.0402 | 140084.4497 | kWh | GS |  | 2019-09-15 | 2 | 625097.1981 | 140084.4497 | 258762.253 | 0 | 398846.7027
6165 | 0.01742% | 0.01235% | [6 empty] | 2019-09-15 | 3 | 2.9101 | 134090.0998 | kWh | GS |  | 2019-09-15 | 3 | 578919.5552 | 134090.0998 | 253695.9532 | 0 | 387786.053
6166 | 0.01635% | 0.01192% | [6 empty] | 2019-09-15 | 4 | 2.8597 | 131769.5979 | kWh | GS |  | 2019-09-15 | 4 | 546274.9671 | 131769.5979 | 253949.3313 | 0 | 385718.9292
6167 | 0.01514% | 0.01112% | [6 empty] | 2019-09-15 | 5 | 2.7817 | 128176.0564 | kWh | GS |  | 2019-09-15 | 5 | 539988.9439 | 128176.0564 | 256234.2331 | 0 | 384410.2895
6168 | 0.01413% | 0.01051% | [6 empty] | 2019-09-15 | 6 | 2.7669 | 127491.9922 | kWh | GS |  | 2019-09-15 | 6 | 524284.4257 | 127491.9922 | 268060.3296 | 0 | 395552.3218
6169 | 0.01248% | 0.01006% | [6 empty] | 2019-09-15 | 7 | 2.8047 | 129235.3132 | kWh | GS |  | 2019-09-15 | 7 | 523407.7385 | 129235.3132 | 285006.0034 | 0 | 414241.3166
6170 | 0.01143% | 0.009791% | [6 empty] | 2019-09-15 | 8 | 2.7948 | 128776.9328 | kWh | GS |  | 2019-09-15 | 8 | 546535.884 | 128776.9328 | 297236.3257 | 0 | 426013.2585
6171 | 0.01059% | 0.009519% | [6 empty] | 2019-09-15 | 9 | 2.9629 | 136524.2791 | kWh | GS |  | 2019-09-15 | 9 | 622560.9421 | 136524.2791 | 308966.1186 | 0 | 445490.3977
6172 | 0.009992% | 0.009469% | [6 empty] | 2019-09-15 | 10 | 3.3779 | 155644.7446 | kWh | GS |  | 2019-09-15 | 10 | 691768.6854 | 155644.7446 | 326194.9058 | 0 | 481839.6504
6173 | 0.009877% | 0.009437% | [6 empty] | 2019-09-15 | 11 | 3.8831 | 178925.5466 | kWh | GS |  | 2019-09-15 | 11 | 781584.3814 | 178925.5466 | 343982.285 | 0 | 522907.8316
6174 | 0.00959% | 0.00971% | [6 empty] | 2019-09-15 | 12 | 4.2169 | 194306.5371 | kWh | GS |  | 2019-09-15 | 12 | 888654.5705 | 194306.5371 | 352918.7032 | 0 | 547225.2403
6175 | 0.009574% | 0.01017% | [6 empty] | 2019-09-15 | 13 | 4.2382 | 195289.4384 | kWh | GS |  | 2019-09-15 | 13 | 974705.4712 | 195289.4384 | 352602.7137 | 0 | 547892.1521
6176 | 0.009997% | 0.01046% | [6 empty] | 2019-09-15 | 14 | 3.9709 | 182973.257 | kWh | GS |  | 2019-09-15 | 14 | 986246.9879 | 182973.257 | 337958.924 | 0 | 520932.181
6177 | 0.01139% | 0.01094% | [6 empty] | 2019-09-15 | 15 | 3.7188 | 171352.8698 | kWh | GS |  | 2019-09-15 | 15 | 996215.2962 | 171352.8698 | 331152.7408 | 0 | 502505.6106
6178 | 0.01265% | 0.01183% | [6 empty] | 2019-09-15 | 16 | 3.7244 | 171614.0182 | kWh | GS |  | 2019-09-15 | 16 | 1010549.099 | 171614.0182 | 332850.8228 | 0 | 504464.841
6179 | 0.0143% | 0.01284% | [6 empty] | 2019-09-15 | 17 | 3.7315 | 171938.7253 | kWh | GS |  | 2019-09-15 | 17 | 1021601.948 | 171938.7253 | 332618.2484 | 0 | 504556.9737
6180 | 0.01625% | 0.01343% | [6 empty] | 2019-09-15 | 18 | 3.6777 | 169461.3101 | kWh | GS |  | 2019-09-15 | 18 | 1022491.29 | 169461.3101 | 325965.3465 | 0 | 495426.6566
6181 | 0.01783% | 0.01345% | [6 empty] | 2019-09-15 | 19 | 3.5098 | 161725.3182 | kWh | GS |  | 2019-09-15 | 19 | 1001134.956 | 161725.3182 | 315367.7964 | 0 | 477093.1146
6182 | 0.01804% | 0.01279% | [6 empty] | 2019-09-15 | 20 | 3.4759 | 160162.2758 | kWh | GS |  | 2019-09-15 | 20 | 962829.0975 | 160162.2758 | 312793.6333 | 0 | 472955.9091
6183 | 0.01822% | 0.01234% | [6 empty] | 2019-09-15 | 21 | 3.4338 | 158222.6916 | kWh | GS |  | 2019-09-15 | 21 | 961867.0531 | 158222.6916 | 307570.5748 | 0 | 465793.2664
6184 | 0.01848% | 0.01238% | [6 empty] | 2019-09-15 | 22 | 3.2476 | 149641.1634 | kWh | GS |  | 2019-09-15 | 22 | 877357.8621 | 149641.1634 | 295649.6787 | 0 | 445290.8421
6185 | 0.01869% | 0.01239% | [6 empty] | 2019-09-15 | 23 | 3.0605 | 141022.626 | kWh | GS |  | 2019-09-15 | 23 | 786612.2077 | 141022.626 | 274625.6535 | 0 | 415648.2795
6186 | 0.0187% | 0.01216% | [6 empty] | 2019-09-15 | 24 | 2.8771 | 132571.6738 | kWh | GS |  | 2019-09-15 | 24 | 688077.9598 | 132571.6738 | 261894.3214 | 0 | 394465.9952
6187 | 0.01831% | 0.01171% | [6 empty] | 2019-09-16 | 1 | 2.6999 | 124404.9318 | kWh | GS |  | 2019-09-16 | 1 | 605394.9151 | 124404.9318 | 253782.2708 | 0 | 378187.2026
6188 | 0.01761% | 0.01161% | [6 empty] | 2019-09-16 | 2 | 2.6382 | 121565.2271 | kWh | GS |  | 2019-09-16 | 2 | 537401.7657 | 121565.2271 | 248271.5805 | 0 | 369836.8076
6189 | 0.01759% | 0.01143% | [6 empty] | 2019-09-16 | 3 | 2.5431 | 117181.7253 | kWh | GS |  | 2019-09-16 | 3 | 505057.2342 | 117181.7253 | 246028.0676 | 0 | 363209.7929
6190 | 0.01605% | 0.01093% | [6 empty] | 2019-09-16 | 4 | 2.5219 | 116204.6659 | kWh | GS |  | 2019-09-16 | 4 | 478542.1467 | 116204.6659 | 250582.7811 | 0 | 366787.447
6191 | 0.01439% | 0.0102% | [6 empty] | 2019-09-16 | 5 | 2.5636 | 118126.7081 | kWh | GS |  | 2019-09-16 | 5 | 472990.9866 | 118126.7081 | 269900.055 | 0 | 388026.7631
6192 | 0.01259% | 0.009683% | [6 empty] | 2019-09-16 | 6 | 2.6635 | 122726.7859 | kWh | GS |  | 2019-09-16 | 6 | 502119.9619 | 122726.7859 | 312151.4583 | 0 | 434878.2442
6193 | 0.01107% | 0.009284% | [6 empty] | 2019-09-16 | 7 | 3.0553 | 140780.733 | kWh | GS |  | 2019-09-16 | 7 | 556856.1296 | 140780.733 | 368080.8006 | 0 | 508861.5336
6194 | 0.00983% | 0.009079% | [6 empty] | 2019-09-16 | 8 | 3.3623 | 154929.7994 | kWh | GS |  | 2019-09-16 | 8 | 539038.2851 | 154929.7994 | 404269.5448 | 0 | 559199.3442
6195 | 0.009238% | 0.008916% | [6 empty] | 2019-09-16 | 9 | 3.8051 | 175330.5382 | kWh | GS |  | 2019-09-16 | 9 | 523809.0702 | 175330.5382 | 439937.1072 | 0 | 615267.6454
6196 | 0.008753% | 0.009004% | [6 empty] | 2019-09-16 | 10 | 4.4841 | 206620.6582 | kWh | GS |  | 2019-09-16 | 10 | 558439.8665 | 206620.6582 | 468437.8602 | 0 | 675058.5184
6197 | 0.008652% | 0.009525% | [6 empty] | 2019-09-16 | 11 | 4.9756 | 229264.7008 | kWh | GS |  | 2019-09-16 | 11 | 640510.5164 | 229264.7008 | 487628.8736 | 0 | 716893.5744
6198 | 0.009184% | 0.01068% | [6 empty] | 2019-09-16 | 12 | 5.2339 | 241165.9546 | kWh | GS |  | 2019-09-16 | 12 | 722903.8865 | 241165.9546 | 499859.2573 | 0 | 741025.2119
6199 | 0.01019% | 0.01249% | [6 empty] | 2019-09-16 | 13 | 5.4111 | 249331.9172 | kWh | GS |  | 2019-09-16 | 13 | 837618.0093 | 249331.9172 | 502266.801 | 0 | 751598.7182
6200 | 0.00986% | 0.01373% | [6 empty] | 2019-09-16 | 14 | 5.5877 | 257469.1407 | kWh | GS |  | 2019-09-16 | 14 | 921856.9887 | 257469.1407 | 509451.7447 | 0 | 766920.8854
6201 | 0.009581% | 0.0151% | [6 empty] | 2019-09-16 | 15 | 5.7007 | 262676.6991 | kWh | GS |  | 2019-09-16 | 15 | 1014508.281 | 262676.6991 | 503926.3281 | 0 | 766603.0272
6202 | 0.01021% | 0.01657% | [6 empty] | 2019-09-16 | 16 | 5.6436 | 260044.9324 | kWh | GS |  | 2019-09-16 | 16 | 1089706.05 | 260044.9324 | 477308.0858 | 0 | 737353.0182
6203 | 0.01172% | 0.0176% | [6 empty] | 2019-09-16 | 17 | 5.4566 | 251427.064 | kWh | GS |  | 2019-09-16 | 17 | 1129904.675 | 251427.064 | 452524.407 | 0 | 703951.471
6204 | 0.01322% | 0.01819% | [6 empty] | 2019-09-16 | 18 | 4.9241 | 226893.9919 | kWh | GS |  | 2019-09-16 | 18 | 1171083.071 | 226893.9919 | 424689.4872 | 0 | 651583.4791
6205 | 0.01532% | 0.01845% | [6 empty] | 2019-09-16 | 19 | 4.478 | 206337.121 | kWh | GS |  | 2019-09-16 | 19 | 1151301.156 | 206337.121 | 391706.144 | 0 | 598043.265
6206 | 0.01686% | 0.01883% | [6 empty] | 2019-09-16 | 20 | 4.2419 | 195459.7457 | kWh | GS |  | 2019-09-16 | 20 | 1088166.38 | 195459.7457 | 377826.2034 | 0 | 573285.9491
6207 | 0.01856% | 0.01882% | [6 empty] | 2019-09-16 | 21 | 3.9502 | 182017.4947 | kWh | GS |  | 2019-09-16 | 21 | 1036095.467 | 182017.4947 | 357747.4079 | 0 | 539764.9026
6208 | 0.01993% | 0.0181% | [6 empty] | 2019-09-16 | 22 | 3.4846 | 160562.5734 | kWh | GS |  | 2019-09-16 | 22 | 919653.7693 | 160562.5734 | 330784.2307 | 0 | 491346.8041
6209 | 0.02067% | 0.01728% | [6 empty] | 2019-09-16 | 23 | 3.1537 | 145317.7873 | kWh | GS |  | 2019-09-16 | 23 | 796745.8244 | 145317.7873 | 299106.6967 | 0 | 444424.484
6210 | 0.02142% | 0.016% | [6 empty] | 2019-09-16 | 24 | 2.9069 | 133942.2414 | kWh | GS |  | 2019-09-16 | 24 | 675647.2609 | 133942.2414 | 277308.9066 | 0 | 411251.148
6211 | 0.02106% | 0.01468% | [6 empty] | 2019-09-17 | 1 | 2.6957 | 124212.0287 | kWh | GS |  | 2019-09-17 | 1 | 572959.3572 | 124212.0287 | 263672.5648 | 0 | 387884.5935
6212 | 0.0199% | 0.01407% | [6 empty] | 2019-09-17 | 2 | 2.5759 | 118690.2686 | kWh | GS |  | 2019-09-17 | 2 | 496334.8053 | 118690.2686 | 257864.9982 | 0 | 376555.2668
6213 | 0.01895% | 0.01325% | [6 empty] | 2019-09-17 | 3 | 2.4734 | 113969.9084 | kWh | GS |  | 2019-09-17 | 3 | 452944.4654 | 113969.9084 | 254016.721 | 0 | 367986.6294
6214 | 0.01682% | 0.01206% | [6 empty] | 2019-09-17 | 4 | 2.4276 | 111858.2648 | kWh | GS |  | 2019-09-17 | 4 | 415335.6453 | 111858.2648 | 253103.9609 | 0 | 364962.2257
6215 | 0.01457% | 0.01091% | [6 empty] | 2019-09-17 | 5 | 2.4218 | 111592.9249 | kWh | GS |  | 2019-09-17 | 5 | 398472.4358 | 111592.9249 | 261938.5175 | 0 | 373531.4424
6216 | 0.01236% | 0.0101% | [6 empty] | 2019-09-17 | 6 | 2.4955 | 114987.4371 | kWh | GS |  | 2019-09-17 | 6 | 414778.9645 | 114987.4371 | 299722.9794 | 0 | 414710.4165
6217 | 0.01048% | 0.009522% | [6 empty] | 2019-09-17 | 7 | 2.8695 | 132221.1792 | kWh | GS |  | 2019-09-17 | 7 | 469218.8936 | 132221.1792 | 347835.7013 | 0 | 480056.8805
6218 | 0.009079% | 0.009244% | [6 empty] | 2019-09-17 | 8 | 3.1951 | 147224.3161 | kWh | GS |  | 2019-09-17 | 8 | 463355.0246 | 147224.3161 | 390295.473 | 0 | 537519.7891
6219 | 0.008285% | 0.009033% | [6 empty] | 2019-09-17 | 9 | 3.713 | 171085.4599 | kWh | GS |  | 2019-09-17 | 9 | 459563.9281 | 171085.4599 | 424140.8009 | 0 | 595226.2608
6220 | 0.007597% | 0.008959% | [6 empty] | 2019-09-17 | 10 | 4.3219 | 199142.8669 | kWh | GS |  | 2019-09-17 | 10 | 494794.6262 | 199142.8669 | 456687.9506 | 0 | 655830.8175
6221 | 0.007289% | 0.009169% | [6 empty] | 2019-09-17 | 11 | 4.9467 | 227932.6039 | kWh | GS |  | 2019-09-17 | 11 | 582266.4202 | 227932.6039 | 484884.3822 | 0 | 712816.9861
6222 | 0.007587% | 0.01018% | [6 empty] | 2019-09-17 | 12 | 5.365 | 247207.7382 | kWh | GS |  | 2019-09-17 | 12 | 719608.3964 | 247207.7382 | 500282.42 | 0 | 747490.1582
6223 | 0.008583% | 0.01178% | [6 empty] | 2019-09-17 | 13 | 5.6742 | 261455.2462 | kWh | GS |  | 2019-09-17 | 13 | 862246.5508 | 261455.2462 | 505902.3585 | 0 | 767357.6047
6224 | 0.008475% | 0.0132% | [6 empty] | 2019-09-17 | 14 | 5.854 | 269739.2509 | kWh | GS |  | 2019-09-17 | 14 | 973063.4005 | 269739.2509 | 513112.1736 | 0 | 782851.4245
6225 | 0.008406% | 0.01461% | [6 empty] | 2019-09-17 | 15 | 5.9699 | 275081.715 | kWh | GS |  | 2019-09-17 | 15 | 1063568.891 | 275081.715 | 510823.875 | 0 | 785905.59
6226 | 0.00905% | 0.0161% | [6 empty] | 2019-09-17 | 16 | 5.9423 | 273809.6861 | kWh | GS |  | 2019-09-17 | 16 | 1130418.069 | 273809.6861 | 490007.5507 | 0 | 763817.2368
6227 | 0.01065% | 0.0175% | [6 empty] | 2019-09-17 | 17 | 5.6863 | 262012.2707 | kWh | GS |  | 2019-09-17 | 17 | 1169779.834 | 262012.2707 | 457819.0834 | 0 | 719831.3541
6228 | 0.01316% | 0.01835% | [6 empty] | 2019-09-17 | 18 | 5.1498 | 237291.3947 | kWh | GS |  | 2019-09-17 | 18 | 1176502.446 | 237291.3947 | 427731.6007 | 0 | 665022.9954
6229 | 0.01577% | 0.01884% | [6 empty] | 2019-09-17 | 19 | 4.6034 | 212114.1684 | kWh | GS |  | 2019-09-17 | 19 | 1154377.495 | 212114.1684 | 391467.5248 | 0 | 603581.6932
6230 | 0.0178% | 0.01922% | [6 empty] | 2019-09-17 | 20 | 4.316 | 198870.9108 | kWh | GS |  | 2019-09-17 | 20 | 1067559.327 | 198870.9108 | 372965.0872 | 0 | 571835.998
6231 | 0.01945% | 0.01929% | [6 empty] | 2019-09-17 | 21 | 4.0414 | 186219.9474 | kWh | GS |  | 2019-09-17 | 21 | 1007642.461 | 186219.9474 | 356070.5734 | 0 | 542290.5208
6232 | 0.02068% | 0.01875% | [6 empty] | 2019-09-17 | 22 | 3.5733 | 164651.6421 | kWh | GS |  | 2019-09-17 | 22 | 912111.0649 | 164651.6421 | 331436.8058 | 0 | 496088.4479
6233 | 0.0214% | 0.01767% | [6 empty] | 2019-09-17 | 23 | 3.2528 | 149882.9691 | kWh | GS |  | 2019-09-17 | 23 | 791668.3959 | 149882.9691 | 299613.6928 | 0 | 449496.6619
6234 | 0.02152% | 0.01632% | [6 empty] | 2019-09-17 | 24 | 2.9646 | 136602.5997 | kWh | GS |  | 2019-09-17 | 24 | 668072.2407 | 136602.5997 | 278450.8941 | 0 | 415053.4938
6235 | 0.02112% | 0.01482% | [6 empty] | 2019-09-18 | 1 | 2.764 | 127357.6868 | kWh | GS |  | 2019-09-18 | 1 | 575973.7048 | 127357.6868 | 274025.3688 | 0 | 401383.0556
6236 | 0.01953% | 0.01404% | [6 empty] | 2019-09-18 | 2 | 2.6744 | 123232.8616 | kWh | GS |  | 2019-09-18 | 2 | 503787.3478 | 123232.8616 | 264825.144 | 0 | 388058.0056
6237 | 0.01843% | 0.01331% | [6 empty] | 2019-09-18 | 3 | 2.6284 | 121111.4331 | kWh | GS |  | 2019-09-18 | 3 | 465742.4863 | 121111.4331 | 257088.647 | 0 | 378200.0801
6238 | 0.01668% | 0.01218% | [6 empty] | 2019-09-18 | 4 | 2.5569 | 117815.7904 | kWh | GS |  | 2019-09-18 | 4 | 439623.1432 | 117815.7904 | 260222.0361 | 0 | 378037.8265
6239 | 0.01448% | 0.01103% | [6 empty] | 2019-09-18 | 5 | 2.5715 | 118490.2266 | kWh | GS |  | 2019-09-18 | 5 | 431165.5504 | 118490.2266 | 273170.5705 | 0 | 391660.7971
6240 | 0.01222% | 0.01019% | [6 empty] | 2019-09-18 | 6 | 2.6538 | 122279.804 | kWh | GS |  | 2019-09-18 | 6 | 461809.3388 | 122279.804 | 313941.7132 | 0 | 436221.5172
6241 | 0.01054% | 0.009853% | [6 empty] | 2019-09-18 | 7 | 3.064 | 141183.8238 | kWh | GS |  | 2019-09-18 | 7 | 515570.3699 | 141183.8238 | 364651.124 | 0 | 505834.9478
6242 | 0.009215% | 0.009526% | [6 empty] | 2019-09-18 | 8 | 3.4386 | 158442.2968 | kWh | GS |  | 2019-09-18 | 8 | 520804.2955 | 158442.2968 | 406158.6095 | 0 | 564600.9063
6243 | 0.008519% | 0.009284% | [6 empty] | 2019-09-18 | 9 | 3.8496 | 177383.7805 | kWh | GS |  | 2019-09-18 | 9 | 487033.2873 | 177383.7805 | 442733.6009 | 0 | 620117.3814
6244 | 0.008041% | 0.00928% | [6 empty] | 2019-09-18 | 10 | 4.4034 | 202899.3468 | kWh | GS |  | 2019-09-18 | 10 | 505765.5657 | 202899.3468 | 472184.0033 | 0 | 675083.3501
6245 | 0.007887% | 0.009614% | [6 empty] | 2019-09-18 | 11 | 4.7646 | 219541.0565 | kWh | GS |  | 2019-09-18 | 11 | 528045.3002 | 219541.0565 | 485807.2055 | 0 | 705348.262
6246 | 0.008447% | 0.01071% | [6 empty] | 2019-09-18 | 12 | 4.9056 | 226039.6483 | kWh | GS |  | 2019-09-18 | 12 | 560925.1637 | 226039.6483 | 484431.7146 | 0 | 710471.3629
6247 | 0.009431% | 0.01242% | [6 empty] | 2019-09-18 | 13 | 4.6082 | 212337.2549 | kWh | GS |  | 2019-09-18 | 13 | 562398.9957 | 212337.2549 | 463010.5021 | 0 | 675347.757
6248 | 0.009526% | 0.01386% | [6 empty] | 2019-09-18 | 14 | 4.7705 | 219815.3638 | kWh | GS |  | 2019-09-18 | 14 | 611137.4119 | 219815.3638 | 474943.0579 | 0 | 694758.4217
6249 | 0.008909% | 0.01522% | [6 empty] | 2019-09-18 | 15 | 5.1925 | 239260.8776 | kWh | GS |  | 2019-09-18 | 15 | 701035.8155 | 239260.8776 | 485863.3923 | 0 | 725124.2699
6250 | 0.009251% | 0.01657% | [6 empty] | 2019-09-18 | 16 | 5.2066 | 239910.1298 | kWh | GS |  | 2019-09-18 | 16 | 822191.7937 | 239910.1298 | 475461.8971 | 0 | 715372.0269
6251 | 0.009659% | 0.01731% | [6 empty] | 2019-09-18 | 17 | 4.9563 | 228375.5638 | kWh | GS |  | 2019-09-18 | 17 | 888331.8984 | 228375.5638 | 451893.9336 | 0 | 680269.4974
6252 | 0.01026% | 0.01744% | [6 empty] | 2019-09-18 | 18 | 4.524 | 208458.305 | kWh | GS |  | 2019-09-18 | 18 | 950263.3831 | 208458.305 | 423691.581 | 0 | 632149.886
6253 | 0.01029% | 0.01658% | [6 empty] | 2019-09-18 | 19 | 4.0837 | 188166.7064 | kWh | GS |  | 2019-09-18 | 19 | 935409.7199 | 188166.7064 | 394345.2149 | 0 | 582511.9213
6254 | 0.01118% | 0.01705% | [6 empty] | 2019-09-18 | 20 | 3.9827 | 183513.9358 | kWh | GS |  | 2019-09-18 | 20 | 905666.4339 | 183513.9358 | 377614.8539 | 0 | 561128.7897
6255 | 0.01282% | 0.0178% | [6 empty] | 2019-09-18 | 21 | 3.6217 | 166881.4649 | kWh | GS |  | 2019-09-18 | 21 | 873014.3127 | 166881.4649 | 359367.0867 | 0 | 526248.5516
6256 | 0.01504% | 0.01756% | [6 empty] | 2019-09-18 | 22 | 3.2022 | 147551.3461 | kWh | GS |  | 2019-09-18 | 22 | 806062.6939 | 147551.3461 | 332083.0117 | 0 | 479634.3578
6257 | 0.01625% | 0.0167% | [6 empty] | 2019-09-18 | 23 | 2.9701 | 136854.2514 | kWh | GS |  | 2019-09-18 | 23 | 692154.5477 | 136854.2514 | 296264.0551 | 0 | 433118.3065
6258 | 0.01738% | 0.01552% | [6 empty] | 2019-09-18 | 24 | 2.7396 | 126236.4815 | kWh | GS |  | 2019-09-18 | 24 | 600732.1862 | 126236.4815 | 275701.8617 | 0 | 401938.3432
6259 | 0.01711% | 0.0143% | [6 empty] | 2019-09-19 | 1 | 2.5088 | 115598.5452 | kWh | GS |  | 2019-09-19 | 1 | 519100.2644 | 115598.5452 | 257067.5542 | 0 | 372666.0994
6260 | 0.01657% | 0.01377% | [6 empty] | 2019-09-19 | 2 | 2.4131 | 111189.0287 | kWh | GS |  | 2019-09-19 | 2 | 449380.2407 | 111189.0287 | 248191.5139 | 0 | 359380.5426
6261 | 0.01597% | 0.01292% | [6 empty] | 2019-09-19 | 3 | 2.3689 | 109155.5381 | kWh | GS |  | 2019-09-19 | 3 | 412276.8885 | 109155.5381 | 241652.5346 | 0 | 350808.0727
6262 | 0.01474% | 0.01177% | [6 empty] | 2019-09-19 | 4 | 2.3271 | 107227.7403 | kWh | GS |  | 2019-09-19 | 4 | 405121.1779 | 107227.7403 | 242199.5667 | 0 | 349427.307
6263 | 0.01266% | 0.01063% | [6 empty] | 2019-09-19 | 5 | 2.3313 | 107420.2373 | kWh | GS |  | 2019-09-19 | 5 | 384938.5472 | 107420.2373 | 248968.981 | 0 | 356389.2183
6264 | 0.01099% | 0.009867% | [6 empty] | 2019-09-19 | 6 | 2.4582 | 113268.3228 | kWh | GS |  | 2019-09-19 | 6 | 416636.3177 | 113268.3228 | 288796.5943 | 0 | 402064.9171
6265 | 0.009495% | 0.009148% | [6 empty] | 2019-09-19 | 7 | 2.8847 | 132921.8543 | kWh | GS |  | 2019-09-19 | 7 | 493743.3587 | 132921.8543 | 338990.8717 | 0 | 471912.726
6266 | 0.00822% | 0.008822% | [6 empty] | 2019-09-19 | 8 | 3.1686 | 146003.3728 | kWh | GS |  | 2019-09-19 | 8 | 480341.5233 | 146003.3728 | 373141.1187 | 0 | 519144.4915
6267 | 0.007541% | 0.008612% | [6 empty] | 2019-09-19 | 9 | 3.6479 | 168086.787 | kWh | GS |  | 2019-09-19 | 9 | 457624.9636 | 168086.787 | 410032.9363 | 0 | 578119.7233
6268 | 0.00741% | 0.008578% | [6 empty] | 2019-09-19 | 10 | 4.2398 | 195362.7297 | kWh | GS |  | 2019-09-19 | 10 | 486060.3011 | 195362.7297 | 432875.5614 | 0 | 628238.2911
6269 | 0.007041% | 0.008749% | [6 empty] | 2019-09-19 | 11 | 4.691 | 216153.0666 | kWh | GS |  | 2019-09-19 | 11 | 545180.1463 | 216153.0666 | 448467.7669 | 0 | 664620.8335
6270 | 0.007621% | 0.00987% | [6 empty] | 2019-09-19 | 12 | 4.9326 | 227284.9788 | kWh | GS |  | 2019-09-19 | 12 | 616637.1542 | 227284.9788 | 455116.7512 | 0 | 682401.73
6271 | 0.009031% | 0.01158% | [6 empty] | 2019-09-19 | 13 | 5.0725 | 233731.1258 | kWh | GS |  | 2019-09-19 | 13 | 675683.0316 | 233731.1258 | 457491.8381 | 0 | 691222.9639
6272 | 0.008786% | 0.01274% | [6 empty] | 2019-09-19 | 14 | 5.2178 | 240425.3511 | kWh | GS |  | 2019-09-19 | 14 | 747586.6243 | 240425.3511 | 465456.1668 | 0 | 705881.5179
6273 | 0.008371% | 0.01419% | [6 empty] | 2019-09-19 | 15 | 5.1737 | 238395.0496 | kWh | GS |  | 2019-09-19 | 15 | 772706.3993 | 238395.0496 | 451875.6895 | 0 | 690270.7391
6274 | 0.008891% | 0.01542% | [6 empty] | 2019-09-19 | 16 | 4.8664 | 224232.6483 | kWh | GS |  | 2019-09-19 | 16 | 776941.7244 | 224232.6483 | 425519.2634 | 0 | 649751.9117
6275 | 0.009972% | 0.01632% | [6 empty] | 2019-09-19 | 17 | 4.4636 | 205672.5066 | kWh | GS |  | 2019-09-19 | 17 | 774899.7215 | 205672.5066 | 399002.2728 | 0 | 604674.7794
6276 | 0.01128% | 0.01675% | [6 empty] | 2019-09-19 | 18 | 3.914 | 180350.1934 | kWh | GS |  | 2019-09-19 | 18 | 754797.8939 | 180350.1934 | 374315.5978 | 0 | 554665.7912
6277 | 0.01236% | 0.01697% | [6 empty] | 2019-09-19 | 19 | 3.4997 | 161261.2025 | kWh | GS |  | 2019-09-19 | 19 | 764894.5607 | 161261.2025 | 350704.3808 | 0 | 511965.5833
6278 | 0.01367% | 0.01733% | [6 empty] | 2019-09-19 | 20 | 3.4218 | 157669.4753 | kWh | GS |  | 2019-09-19 | 20 | 747337.3183 | 157669.4753 | 339222.4167 | 0 | 496891.892
6279 | 0.01413% | 0.01694% | [6 empty] | 2019-09-19 | 21 | 3.3022 | 152158.9649 | kWh | GS |  | 2019-09-19 | 21 | 730337.4618 | 152158.9649 | 329891.2989 | 0 | 482050.2638
6280 | 0.01421% | 0.01595% | [6 empty] | 2019-09-19 | 22 | 2.9536 | 136094.1119 | kWh | GS |  | 2019-09-19 | 22 | 664279.1266 | 136094.1119 | 306552.7191 | 0 | 442646.831
6281 | 0.01417% | 0.01484% | [6 empty] | 2019-09-19 | 23 | 2.6645 | 122775.3607 | kWh | GS |  | 2019-09-19 | 23 | 597685.963 | 122775.3607 | 276398.6374 | 0 | 399173.9981
6282 | 0.01381% | 0.01362% | [6 empty] | 2019-09-19 | 24 | 2.4644 | 113554.6834 | kWh | GS |  | 2019-09-19 | 24 | 514414.2865 | 113554.6834 | 255727.7625 | 0 | 369282.4459
6283 | 0.01399% | 0.01257% | [6 empty] | 2019-09-20 | 1 | 2.322 | 106994.8676 | kWh | GS |  | 2019-09-20 | 1 | 447039.6468 | 106994.8676 | 245750.1217 | 0 | 352744.9893
6284 | 0.01367% | 0.0122% | [6 empty] | 2019-09-20 | 2 | 2.2616 | 104210.0214 | kWh | GS |  | 2019-09-20 | 2 | 403986.5423 | 104210.0214 | 239645.1061 | 0 | 343855.1275
6285 | 0.01336% | 0.01183% | [6 empty] | 2019-09-20 | 3 | 2.1867 | 100757.6862 | kWh | GS |  | 2019-09-20 | 3 | 359069.2623 | 100757.6862 | 234466.5767 | 0 | 335224.2629
6286 | 0.01215% | 0.01087% | [6 empty] | 2019-09-20 | 4 | 2.1439 | 98788.2388 | kWh | GS |  | 2019-09-20 | 4 | 342418.9663 | 98788.2388 | 234908.6364 | 0 | 333696.8752
6287 | 0.01093% | 0.009799% | [6 empty] | 2019-09-20 | 5 | 2.186 | 100725.6442 | kWh | GS |  | 2019-09-20 | 5 | 340125.3583 | 100725.6442 | 244168.0053 | 0 | 344893.6495
6288 | 0.009409% | 0.009065% | [6 empty] | 2019-09-20 | 6 | 2.2863 | 105349.1797 | kWh | GS |  | 2019-09-20 | 6 | 367742.3035 | 105349.1797 | 278345.4049 | 0 | 383694.5846
6289 | 0.008177% | 0.008659% | [6 empty] | 2019-09-20 | 7 | 2.6568 | 122418.6439 | kWh | GS |  | 2019-09-20 | 7 | 417802.9242 | 122418.6439 | 323794.4187 | 0 | 446213.0626
6290 | 0.007389% | 0.008441% | [6 empty] | 2019-09-20 | 8 | 2.8879 | 133069.9547 | kWh | GS |  | 2019-09-20 | 8 | 435169.6714 | 133069.9547 | 355151.3651 | 0 | 488221.3198
6291 | 0.006568% | 0.008229% | [6 empty] | 2019-09-20 | 9 | 3.2882 | 151514.7011 | kWh | GS |  | 2019-09-20 | 9 | 434058.7374 | 151514.7011 | 396199.9767 | 0 | 547714.6778
6292 | 0.006263% | 0.008192% | [6 empty] | 2019-09-20 | 10 | 3.9337 | 181258.089 | kWh | GS |  | 2019-09-20 | 10 | 453767.7031 | 181258.089 | 427628.0097 | 0 | 608886.0987
6293 | 0.006221% | 0.008466% | [6 empty] | 2019-09-20 | 11 | 4.3874 | 202164.674 | kWh | GS |  | 2019-09-20 | 11 | 522972.3044 | 202164.674 | 441755.2217 | 0 | 643919.8957
6294 | 0.006727% | 0.009419% | [6 empty] | 2019-09-20 | 12 | 4.6989 | 216516.3258 | kWh | GS |  | 2019-09-20 | 12 | 577667.0609 | 216516.3258 | 454979.6508 | 0 | 671495.9766
6295 | 0.007642% | 0.01095% | [6 empty] | 2019-09-20 | 13 | 4.8736 | 224566.5773 | kWh | GS |  | 2019-09-20 | 13 | 661979.3156 | 224566.5773 | 455858.6708 | 0 | 680425.2481
6296 | 0.00796% | 0.01198% | [6 empty] | 2019-09-20 | 14 | 4.9654 | 228794.1489 | kWh | GS |  | 2019-09-20 | 14 | 745901.3074 | 228794.1489 | 462877.2095 | 0 | 691671.3584
6297 | 0.00794% | 0.01345% | [6 empty] | 2019-09-20 | 15 | 5.0734 | 233774.199 | kWh | GS |  | 2019-09-20 | 15 | 819860.8055 | 233774.199 | 456083.5594 | 0 | 689857.7584
6298 | 0.0083% | 0.01495% | [6 empty] | 2019-09-20 | 16 | 5.1206 | 235945.6903 | kWh | GS |  | 2019-09-20 | 16 | 889371.0327 | 235945.6903 | 436739.4385 | 0 | 672685.1288
6299 | 0.009566% | 0.01581% | [6 empty] | 2019-09-20 | 17 | 4.8782 | 224775.7016 | kWh | GS |  | 2019-09-20 | 17 | 949862.0406 | 224775.7016 | 411710.9072 | 0 | 636486.6088
6300 | 0.01057% | 0.01648% | [6 empty] | 2019-09-20 | 18 | 4.3198 | 199048.2397 | kWh | GS |  | 2019-09-20 | 18 | 965391.0925 | 199048.2397 | 387143.412 | 0 | 586191.6517
6301 | 0.01211% | 0.0167% | [6 empty] | 2019-09-20 | 19 | 3.837 | 176803.1903 | kWh | GS |  | 2019-09-20 | 19 | 921576.8303 | 176803.1903 | 353728.9037 | 0 | 530532.094
6302 | 0.01364% | 0.01698% | [6 empty] | 2019-09-20 | 20 | 3.7691 | 173672.7484 | kWh | GS |  | 2019-09-20 | 20 | 848176.9944 | 173672.7484 | 342628.1182 | 0 | 516300.8666
6303 | 0.015% | 0.01693% | [6 empty] | 2019-09-20 | 21 | 3.6789 | 169516.6183 | kWh | GS |  | 2019-09-20 | 21 | 810947.0453 | 169516.6183 | 333095.6843 | 0 | 502612.3026
6304 | 0.01627% | 0.01651% | [6 empty] | 2019-09-20 | 22 | 3.4451 | 158741.9834 | kWh | GS |  | 2019-09-20 | 22 | 748255.5725 | 158741.9834 | 313008.8231 | 0 | 471750.8065
6305 | 0.01737% | 0.01562% | [6 empty] | 2019-09-20 | 23 | 3.0438 | 140253.8126 | kWh | GS |  | 2019-09-20 | 23 | 692587.696 | 140253.8126 | 282884.142 | 0 | 423137.9546
6306 | 0.01766% | 0.01439% | [6 empty] | 2019-09-20 | 24 | 2.7595 | 127153.2112 | kWh | GS |  | 2019-09-20 | 24 | 601468.9065 | 127153.2112 | 261430.3215 | 0 | 388583.5327
6307 | 0.01686% | 0.01302% | [6 empty] | 2019-09-21 | 1 | 2.5697 | 118405.444 | kWh | GS |  | 2019-09-21 | 1 | 525982.432 | 118405.444 | 247970.4429 | 0 | 366375.8869
6308 | 0.01551% | 0.01267% | [6 empty] | 2019-09-21 | 2 | 2.4206 | 111536.8025 | kWh | GS |  | 2019-09-21 | 2 | 459694.2712 | 111536.8025 | 238516.6757 | 0 | 350053.4782
6309 | 0.01483% | 0.01234% | [6 empty] | 2019-09-21 | 3 | 2.2662 | 104422.0339 | kWh | GS |  | 2019-09-21 | 3 | 412817.0619 | 104422.0339 | 231193.2791 | 0 | 335615.313
6310 | 0.01369% | 0.01158% | [6 empty] | 2019-09-21 | 4 | 2.1944 | 101112.2138 | kWh | GS |  | 2019-09-21 | 4 | 380834.5851 | 101112.2138 | 227751.5083 | 0 | 328863.7221
6311 | 0.01267% | 0.01039% | [6 empty] | 2019-09-21 | 5 | 2.1723 | 100093.0817 | kWh | GS |  | 2019-09-21 | 5 | 356746.0225 | 100093.0817 | 231440.3727 | 0 | 331533.4544
6312 | 0.011% | 0.009539% | [6 empty] | 2019-09-21 | 6 | 2.2068 | 101685.7224 | kWh | GS |  | 2019-09-21 | 6 | 350676.1404 | 101685.7224 | 239181.2753 | 0 | 340866.9977
6313 | 0.009621% | 0.008994% | [6 empty] | 2019-09-21 | 7 | 2.3056 | 106238.0404 | kWh | GS |  | 2019-09-21 | 7 | 360381.9971 | 106238.0404 | 261776.4563 | 0 | 368014.4967
6314 | 0.008408% | 0.008593% | [6 empty] | 2019-09-21 | 8 | 2.3374 | 107703.6847 | kWh | GS |  | 2019-09-21 | 8 | 404058.2211 | 107703.6847 | 276027.5437 | 0 | 383731.2284
6315 | 0.007551% | 0.008239% | [6 empty] | 2019-09-21 | 9 | 2.4701 | 113818.9876 | kWh | GS |  | 2019-09-21 | 9 | 465819.5868 | 113818.9876 | 297333.9497 | 0 | 411152.9373
6316 | 0.006966% | 0.008073% | [6 empty] | 2019-09-21 | 10 | 3.0618 | 141082.9658 | kWh | GS |  | 2019-09-21 | 10 | 554751.3086 | 141082.9658 | 318726.3561 | 0 | 459809.3219
6317 | 0.006525% | 0.008138% | [6 empty] | 2019-09-21 | 11 | 3.4912 | 160865.3963 | kWh | GS |  | 2019-09-21 | 11 | 648840.3584 | 160865.3963 | 326083.4468 | 0 | 486948.8431
6318 | 0.006414% | 0.008368% | [6 empty] | 2019-09-21 | 12 | 3.6564 | 168480.7481 | kWh | GS |  | 2019-09-21 | 12 | 720124.7332 | 168480.7481 | 330431.6967 | 0 | 498912.4448
6319 | 0.006592% | 0.009034% | [6 empty] | 2019-09-21 | 13 | 3.7928 | 174764.6149 | kWh | GS |  | 2019-09-21 | 13 | 803120.4793 | 174764.6149 | 327254.3455 | 0 | 502018.9604
6320 | 0.007391% | 0.00942% | [6 empty] | 2019-09-21 | 14 | 3.8844 | 178985.4474 | kWh | GS |  | 2019-09-21 | 14 | 859948.6058 | 178985.4474 | 322197.5421 | 0 | 501182.9895
6321 | 0.00852% | 0.01009% | [6 empty] | 2019-09-21 | 15 | 3.8515 | 177469.0371 | kWh | GS |  | 2019-09-21 | 15 | 908425.1099 | 177469.0371 | 324042.6496 | 0 | 501511.6867
6322 | 0.01015% | 0.01129% | [6 empty] | 2019-09-21 | 16 | 3.7961 | 174918.1489 | kWh | GS |  | 2019-09-21 | 16 | 928757.8488 | 174918.1489 | 322721.8489 | 0 | 497639.9978
6323 | 0.01187% | 0.01195% | [6 empty] | 2019-09-21 | 17 | 3.8408 | 176974.7696 | kWh | GS |  | 2019-09-21 | 17 | 953817.1246 | 176974.7696 | 322975.1781 | 0 | 499949.9477
6324 | 0.01317% | 0.01225% | [6 empty] | 2019-09-21 | 18 | 3.7142 | 171144.7233 | kWh | GS |  | 2019-09-21 | 18 | 943179.3536 | 171144.7233 | 315113.8537 | 0 | 486258.577
6325 | 0.01469% | 0.01232% | [6 empty] | 2019-09-21 | 19 | 3.509 | 161686.9683 | kWh | GS |  | 2019-09-21 | 19 | 902292.8972 | 161686.9683 | 303183.8287 | 0 | 464870.797
6326 | 0.01573% | 0.0123% | [6 empty] | 2019-09-21 | 20 | 3.4005 | 156687.2711 | kWh | GS |  | 2019-09-21 | 20 | 833810.0031 | 156687.2711 | 297031.4808 | 0 | 453718.7519
6327 | 0.01662% | 0.01231% | [6 empty] | 2019-09-21 | 21 | 3.3027 | 152179.9076 | kWh | GS |  | 2019-09-21 | 21 | 784508.5295 | 152179.9076 | 289916.0919 | 0 | 442095.9995
6328 | 0.01699% | 0.01222% | [6 empty] | 2019-09-21 | 22 | 3.1706 | 146092.6514 | kWh | GS |  | 2019-09-21 | 22 | 743632.0634 | 146092.6514 | 277893.7916 | 0 | 423986.443
6329 | 0.01745% | 0.01227% | [6 empty] | 2019-09-21 | 23 | 3.0218 | 139239.235 | kWh | GS |  | 2019-09-21 | 23 | 673676.7084 | 139239.235 | 262575.8632 | 0 | 401815.0982
6330 | 0.01725% | 0.01194% | [6 empty] | 2019-09-21 | 24 | 2.7773 | 127973.5561 | kWh | GS |  | 2019-09-21 | 24 | 596657.1074 | 127973.5561 | 247148.1674 | 0 | 375121.7235
6331 | 0.0165% | 0.01141% | [6 empty] | 2019-09-22 | 1 | 2.5816 | 118955.3564 | kWh | GS |  | 2019-09-22 | 1 | 513522.9534 | 118955.3564 | 233429.1104 | 0 | 352384.4668
6332 | 0.01525% | 0.01114% | [6 empty] | 2019-09-22 | 2 | 2.4467 | 112740.1074 | kWh | GS |  | 2019-09-22 | 2 | 448636.1713 | 112740.1074 | 229301.9586 | 0 | 342042.066
6333 | 0.01435% | 0.01085% | [6 empty] | 2019-09-22 | 3 | 2.3329 | 107496.8827 | kWh | GS |  | 2019-09-22 | 3 | 419633.7733 | 107496.8827 | 226174.1685 | 0 | 333671.0512
6334 | 0.0136% | 0.01041% | [6 empty] | 2019-09-22 | 4 | 2.1744 | 100191.0642 | kWh | GS |  | 2019-09-22 | 4 | 379058.3325 | 100191.0642 | 222489.193 | 0 | 322680.2572
6335 | 0.01232% | 0.009864% | [6 empty] | 2019-09-22 | 5 | 2.1131 | 97367.5943 | kWh | GS |  | 2019-09-22 | 5 | 352728.5638 | 97367.5943 | 221401.8976 | 0 | 318769.4919
6336 | 0.01091% | 0.009208% | [6 empty] | 2019-09-22 | 6 | 2.1431 | 98747.5886 | kWh | GS |  | 2019-09-22 | 6 | 342159.2478 | 98747.5886 | 226780.3273 | 0 | 325527.9159
6337 | 0.009393% | 0.00865% | [6 empty] | 2019-09-22 | 7 | 2.2091 | 101789.8563 | kWh | GS |  | 2019-09-22 | 7 | 343139.5252 | 101789.8563 | 240818.7777 | 0 | 342608.634
6338 | 0.008206% | 0.008396% | [6 empty] | 2019-09-22 | 8 | 2.1346 | 98359.556 | kWh | GS |  | 2019-09-22 | 8 | 378697.1448 | 98359.556 | 248120.5144 | 0 | 346480.0704
6339 | 0.007676% | 0.008191% | [6 empty] | 2019-09-22 | 9 | 2.3374 | 107703.3477 | kWh | GS |  | 2019-09-22 | 9 | 482638.8055 | 107703.3477 | 265640.9172 | 0 | 373344.2649
6340 | 0.006934% | 0.007921% | [6 empty] | 2019-09-22 | 10 | 2.9274 | 134887.3784 | kWh | GS |  | 2019-09-22 | 10 | 573860.2757 | 134887.3784 | 287497.5419 | 0 | 422384.9203
6341 | 0.006452% | 0.007825% | [6 empty] | 2019-09-22 | 11 | 3.3154 | 152767.9673 | kWh | GS |  | 2019-09-22 | 11 | 653939.9773 | 152767.9673 | 299497.3863 | 0 | 452265.3536
6342 | 0.006259% | 0.007991% | [6 empty] | 2019-09-22 | 12 | 3.5702 | 164507.0284 | kWh | GS |  | 2019-09-22 | 12 | 722465.3164 | 164507.0284 | 305833.4139 | 0 | 470340.4423
6343 | 0.006277% | 0.00841% | [6 empty] | 2019-09-22 | 13 | 3.574 | 164680.8451 | kWh | GS |  | 2019-09-22 | 13 | 797095.2583 | 164680.8451 | 307972.8899 | 0 | 472653.735
6344 | 0.006927% | 0.008505% | [6 empty] | 2019-09-22 | 14 | 3.4689 | 159838.7725 | kWh | GS |  | 2019-09-22 | 14 | 887763.9502 | 159838.7725 | 306634.8165 | 0 | 466473.589
6345 | 0.008828% | 0.009165% | [6 empty] | 2019-09-22 | 15 | 3.4739 | 160071.3759 | kWh | GS |  | 2019-09-22 | 15 | 940222.4761 | 160071.3759 | 309295.6145 | 0 | 469366.9904
6346 | 0.0105% | 0.01037% | [6 empty] | 2019-09-22 | 16 | 3.5668 | 164350.0189 | kWh | GS |  | 2019-09-22 | 16 | 982200.9333 | 164350.0189 | 315490.4653 | 0 | 479840.4842
6347 | 0.01196% | 0.0111% | [6 empty] | 2019-09-22 | 17 | 3.5963 | 165708.2768 | kWh | GS |  | 2019-09-22 | 17 | 1012146.309 | 165708.2768 | 313911.3241 | 0 | 479619.6009
6348 | 0.01321% | 0.01155% | [6 empty] | 2019-09-22 | 18 | 3.5191 | 162154.2719 | kWh | GS |  | 2019-09-22 | 18 | 1010987.725 | 162154.2719 | 310292.8184 | 0 | 472447.0903
6349 | 0.01458% | 0.0116% | [6 empty] | 2019-09-22 | 19 | 3.28 | 151133.9978 | kWh | GS |  | 2019-09-22 | 19 | 964936.4336 | 151133.9978 | 298152.2662 | 0 | 449286.264
6350 | 0.01624% | 0.01145% | [6 empty] | 2019-09-22 | 20 | 3.2609 | 150257.7593 | kWh | GS |  | 2019-09-22 | 20 | 926402.0531 | 150257.7593 | 291744.3517 | 0 | 442002.111
6351 | 0.0172% | 0.01152% | [6 empty] | 2019-09-22 | 21 | 3.1534 | 145303.7765 | kWh | GS |  | 2019-09-22 | 21 | 883573.4699 | 145303.7765 | 280582.9991 | 0 | 425886.7756
6352 | 0.01797% | 0.01178% | [6 empty] | 2019-09-22 | 22 | 2.9796 | 137294.265 | kWh | GS |  | 2019-09-22 | 22 | 805474.5672 | 137294.265 | 270788.7032 | 0 | 408082.9682
6353 | 0.01851% | 0.01177% | [6 empty] | 2019-09-22 | 23 | 2.8003 | 129033.5833 | kWh | GS |  | 2019-09-22 | 23 | 707312.4488 | 129033.5833 | 253655.2455 | 0 | 382688.8288
6354 | 0.01849% | 0.0116% | [6 empty] | 2019-09-22 | 24 | 2.5641 | 118146.5237 | kWh | GS |  | 2019-09-22 | 24 | 596118.906 | 118146.5237 | 243344.5602 | 0 | 361491.0839
6355 | 0.01765% | 0.01103% | [6 empty] | 2019-09-23 | 1 | 2.4246 | 111720.3932 | kWh | GS |  | 2019-09-23 | 1 | 506509.872 | 111720.3932 | 230715.1345 | 0 | 342435.5277
6356 | 0.01695% | 0.01085% | [6 empty] | 2019-09-23 | 2 | 2.3116 | 106514.7453 | kWh | GS |  | 2019-09-23 | 2 | 433728.1314 | 106514.7453 | 225009.0779 | 0 | 331523.8232
6357 | 0.01616% | 0.01045% | [6 empty] | 2019-09-23 | 3 | 2.1955 | 101166.0706 | kWh | GS |  | 2019-09-23 | 3 | 388948.8469 | 101166.0706 | 225652.1775 | 0 | 326818.2481
6358 | 0.01473% | 0.01002% | [6 empty] | 2019-09-23 | 4 | 2.1351 | 98379.7819 | kWh | GS |  | 2019-09-23 | 4 | 363288.6022 | 98379.7819 | 226448.7412 | 0 | 324828.5231
6359 | 0.01294% | 0.009394% | [6 empty] | 2019-09-23 | 5 | 2.1213 | 97747.1448 | kWh | GS |  | 2019-09-23 | 5 | 345491.8533 | 97747.1448 | 239797.9319 | 0 | 337545.0767
6360 | 0.0109% | 0.008874% | [6 empty] | 2019-09-23 | 6 | 2.2068 | 101686.1049 | kWh | GS |  | 2019-09-23 | 6 | 375484.468 | 101686.1049 | 273956.8672 | 0 | 375642.9721
6361 | 0.009265% | 0.008406% | [6 empty] | 2019-09-23 | 7 | 2.5388 | 116983.7865 | kWh | GS |  | 2019-09-23 | 7 | 432771.9473 | 116983.7865 | 324390.3933 | 0 | 441374.1798
6362 | 0.007933% | 0.008138% | [6 empty] | 2019-09-23 | 8 | 2.8661 | 132063.448 | kWh | GS |  | 2019-09-23 | 8 | 424022.5489 | 132063.448 | 355638.758 | 0 | 487702.206
6363 | 0.007114% | 0.008023% | [6 empty] | 2019-09-23 | 9 | 3.2965 | 151897.6098 | kWh | GS |  | 2019-09-23 | 9 | 397151.8632 | 151897.6098 | 395440.425 | 0 | 547338.0348
6364 | 0.006645% | 0.007974% | [6 empty] | 2019-09-23 | 10 | 3.9499 | 182005.6681 | kWh | GS |  | 2019-09-23 | 10 | 432499.6871 | 182005.6681 | 428812.2221 | 0 | 610817.8902
6365 | 0.00632% | 0.008286% | [6 empty] | 2019-09-23 | 11 | 4.4456 | 204845.3762 | kWh | GS |  | 2019-09-23 | 11 | 515006.9787 | 204845.3762 | 448068.4021 | 0 | 652913.7783
6366 | 0.006868% | 0.009221% | [6 empty] | 2019-09-23 | 12 | 4.7037 | 216737.5512 | kWh | GS |  | 2019-09-23 | 12 | 602889.5493 | 216737.5512 | 453951.089 | 0 | 670688.6402
6367 | 0.007916% | 0.01083% | [6 empty] | 2019-09-23 | 13 | 4.8763 | 224688.3687 | kWh | GS |  | 2019-09-23 | 13 | 699811.3916 | 224688.3687 | 462855.367 | 0 | 687543.7357
6368 | 0.007756% | 0.01197% | [6 empty] | 2019-09-23 | 14 | 5.0376 | 232122.9972 | kWh | GS |  | 2019-09-23 | 14 | 776385.25 | 232122.9972 | 464691.8231 | 0 | 696814.8203
6369 | 0.007264% | 0.01344% | [6 empty] | 2019-09-23 | 15 | 5.1258 | 236184.7374 | kWh | GS |  | 2019-09-23 | 15 | 855517.4586 | 236184.7374 | 459430.1284 | 0 | 695614.8658
6370 | 0.007911% | 0.01499% | [6 empty] | 2019-09-23 | 16 | 5.1379 | 236742.2775 | kWh | GS |  | 2019-09-23 | 16 | 924933.2642 | 236742.2775 | 442374.6966 | 0 | 679116.9741
6371 | 0.00942% | 0.01603% | [6 empty] | 2019-09-23 | 17 | 4.8805 | 224884.1024 | kWh | GS |  | 2019-09-23 | 17 | 977124.4862 | 224884.1024 | 413982.1473 | 0 | 638866.2497
6372 | 0.01103% | 0.01646% | [6 empty] | 2019-09-23 | 18 | 4.4139 | 203382.0541 | kWh | GS |  | 2019-09-23 | 18 | 1026389.781 | 203382.0541 | 389478.4109 | 0 | 592860.465
6373 | 0.0128% | 0.01688% | [6 empty] | 2019-09-23 | 19 | 3.8949 | 179469.6361 | kWh | GS |  | 2019-09-23 | 19 | 1001448.63 | 179469.6361 | 360722.8171 | 0 | 540192.4532
6374 | 0.0142% | 0.01711% | [6 empty] | 2019-09-23 | 20 | 3.6354 | 167510.7944 | kWh | GS |  | 2019-09-23 | 20 | 946028.6471 | 167510.7944 | 348229.3769 | 0 | 515740.1713
6375 | 0.01565% | 0.01708% | [6 empty] | 2019-09-23 | 21 | 3.3371 | 153765.9183 | kWh | GS |  | 2019-09-23 | 21 | 869320.0517 | 153765.9183 | 327641.2293 | 0 | 481407.1476
6376 | 0.01692% | 0.01667% | [6 empty] | 2019-09-23 | 22 | 2.9551 | 136165.1688 | kWh | GS |  | 2019-09-23 | 22 | 770373.872 | 136165.1688 | 302450.9787 | 0 | 438616.1475
6377 | 0.01787% | 0.01568% | [6 empty] | 2019-09-23 | 23 | 2.657 | 122428.8853 | kWh | GS |  | 2019-09-23 | 23 | 662243.4284 | 122428.8853 | 274678.4668 | 0 | 397107.3521
6378 | 0.01877% | 0.01455% | [6 empty] | 2019-09-23 | 24 | 2.443 | 112569.3269 | kWh | GS |  | 2019-09-23 | 24 | 539416.5547 | 112569.3269 | 255850.5277 | 0 | 368419.8546
6379 | 0.01832% | 0.01326% | [6 empty] | 2019-09-24 | 1 | 2.262 | 104228.6184 | kWh | GS |  | 2019-09-24 | 1 | 444937.5286 | 104228.6184 | 246432.2217 | 0 | 350660.8401
6380 | 0.0173% | 0.01266% | [6 empty] | 2019-09-24 | 2 | 2.1927 | 101036.999 | kWh | GS |  | 2019-09-24 | 2 | 381873.2859 | 101036.999 | 237084.324 | 0 | 338121.323
6381 | 0.0159% | 0.01182% | [6 empty] | 2019-09-24 | 3 | 2.1117 | 97304.7878 | kWh | GS |  | 2019-09-24 | 3 | 342400.2148 | 97304.7878 | 229492.6857 | 0 | 326797.4735
6382 | 0.01409% | 0.01077% | [6 empty] | 2019-09-24 | 4 | 2.0697 | 95368.4154 | kWh | GS |  | 2019-09-24 | 4 | 322259.2568 | 95368.4154 | 228136.4305 | 0 | 323504.8459
6383 | 0.01211% | 0.009748% | [6 empty] | 2019-09-24 | 5 | 2.0448 | 94221.3088 | kWh | GS |  | 2019-09-24 | 5 | 303855.2834 | 94221.3088 | 236579.738 | 0 | 330801.0468
6384 | 0.009867% | 0.009044% | [6 empty] | 2019-09-24 | 6 | 2.1267 | 97992.93 | kWh | GS |  | 2019-09-24 | 6 | 341293.0462 | 97992.93 | 272275.7313 | 0 | 370268.6613
6385 | 0.008139% | 0.008608% | [6 empty] | 2019-09-24 | 7 | 2.5262 | 116403.5152 | kWh | GS |  | 2019-09-24 | 7 | 401064.5224 | 116403.5152 | 317080.945 | 0 | 433484.4602
6386 | 0.006985% | 0.0083% | [6 empty] | 2019-09-24 | 8 | 2.812 | 129571.1966 | kWh | GS |  | 2019-09-24 | 8 | 398363.2896 | 129571.1966 | 349641.6402 | 0 | 479212.8368
6387 | 0.006263% | 0.008022% | [6 empty] | 2019-09-24 | 9 | 3.2541 | 149944.1381 | kWh | GS |  | 2019-09-24 | 9 | 376719.9768 | 149944.1381 | 389179.8146 | 0 | 539123.9527
6388 | 0.005895% | 0.007941% | [6 empty] | 2019-09-24 | 10 | 3.903 | 179841.0389 | kWh | GS |  | 2019-09-24 | 10 | 414704.9866 | 179841.0389 | 421179.8313 | 0 | 601020.8702
6389 | 0.005558% | 0.008121% | [6 empty] | 2019-09-24 | 11 | 4.42 | 203664.1571 | kWh | GS |  | 2019-09-24 | 11 | 488431.5294 | 203664.1571 | 444138.1538 | 0 | 647802.3109
6390 | 0.006243% | 0.009089% | [6 empty] | 2019-09-24 | 12 | 4.7977 | 221070.5852 | kWh | GS |  | 2019-09-24 | 12 | 595928.0833 | 221070.5852 | 459304.0606 | 0 | 680374.6458
6391 | 0.007336% | 0.01064% | [6 empty] | 2019-09-24 | 13 | 5.1336 | 236545.6758 | kWh | GS |  | 2019-09-24 | 13 | 728418.1177 | 236545.6758 | 472068.744 | 0 | 708614.4198
6392 | 0.007287% | 0.01176% | [6 empty] | 2019-09-24 | 14 | 5.4652 | 251825.5805 | kWh | GS |  | 2019-09-24 | 14 | 868563.4384 | 251825.5805 | 483286.058 | 0 | 735111.6385
6393 | 0.006891% | 0.01323% | [6 empty] | 2019-09-24 | 15 | 5.6635 | 260960.847 | kWh | GS |  | 2019-09-24 | 15 | 967032.4402 | 260960.847 | 482475.55 | 0 | 743436.397
6394 | 0.007586% | 0.01475% | [6 empty] | 2019-09-24 | 16 | 5.6934 | 262338.7686 | kWh | GS |  | 2019-09-24 | 16 | 1042732.256 | 262338.7686 | 464931.8984 | 0 | 727270.667
6395 | 0.008934% | 0.0159% | [6 empty] | 2019-09-24 | 17 | 5.4582 | 251501.8187 | kWh | GS |  | 2019-09-24 | 17 | 1113642.463 | 251501.8187 | 439679.5534 | 0 | 691181.3721
6396 | 0.0109% | 0.0167% | [6 empty] | 2019-09-24 | 18 | 4.9669 | 228866.454 | kWh | GS |  | 2019-09-24 | 18 | 1161955.371 | 228866.454 | 413300.2571 | 0 | 642166.7111
6397 | 0.01332% | 0.0174% | [6 empty] | 2019-09-24 | 19 | 4.4838 | 206602.5886 | kWh | GS |  | 2019-09-24 | 19 | 1131943.121 | 206602.5886 | 384513.3635 | 0 | 591115.9521
6398 | 0.01589% | 0.01805% | [6 empty] | 2019-09-24 | 20 | 4.1654 | 191931.6252 | kWh | GS |  | 2019-09-24 | 20 | 1060579.489 | 191931.6252 | 368326.7925 | 0 | 560258.4177
6399 | 0.01769% | 0.01825% | [6 empty] | 2019-09-24 | 21 | 3.8822 | 178886.094 | kWh | GS |  | 2019-09-24 | 21 | 1009418.684 | 178886.094 | 349753.0431 | 0 | 528639.1371
6400 | 0.01907% | 0.01785% | [6 empty] | 2019-09-24 | 22 | 3.4333 | 158198.7666 | kWh | GS |  | 2019-09-24 | 22 | 906253.4676 | 158198.7666 | 326584.259 | 0 | 484783.0256
6401 | 0.02037% | 0.01697% | [6 empty] | 2019-09-24 | 23 | 3.0889 | 142329.4279 | kWh | GS |  | 2019-09-24 | 23 | 764155.3975 | 142329.4279 | 294579.4158 | 0 | 436908.8437
6402 | 0.02125% | 0.01576% | [6 empty] | 2019-09-24 | 24 | 2.8103 | 129492.5033 | kWh | GS |  | 2019-09-24 | 24 | 646517.179 | 129492.5033 | 272163.0553 | 0 | 401655.5586
6403 | 0.0207% | 0.01451% | [6 empty] | 2019-09-25 | 1 | 2.5826 | 119002.1339 | kWh | GS |  | 2019-09-25 | 1 | 544117.5765 | 119002.1339 | 257990.772 | 0 | 376992.9059
6404 | 0.0194% | 0.01375% | [6 empty] | 2019-09-25 | 2 | 2.4841 | 114462.1297 | kWh | GS |  | 2019-09-25 | 2 | 478681.451 | 114462.1297 | 250842.6059 | 0 | 365304.7356
6405 | 0.01846% | 0.01298% | [6 empty] | 2019-09-25 | 3 | 2.3658 | 109013.3601 | kWh | GS |  | 2019-09-25 | 3 | 416459.3741 | 109013.3601 | 242127.4849 | 0 | 351140.845
6406 | 0.01658% | 0.0119% | [6 empty] | 2019-09-25 | 4 | 2.2941 | 105709.4086 | kWh | GS |  | 2019-09-25 | 4 | 387919.6556 | 105709.4086 | 242079.0054 | 0 | 347788.414
6407 | 0.01398% | 0.01073% | [6 empty] | 2019-09-25 | 5 | 2.3086 | 106376.4081 | kWh | GS |  | 2019-09-25 | 5 | 376050.2847 | 106376.4081 | 252291.1205 | 0 | 358667.5286
6408 | 0.01183% | 0.00986% | [6 empty] | 2019-09-25 | 6 | 2.4007 | 110618.9834 | kWh | GS |  | 2019-09-25 | 6 | 407932.0301 | 110618.9834 | 288106.2659 | 0 | 398725.2493
6409 | 0.009953% | 0.009254% | [6 empty] | 2019-09-25 | 7 | 2.7492 | 126677.257 | kWh | GS |  | 2019-09-25 | 7 | 457067.5544 | 126677.257 | 338020.0644 | 0 | 464697.3214
6410 | 0.008756% | 0.008968% | [6 empty] | 2019-09-25 | 8 | 3.0759 | 141730.3171 | kWh | GS |  | 2019-09-25 | 8 | 470857.7192 | 141730.3171 | 375214.8151 | 0 | 516945.1322
6411 | 0.007618% | 0.00862% | [6 empty] | 2019-09-25 | 9 | 3.5482 | 163493.8758 | kWh | GS |  | 2019-09-25 | 9 | 447264.2369 | 163493.8758 | 413659.1067 | 0 | 577152.9825
6412 | 0.007096% | 0.008538% | [6 empty] | 2019-09-25 | 10 | 4.1264 | 190135.1376 | kWh | GS |  | 2019-09-25 | 10 | 465337.8798 | 190135.1376 | 443364.8046 | 0 | 633499.9422
6413 | 0.006878% | 0.008805% | [6 empty] | 2019-09-25 | 11 | 4.8155 | 221890.0288 | kWh | GS |  | 2019-09-25 | 11 | 552117.8778 | 221890.0288 | 468358.6466 | 0 | 690248.6754
6414 | 0.007462% | 0.009788% | [6 empty] | 2019-09-25 | 12 | 5.2791 | 243250.6797 | kWh | GS |  | 2019-09-25 | 12 | 685189.4747 | 243250.6797 | 488836.0982 | 0 | 732086.7779
6415 | 0.00836% | 0.01141% | [6 empty] | 2019-09-25 | 13 | 5.5674 | 256534.5659 | kWh | GS |  | 2019-09-25 | 13 | 822224.3878 | 256534.5659 | 496675.0636 | 0 | 753209.6295
6416 | 0.008613% | 0.01269% | [6 empty] | 2019-09-25 | 14 | 5.8184 | 268101.6018 | kWh | GS |  | 2019-09-25 | 14 | 954659.5482 | 268101.6018 | 506291.1831 | 0 | 774392.7849
6417 | 0.008181% | 0.01417% | [6 empty] | 2019-09-25 | 15 | 6.0759 | 279965.2048 | kWh | GS |  | 2019-09-25 | 15 | 1073784.412 | 279965.2048 | 501147.7016 | 0 | 781112.9064
6418 | 0.008512% | 0.01555% | [6 empty] | 2019-09-25 | 16 | 6.1017 | 281155.1717 | kWh | GS |  | 2019-09-25 | 16 | 1149820.192 | 281155.1717 | 489598.2635 | 0 | 770753.4352
6419 | 0.0101% | 0.01694% | [6 empty] | 2019-09-25 | 17 | 5.8455 | 269348.4488 | kWh | GS |  | 2019-09-25 | 17 | 1205427.171 | 269348.4488 | 465124.2179 | 0 | 734472.6667
6420 | 0.01253% | 0.01797% | [6 empty] | 2019-09-25 | 18 | 5.3742 | 247632.3739 | kWh | GS |  | 2019-09-25 | 18 | 1238195.266 | 247632.3739 | 440977.9644 | 0 | 688610.3383
6421 | 0.01504% | 0.01849% | [6 empty] | 2019-09-25 | 19 | 4.7116 | 217103.2309 | kWh | GS |  | 2019-09-25 | 19 | 1204423.643 | 217103.2309 | 404549.7145 | 0 | 621652.9454
6422 | 0.01746% | 0.01901% | [6 empty] | 2019-09-25 | 20 | 4.5299 | 208730.2217 | kWh | GS |  | 2019-09-25 | 20 | 1154229.07 | 208730.2217 | 393754.2413 | 0 | 602484.463
6423 | 0.01964% | 0.01917% | [6 empty] | 2019-09-25 | 21 | 4.1347 | 190518.4658 | kWh | GS |  | 2019-09-25 | 21 | 1087386.14 | 190518.4658 | 371144.3032 | 0 | 561662.769
6424 | 0.02103% | 0.01892% | [6 empty] | 2019-09-25 | 22 | 3.6594 | 168619.4214 | kWh | GS |  | 2019-09-25 | 22 | 993898.9341 | 168619.4214 | 340895.3724 | 0 | 509514.7938
6425 | 0.02205% | 0.01803% | [6 empty] | 2019-09-25 | 23 | 3.2652 | 150453.9578 | kWh | GS |  | 2019-09-25 | 23 | 870768.0276 | 150453.9578 | 305616.2734 | 0 | 456070.2312
6426 | 0.02265% | 0.0169% | [6 empty] | 2019-09-25 | 24 | 3.0066 | 138539.5548 | kWh | GS |  | 2019-09-25 | 24 | 752702.329 | 138539.5548 | 283616.9523 | 0 | 422156.5071
6427 | 0.02203% | 0.01526% | [6 empty] | 2019-09-26 | 1 | 2.7924 | 128666.6185 | kWh | GS |  | 2019-09-26 | 1 | 629895.4785 | 128666.6185 | 267289.6073 | 0 | 395956.2258
6428 | 0.02111% | 0.01479% | [6 empty] | 2019-09-26 | 2 | 2.6504 | 122125.43 | kWh | GS |  | 2019-09-26 | 2 | 554346.1098 | 122125.43 | 261412.0318 | 0 | 383537.4618
6429 | 0.01989% | 0.01379% | [6 empty] | 2019-09-26 | 3 | 2.5148 | 115875.7158 | kWh | GS |  | 2019-09-26 | 3 | 493799.812 | 115875.7158 | 254053.4684 | 0 | 369929.1842
6430 | 0.01818% | 0.01251% | [6 empty] | 2019-09-26 | 4 | 2.4385 | 112362.5786 | kWh | GS |  | 2019-09-26 | 4 | 456959.6495 | 112362.5786 | 254133.1243 | 0 | 366495.7029
6431 | 0.01593% | 0.0112% | [6 empty] | 2019-09-26 | 5 | 2.4273 | 111846.8016 | kWh | GS |  | 2019-09-26 | 5 | 436706.8846 | 111846.8016 | 264078.6664 | 0 | 375925.468
6432 | 0.01377% | 0.01036% | [6 empty] | 2019-09-26 | 6 | 2.5597 | 117946.401 | kWh | GS |  | 2019-09-26 | 6 | 456310.6717 | 117946.401 | 298890.0221 | 0 | 416836.4231
6433 | 0.01152% | 0.00972% | [6 empty] | 2019-09-26 | 7 | 2.9146 | 134298.2712 | kWh | GS |  | 2019-09-26 | 7 | 506958.4783 | 134298.2712 | 349779.1597 | 0 | 484077.4309
6434 | 0.01014% | 0.009415% | [6 empty] | 2019-09-26 | 8 | 3.2683 | 150596.2764 | kWh | GS |  | 2019-09-26 | 8 | 503716.5998 | 150596.2764 | 392546.0671 | 0 | 543142.3435
6435 | 0.009032% | 0.009081% | [6 empty] | 2019-09-26 | 9 | 3.7744 | 173915.4893 | kWh | GS |  | 2019-09-26 | 9 | 485988.6124 | 173915.4893 | 429362.135 | 0 | 603277.6243
6436 | 0.008358% | 0.008997% | [6 empty] | 2019-09-26 | 10 | 4.452 | 205140.8514 | kWh | GS |  | 2019-09-26 | 10 | 527867.3683 | 205140.8514 | 456624.0931 | 0 | 661764.9445
6437 | 0.007988% | 0.009228% | [6 empty] | 2019-09-26 | 11 | 4.9511 | 228135.0664 | kWh | GS |  | 2019-09-26 | 11 | 628948.0139 | 228135.0664 | 479254.9246 | 0 | 707389.991
6438 | 0.008347% | 0.01023% | [6 empty] | 2019-09-26 | 12 | 5.3863 | 248191.3462 | kWh | GS |  | 2019-09-26 | 12 | 716594.5911 | 248191.3462 | 493708.7242 | 0 | 741900.0704
6439 | 0.009273% | 0.01188% | [6 empty] | 2019-09-26 | 13 | 5.6709 | 261303.6682 | kWh | GS |  | 2019-09-26 | 13 | 837212.9321 | 261303.6682 | 505463.2314 | 0 | 766766.8996
6440 | 0.009214% | 0.01333% | [6 empty] | 2019-09-26 | 14 | 5.9691 | 275045.7403 | kWh | GS |  | 2019-09-26 | 14 | 974938.7054 | 275045.7403 | 518222.2959 | 0 | 793268.0362
6441 | 0.008889% | 0.01481% | [6 empty] | 2019-09-26 | 15 | 6.1254 | 282244.8388 | kWh | GS |  | 2019-09-26 | 15 | 1096507.963 | 282244.8388 | 518844.6517 | 0 | 801089.4905
6442 | 0.009655% | 0.01625% | [6 empty] | 2019-09-26 | 16 | 6.0513 | 278833.9295 | kWh | GS |  | 2019-09-26 | 16 | 1162899.328 | 278833.9295 | 493893.4992 | 0 | 772727.4287
6443 | 0.0115% | 0.01737% | [6 empty] | 2019-09-26 | 17 | 5.8802 | 270945.5914 | kWh | GS |  | 2019-09-26 | 17 | 1227047.758 | 270945.5914 | 466644.9413 | 0 | 737590.5327
6444 | 0.01311% | 0.01821% | [6 empty] | 2019-09-26 | 18 | 5.3754 | 247687.6289 | kWh | GS |  | 2019-09-26 | 18 | 1261628.987 | 247687.6289 | 442180.9634 | 0 | 689868.5923
6445 | 0.01531% | 0.01882% | [6 empty] | 2019-09-26 | 19 | 4.8525 | 223593.0876 | kWh | GS |  | 2019-09-26 | 19 | 1223001.227 | 223593.0876 | 411472.5204 | 0 | 635065.608
6446 | 0.01783% | 0.01947% | [6 empty] | 2019-09-26 | 20 | 4.6199 | 212873.8636 | kWh | GS |  | 2019-09-26 | 20 | 1169666.858 | 212873.8636 | 395871.4177 | 0 | 608745.2813
6447 | 0.02006% | 0.01967% | [6 empty] | 2019-09-26 | 21 | 4.3119 | 198685.4834 | kWh | GS |  | 2019-09-26 | 21 | 1122550.301 | 198685.4834 | 376155.5434 | 0 | 574841.0268
6448 | 0.02127% | 0.01897% | [6 empty] | 2019-09-26 | 22 | 3.8949 | 179468.3194 | kWh | GS |  | 2019-09-26 | 22 | 1036223.487 | 179468.3194 | 344826.554 | 0 | 524294.8734
6449 | 0.02244% | 0.01811% | [6 empty] | 2019-09-26 | 23 | 3.3924 | 156313.0098 | kWh | GS |  | 2019-09-26 | 23 | 903815.5933 | 156313.0098 | 309072.218 | 0 | 465385.2278
6450 | 0.02308% | 0.01693% | [6 empty] | 2019-09-26 | 24 | 3.079 | 141876.0344 | kWh | GS |  | 2019-09-26 | 24 | 774678.5488 | 141876.0344 | 287419.7205 | 0 | 429295.7549
6451 | 0.02237% | 0.01559% | [6 empty] | 2019-09-27 | 1 | 2.8762 | 132528.5118 | kWh | GS |  | 2019-09-27 | 1 | 676017.0399 | 132528.5118 | 271479.9296 | 0 | 404008.4414
6452 | 0.02139% | 0.01494% | [6 empty] | 2019-09-27 | 2 | 2.7659 | 127447.382 | kWh | GS |  | 2019-09-27 | 2 | 599320.3661 | 127447.382 | 263595.8039 | 0 | 391043.1859
6453 | 0.02053% | 0.01411% | [6 empty] | 2019-09-27 | 3 | 2.6411 | 121695.6244 | kWh | GS |  | 2019-09-27 | 3 | 538266.0355 | 121695.6244 | 256469.8069 | 0 | 378165.4313
6454 | 0.01895% | 0.01287% | [6 empty] | 2019-09-27 | 4 | 2.6149 | 120487.3238 | kWh | GS |  | 2019-09-27 | 4 | 498756.0396 | 120487.3238 | 255970.756 | 0 | 376458.0798
6455 | 0.01653% | 0.01142% | [6 empty] | 2019-09-27 | 5 | 2.6147 | 120482.3825 | kWh | GS |  | 2019-09-27 | 5 | 485044.9246 | 120482.3825 | 269543.1717 | 0 | 390025.5542
6456 | 0.01417% | 0.01054% | [6 empty] | 2019-09-27 | 6 | 2.7099 | 124868.4453 | kWh | GS |  | 2019-09-27 | 6 | 500574.4963 | 124868.4453 | 307847.8011 | 0 | 432716.2464
6457 | 0.01237% | 0.009918% | [6 empty] | 2019-09-27 | 7 | 3.0461 | 140358.3247 | kWh | GS |  | 2019-09-27 | 7 | 555909.253 | 140358.3247 | 359444.1298 | 0 | 499802.4545
6458 | 0.01096% | 0.009599% | [6 empty] | 2019-09-27 | 8 | 3.3281 | 153351.9417 | kWh | GS |  | 2019-09-27 | 8 | 551153.1933 | 153351.9417 | 399302.5849 | 0 | 552654.5266
6459 | 0.009846% | 0.009283% | [6 empty] | 2019-09-27 | 9 | 3.7521 | 172891.4896 | kWh | GS |  | 2019-09-27 | 9 | 523433.6999 | 172891.4896 | 430620.73 | 0 | 603512.2196
6460 | 0.009123% | 0.009241% | [6 empty] | 2019-09-27 | 10 | 4.3577 | 200794.5167 | kWh | GS |  | 2019-09-27 | 10 | 561570.7758 | 200794.5167 | 459894.6277 | 0 | 660689.1444
6461 | 0.008872% | 0.009574% | [6 empty] | 2019-09-27 | 11 | 4.9154 | 226490.5508 | kWh | GS |  | 2019-09-27 | 11 | 648251.1225 | 226490.5508 | 479583.9129 | 0 | 706074.4637
6462 | 0.009156% | 0.01062% | [6 empty] | 2019-09-27 | 12 | 5.3242 | 245327.4892 | kWh | GS |  | 2019-09-27 | 12 | 764931.2376 | 245327.4892 | 494773.611 | 0 | 740101.1002
6463 | 0.01017% | 0.01227% | [6 empty] | 2019-09-27 | 13 | 5.6102 | 258508.2934 | kWh | GS |  | 2019-09-27 | 13 | 890281.2892 | 258508.2934 | 503251.6549 | 0 | 761759.9483
6464 | 0.01008% | 0.01357% | [6 empty] | 2019-09-27 | 14 | 5.9196 | 272761.4481 | kWh | GS |  | 2019-09-27 | 14 | 1010182.219 | 272761.4481 | 510814.9958 | 0 | 783576.4439
6465 | 0.009574% | 0.01482% | [6 empty] | 2019-09-27 | 15 | 6.153 | 283516.9479 | kWh | GS |  | 2019-09-27 | 15 | 1081391.93 | 283516.9479 | 502757.7068 | 0 | 786274.6547
6466 | 0.01027% | 0.01622% | [6 empty] | 2019-09-27 | 16 | 6.0088 | 276875.0519 | kWh | GS |  | 2019-09-27 | 16 | 1144431.46 | 276875.0519 | 480662.7858 | 0 | 757537.8377
6467 | 0.01186% | 0.01733% | [6 empty] | 2019-09-27 | 17 | 5.6194 | 258932.1065 | kWh | GS |  | 2019-09-27 | 17 | 1170740.073 | 258932.1065 | 446317.895 | 0 | 705250.0015
6468 | 0.01399% | 0.01817% | [6 empty] | 2019-09-27 | 18 | 5.1477 | 237193.918 | kWh | GS |  | 2019-09-27 | 18 | 1148266.897 | 237193.918 | 412606.3168 | 0 | 649800.2348
6469 | 0.01628% | 0.0187% | [6 empty] | 2019-09-27 | 19 | 4.5862 | 211321.8017 | kWh | GS |  | 2019-09-27 | 19 | 1084369.226 | 211321.8017 | 376124.2793 | 0 | 587446.081
6470 | 0.01848% | 0.01924% | [6 empty] | 2019-09-27 | 20 | 4.5174 | 208150.6112 | kWh | GS |  | 2019-09-27 | 20 | 995525.7174 | 208150.6112 | 361960.7224 | 0 | 570111.3336
6471 | 0.01978% | 0.0193% | [6 empty] | 2019-09-27 | 21 | 4.2309 | 194949.5999 | kWh | GS |  | 2019-09-27 | 21 | 937020.754 | 194949.5999 | 345717.2791 | 0 | 540666.879
6472 | 0.02093% | 0.0186% | [6 empty] | 2019-09-27 | 22 | 3.8338 | 176655.0687 | kWh | GS |  | 2019-09-27 | 22 | 869593.7191 | 176655.0687 | 321447.1159 | 0 | 498102.1846
6473 | 0.02141% | 0.01731% | [6 empty] | 2019-09-27 | 23 | 3.4411 | 158559.7311 | kWh | GS |  | 2019-09-27 | 23 | 776195.2589 | 158559.7311 | 288541.5778 | 0 | 447101.3089
6474 | 0.021% | 0.01595% | [6 empty] | 2019-09-27 | 24 | 3.0974 | 142723.2784 | kWh | GS |  | 2019-09-27 | 24 | 667575.7678 | 142723.2784 | 268546.7383 | 0 | 411270.0167
6475 | 0.01983% | 0.01442% | [6 empty] | 2019-09-28 | 1 | 2.8333 | 130553.9336 | kWh | GS |  | 2019-09-28 | 1 | 567768.0423 | 130553.9336 | 254540.6742 | 0 | 385094.6078
6476 | 0.01821% | 0.014% | [6 empty] | 2019-09-28 | 2 | 2.6506 | 122136.3735 | kWh | GS |  | 2019-09-28 | 2 | 506937.9606 | 122136.3735 | 246103.6837 | 0 | 368240.0572
6477 | 0.01714% | 0.01327% | [6 empty] | 2019-09-28 | 3 | 2.458 | 113260.9947 | kWh | GS |  | 2019-09-28 | 3 | 453432.5452 | 113260.9947 | 242255.9216 | 0 | 355516.9163
6478 | 0.01591% | 0.01223% | [6 empty] | 2019-09-28 | 4 | 2.3732 | 109351.3583 | kWh | GS |  | 2019-09-28 | 4 | 419987.0135 | 109351.3583 | 239417.7186 | 0 | 348769.0769
6479 | 0.0142% | 0.01098% | [6 empty] | 2019-09-28 | 5 | 2.3653 | 108987.3075 | kWh | GS |  | 2019-09-28 | 5 | 397695.2583 | 108987.3075 | 241415.5007 | 0 | 350402.8082
6480 | 0.01221% | 0.0101% | [6 empty] | 2019-09-28 | 6 | 2.3415 | 107893.4427 | kWh | GS |  | 2019-09-28 | 6 | 382103.9971 | 107893.4427 | 248828.379 | 0 | 356721.8217
6481 | 0.01039% | 0.009453% | [6 empty] | 2019-09-28 | 7 | 2.494 | 114917.5278 | kWh | GS |  | 2019-09-28 | 7 | 378441.0786 | 114917.5278 | 270820.5074 | 0 | 385738.0352
6482 | 0.009273% | 0.00904% | [6 empty] | 2019-09-28 | 8 | 2.5087 | 115597.0493 | kWh | GS |  | 2019-09-28 | 8 | 414098.8891 | 115597.0493 | 282357.4093 | 0 | 397954.4586
6483 | 0.008294% | 0.008727% | [6 empty] | 2019-09-28 | 9 | 2.7049 | 124636.2133 | kWh | GS |  | 2019-09-28 | 9 | 483369.2519 | 124636.2133 | 304528.8755 | 0 | 429165.0888
6484 | 0.007682% | 0.008562% | [6 empty] | 2019-09-28 | 10 | 3.3121 | 152616.9262 | kWh | GS |  | 2019-09-28 | 10 | 587629.6592 | 152616.9262 | 331069.5549 | 0 | 483686.4811
6485 | 0.007274% | 0.008602% | [6 empty] | 2019-09-28 | 11 | 3.7337 | 172042.3395 | kWh | GS |  | 2019-09-28 | 11 | 706891.7671 | 172042.3395 | 344914.0021 | 0 | 516956.3416
6486 | 0.006989% | 0.008757% | [6 empty] | 2019-09-28 | 12 | 4.0014 | 184376.7143 | kWh | GS |  | 2019-09-28 | 12 | 821989.2417 | 184376.7143 | 351123.2121 | 0 | 535499.9264
6487 | 0.006922% | 0.009469% | [6 empty] | 2019-09-28 | 13 | 4.1685 | 192076.0273 | kWh | GS |  | 2019-09-28 | 13 | 912542.1388 | 192076.0273 | 349633.5154 | 0 | 541709.5427
6488 | 0.007574% | 0.009769% | [6 empty] | 2019-09-28 | 14 | 4.4398 | 204578.1295 | kWh | GS |  | 2019-09-28 | 14 | 988990.3021 | 204578.1295 | 344737.0958 | 0 | 549315.2253
6489 | 0.008842% | 0.01054% | [6 empty] | 2019-09-28 | 15 | 4.4879 | 206792.9101 | kWh | GS |  | 2019-09-28 | 15 | 1063133.625 | 206792.9101 | 343643.5597 | 0 | 550436.4698
6490 | 0.01075% | 0.01187% | [6 empty] | 2019-09-28 | 16 | 4.3966 | 202587.4063 | kWh | GS |  | 2019-09-28 | 16 | 1107919.875 | 202587.4063 | 344072.7223 | 0 | 546660.1286
6491 | 0.01293% | 0.01269% | [6 empty] | 2019-09-28 | 17 | 4.2791 | 197170.5744 | kWh | GS |  | 2019-09-28 | 17 | 1130039.462 | 197170.5744 | 341912.1873 | 0 | 539082.7617
6492 | 0.01504% | 0.01315% | [6 empty] | 2019-09-28 | 18 | 4.1544 | 191424.2802 | kWh | GS |  | 2019-09-28 | 18 | 1116376.489 | 191424.2802 | 334479.5393 | 0 | 525903.8195
6493 | 0.01669% | 0.0133% | [6 empty] | 2019-09-28 | 19 | 3.9008 | 179740.4357 | kWh | GS |  | 2019-09-28 | 19 | 1028684.463 | 179740.4357 | 324239.9961 | 0 | 503980.4318
6494 | 0.01809% | 0.01348% | [6 empty] | 2019-09-28 | 20 | 3.7848 | 174394.8653 | kWh | GS |  | 2019-09-28 | 20 | 958119.4532 | 174394.8653 | 319031.1494 | 0 | 493426.0147
6495 | 0.01945% | 0.01351% | [6 empty] | 2019-09-28 | 21 | 3.6959 | 170299.8186 | kWh | GS |  | 2019-09-28 | 21 | 889114.1133 | 170299.8186 | 308375.4802 | 0 | 478675.2988
6496 | 0.02027% | 0.01342% | [6 empty] | 2019-09-28 | 22 | 3.5541 | 163764.854 | kWh | GS |  | 2019-09-28 | 22 | 808623.5162 | 163764.854 | 291097.0725 | 0 | 454861.9265
6497 | 0.02067% | 0.01323% | [6 empty] | 2019-09-28 | 23 | 3.2749 | 150902.7764 | kWh | GS |  | 2019-09-28 | 23 | 742415.9639 | 150902.7764 | 272054.4698 | 0 | 422957.2462
6498 | 0.02042% | 0.01291% | [6 empty] | 2019-09-28 | 24 | 2.9886 | 137710.1305 | kWh | GS |  | 2019-09-28 | 24 | 659634.523 | 137710.1305 | 255401.9186 | 0 | 393112.0491
6499 | 0.01882% | 0.01237% | [6 empty] | 2019-09-29 | 1 | 2.7591 | 127132.1655 | kWh | GS |  | 2019-09-29 | 1 | 586063.304 | 127132.1655 | 231368.1397 | 0 | 358500.3052
6500 | 0.01753% | 0.01211% | [6 empty] | 2019-09-29 | 2 | 2.6563 | 122399.0694 | kWh | GS |  | 2019-09-29 | 2 | 506571.5398 | 122399.0694 | 223134.6069 | 0 | 345533.6763
6501 | 0.01626% | 0.01175% | [6 empty] | 2019-09-29 | 3 | 2.4639 | 113533.2189 | kWh | GS |  | 2019-09-29 | 3 | 453340.3308 | 113533.2189 | 216981.2252 | 0 | 330514.4441
6502 | 0.01479% | 0.01117% | [6 empty] | 2019-09-29 | 4 | 2.3364 | 107656.8606 | kWh | GS |  | 2019-09-29 | 4 | 411288.6554 | 107656.8606 | 213923.3546 | 0 | 321580.2152
6503 | 0.01358% | 0.01038% | [6 empty] | 2019-09-29 | 5 | 2.2401 | 103219.6213 | kWh | GS |  | 2019-09-29 | 5 | 392296.298 | 103219.6213 | 213549.1177 | 0 | 316768.739
6504 | 0.01207% | 0.00965% | [6 empty] | 2019-09-29 | 6 | 2.2322 | 102854.4941 | kWh | GS |  | 2019-09-29 | 6 | 374743.9898 | 102854.4941 | 217205.39 | 0 | 320059.8841
6505 | 0.01072% | 0.0088% | [6 empty] | 2019-09-29 | 7 | 2.3473 | 108157.0994 | kWh | GS |  | 2019-09-29 | 7 | 369684.434 | 108157.0994 | 234723.8339 | 0 | 342880.9333
6506 | 0.009266% | 0.008482% | [6 empty] | 2019-09-29 | 8 | 2.2806 | 105083.4375 | kWh | GS |  | 2019-09-29 | 8 | 412725.529 | 105083.4375 | 243840.2801 | 0 | 348923.7176
6507 | 0.008292% | 0.008113% | [6 empty] | 2019-09-29 | 9 | 2.462 | 113443.8573 | kWh | GS |  | 2019-09-29 | 9 | 492153.5493 | 113443.8573 | 259195.1318 | 0 | 372638.9891
6508 | 0.007523% | 0.007894% | [6 empty] | 2019-09-29 | 10 | 3.1361 | 144504.084 | kWh | GS |  | 2019-09-29 | 10 | 606054.6454 | 144504.084 | 284614.1341 | 0 | 429118.2181
6509 | 0.007176% | 0.007776% | [6 empty] | 2019-09-29 | 11 | 3.6355 | 167518.2843 | kWh | GS |  | 2019-09-29 | 11 | 725324.3886 | 167518.2843 | 300635.7679 | 0 | 468154.0522
6510 | 0.006855% | 0.007857% | [6 empty] | 2019-09-29 | 12 | 3.9626 | 182590.7501 | kWh | GS |  | 2019-09-29 | 12 | 833909.4829 | 182590.7501 | 307835.9275 | 0 | 490426.6776
6511 | 0.006762% | 0.008417% | [6 empty] | 2019-09-29 | 13 | 4.0811 | 188049.1919 | kWh | GS |  | 2019-09-29 | 13 | 965350.968 | 188049.1919 | 313302.3009 | 0 | 501351.4928
6512 | 0.007549% | 0.008565% | [6 empty] | 2019-09-29 | 14 | 4.0733 | 187689.853 | kWh | GS |  | 2019-09-29 | 14 | 1039884.373 | 187689.853 | 311951.3147 | 0 | 499641.1677
6513 | 0.009002% | 0.009148% | [6 empty] | 2019-09-29 | 15 | 4.0659 | 187349.3842 | kWh | GS |  | 2019-09-29 | 15 | 1096687.933 | 187349.3842 | 314973.648 | 0 | 502323.0322
6514 | 0.01109% | 0.01053% | [6 empty] | 2019-09-29 | 16 | 3.9533 | 182162.2641 | kWh | GS |  | 2019-09-29 | 16 | 1160732.369 | 182162.2641 | 316606.6785 | 0 | 498768.9426
6515 | 0.01327% | 0.01149% | [6 empty] | 2019-09-29 | 17 | 3.9657 | 182730.1521 | kWh | GS |  | 2019-09-29 | 17 | 1163138.367 | 182730.1521 | 313830.4697 | 0 | 496560.6218
6516 | 0.01525% | 0.01204% | [6 empty] | 2019-09-29 | 18 | 3.8523 | 177507.9618 | kWh | GS |  | 2019-09-29 | 18 | 1163802.374 | 177507.9618 | 310928.5466 | 0 | 488436.5084
6517 | 0.01766% | 0.01231% | [6 empty] | 2019-09-29 | 19 | 3.6325 | 167376.9227 | kWh | GS |  | 2019-09-29 | 19 | 1120671.164 | 167376.9227 | 297761.4235 | 0 | 465138.3462
6518 | 0.01902% | 0.01227% | [6 empty] | 2019-09-29 | 20 | 3.6152 | 166581.0328 | kWh | GS |  | 2019-09-29 | 20 | 1057298.499 | 166581.0328 | 290540.6642 | 0 | 457121.697
6519 | 0.02006% | 0.01233% | [6 empty] | 2019-09-29 | 21 | 3.5157 | 161995.4201 | kWh | GS |  | 2019-09-29 | 21 | 1033715.05 | 161995.4201 | 281183.6342 | 0 | 443179.0543
6520 | 0.02123% | 0.01224% | [6 empty] | 2019-09-29 | 22 | 3.3339 | 153620.5529 | kWh | GS |  | 2019-09-29 | 22 | 937726.1419 | 153620.5529 | 268452.0234 | 0 | 422072.5763
6521 | 0.02128% | 0.01219% | [6 empty] | 2019-09-29 | 23 | 3.0881 | 142291.6916 | kWh | GS |  | 2019-09-29 | 23 | 825860.1343 | 142291.6916 | 253299.0529 | 0 | 395590.7445
6522 | 0.02129% | 0.01199% | [6 empty] | 2019-09-29 | 24 | 2.9089 | 134037.7263 | kWh | GS |  | 2019-09-29 | 24 | 714004.7286 | 134037.7263 | 243839.6334 | 0 | 377877.3597
6523 | 0.0205% | 0.01142% | [6 empty] | 2019-09-30 | 1 | 2.7085 | 124800.4235 | kWh | GS |  | 2019-09-30 | 1 | 621612.2694 | 124800.4235 | 235941.8235 | 0 | 360742.247
6524 | 0.01934% | 0.01122% | [6 empty] | 2019-09-30 | 2 | 2.6032 | 119951.5295 | kWh | GS |  | 2019-09-30 | 2 | 541345.4901 | 119951.5295 | 231833.9077 | 0 | 351785.4372
6525 | 0.01891% | 0.01088% | [6 empty] | 2019-09-30 | 3 | 2.4725 | 113926.329 | kWh | GS |  | 2019-09-30 | 3 | 492095.4229 | 113926.329 | 227109.0683 | 0 | 341035.3973
6526 | 0.01715% | 0.01036% | [6 empty] | 2019-09-30 | 4 | 2.4025 | 110701.0299 | kWh | GS |  | 2019-09-30 | 4 | 464959.4643 | 110701.0299 | 228956.3632 | 0 | 339657.3931
6527 | 0.01511% | 0.009711% | [6 empty] | 2019-09-30 | 5 | 2.4186 | 111446.2392 | kWh | GS |  | 2019-09-30 | 5 | 440120.0627 | 111446.2392 | 250378.6176 | 0 | 361824.8568
6528 | 0.01306% | 0.009276% | [6 empty] | 2019-09-30 | 6 | 2.4869 | 114589.8544 | kWh | GS |  | 2019-09-30 | 6 | 459086.2255 | 114589.8544 | 293124.5588 | 0 | 407714.4132
6529 | 0.01137% | 0.008856% | [6 empty] | 2019-09-30 | 7 | 2.899 | 133581.6759 | kWh | GS |  | 2019-09-30 | 7 | 508197.2494 | 133581.6759 | 344398.2263 | 0 | 477979.9022
6530 | 0.009902% | 0.008636% | [6 empty] | 2019-09-30 | 8 | 3.205 | 147680.0858 | kWh | GS |  | 2019-09-30 | 8 | 509508.9334 | 147680.0858 | 379597.8693 | 0 | 527277.9551
6531 | 0.009001% | 0.008372% | [6 empty] | 2019-09-30 | 9 | 3.7419 | 172418.8391 | kWh | GS |  | 2019-09-30 | 9 | 501658.5827 | 172418.8391 | 417247.9856 | 0 | 589666.8247
6532 | 0.008505% | 0.008338% | [6 empty] | 2019-09-30 | 10 | 4.4003 | 202756.8887 | kWh | GS |  | 2019-09-30 | 10 | 555600.5548 | 202756.8887 | 451238.4519 | 0 | 653995.3406
6533 | 0.00805% | 0.008882% | [6 empty] | 2019-09-30 | 11 | 4.945 | 227856.9932 | kWh | GS |  | 2019-09-30 | 11 | 642867.7935 | 227856.9932 | 468315.759 | 0 | 696172.7522
6534 | 0.008397% | 0.01001% | [6 empty] | 2019-09-30 | 12 | 5.2211 | 240577.9492 | kWh | GS |  | 2019-09-30 | 12 | 768632.9992 | 240577.9492 | 478001.3756 | 0 | 718579.3248
6535 | 0.009296% | 0.01173% | [6 empty] | 2019-09-30 | 13 | 5.4465 | 250963.3773 | kWh | GS |  | 2019-09-30 | 13 | 883957.9053 | 250963.3773 | 477640.0003 | 0 | 728603.3776
6536 | 0.00932% | 0.01294% | [6 empty] | 2019-09-30 | 14 | 5.5697 | 256640.0748 | kWh | GS |  | 2019-09-30 | 14 | 977997.3188 | 256640.0748 | 480218.1352 | 0 | 736858.21
6537 | 0.009176% | 0.01448% | [6 empty] | 2019-09-30 | 15 | 5.7655 | 265663.4196 | kWh | GS |  | 2019-09-30 | 15 | 1039775.746 | 265663.4196 | 478660.6624 | 0 | 744324.082
6538 | 0.01016% | 0.01605% | [6 empty] | 2019-09-30 | 16 | 5.7172 | 263438.6192 | kWh | GS |  | 2019-09-30 | 16 | 1102859.822 | 263438.6192 | 463114.5424 | 0 | 726553.1616
6539 | 0.01176% | 0.01709% | [6 empty] | 2019-09-30 | 17 | 5.3847 | 248116.3389 | kWh | GS |  | 2019-09-30 | 17 | 1142379.641 | 248116.3389 | 434668.9022 | 0 | 682785.2411
6540 | 0.01406% | 0.01764% | [6 empty] | 2019-09-30 | 18 | 4.819 | 222051.9303 | kWh | GS |  | 2019-09-30 | 18 | 1162859.498 | 222051.9303 | 402362.8146 | 0 | 624414.7449
6541 | 0.01617% | 0.01789% | [6 empty] | 2019-09-30 | 19 | 4.3616 | 200975.5341 | kWh | GS |  | 2019-09-30 | 19 | 1147894.604 | 200975.5341 | 366291.5226 | 0 | 567267.0567
6542 | 0.01789% | 0.01809% | [6 empty] | 2019-09-30 | 20 | 4.0881 | 188372.722 | kWh | GS |  | 2019-09-30 | 20 | 1084460.233 | 188372.722 | 354239.0588 | 0 | 542611.7808
6543 | 0.01902% | 0.01827% | [6 empty] | 2019-09-30 | 21 | 3.7722 | 173815.9524 | kWh | GS |  | 2019-09-30 | 21 | 1022627.508 | 173815.9524 | 335199.2368 | 0 | 509015.1892
6544 | 0.02017% | 0.01784% | [6 empty] | 2019-09-30 | 22 | 3.4107 | 157156.8219 | kWh | GS |  | 2019-09-30 | 22 | 926972.2136 | 157156.8219 | 314938.4164 | 0 | 472095.2383
6545 | 0.0209% | 0.01676% | [6 empty] | 2019-09-30 | 23 | 3.2105 | 147933.1715 | kWh | GS |  | 2019-09-30 | 23 | 830219.0848 | 147933.1715 | 288013.2759 | 0 | 435946.4474
6546 | 0.02127% | 0.01533% | [6 empty] | 2019-09-30 | 24 | 2.98 | 137313.9095 | kWh | GS |  | 2019-09-30 | 24 | 711554.9111 | 137313.9095 | 269306.2757 | 0 | 406620.1852
6547 | 0.021% | 0.01393% | [6 empty] | 2019-01-01 | 1 | 48.6825 | 199793.049 | kWh | GSD |  | 2019-10-01 | 1 | 642014.7966 | 138049.4456 | 286012.2689 | 0 | 424061.7145
6548 | 0.01984% | 0.01332% | [6 empty] | 2019-01-01 | 2 | 47.5713 | 195232.4152 | kWh | GSD |  | 2019-10-01 | 2 | 580267.5026 | 131379.8442 | 275017.5191 | 0 | 406397.3633
6549 | 0.01871% | 0.0125% | [6 empty] | 2019-01-01 | 3 | 46.8143 | 192126.0073 | kWh | GSD |  | 2019-10-01 | 3 | 538364.5785 | 126585.4396 | 268065.0569 | 0 | 394650.4965
6550 | 0.01696% | 0.01159% | [6 empty] | 2019-01-01 | 4 | 46.9377 | 192632.268 | kWh | GSD |  | 2019-10-01 | 4 | 506472.1419 | 123191.1174 | 266044.7154 | 0 | 389235.8328
6551 | 0.01519% | 0.0107% | [6 empty] | 2019-01-01 | 5 | 48.2834 | 198154.8948 | kWh | GSD |  | 2019-10-01 | 5 | 492567.49 | 120110.864 | 271193.9415 | 0 | 391304.8055
6552 | 0.01302% | 0.009982% | [6 empty] | 2019-01-01 | 6 | 51.3471 | 210728.5409 | kWh | GSD |  | 2019-10-01 | 6 | 504079.4418 | 122074.1333 | 296383.2868 | 0 | 418457.4201
6553 | 0.01174% | 0.01041% | [6 empty] | 2019-01-01 | 7 | 54.2665 | 222709.7975 | kWh | GSD |  | 2019-10-01 | 7 | 536395.4095 | 126976.1124 | 341913.101 | 0 | 468889.2134
6554 | 0.01061% | 0.009976% | [6 empty] | 2019-01-01 | 8 | 54.8551 | 225125.3578 | kWh | GSD |  | 2019-10-01 | 8 | 527151.226 | 139886.0243 | 385118.7628 | 0 | 525004.7871
6555 | 0.009847% | 0.009688% | [6 empty] | 2019-01-01 | 9 | 55.2671 | 226816.0456 | kWh | GSD |  | 2019-10-01 | 9 | 520686.0481 | 168728.0429 | 429028.2333 | 0 | 597756.2762
6556 | 0.009264% | 0.009555% | [6 empty] | 2019-01-01 | 10 | 59.6691 | 244882.0607 | kWh | GSD |  | 2019-10-01 | 10 | 577141.8188 | 185266.2198 | 465952.4629 | 0 | 651218.6827
6557 | 0.00901% | 0.009606% | [6 empty] | 2019-01-01 | 11 | 63.1891 | 259328.1722 | kWh | GSD |  | 2019-10-01 | 11 | 649891.2283 | 213228.3029 | 492091.5535 | 0 | 705319.8564
6558 | 0.00922% | 0.01027% | [6 empty] | 2019-01-01 | 12 | 65.1631 | 267429.3597 | kWh | GSD |  | 2019-10-01 | 12 | 723809.9077 | 235794.1612 | 501582.5407 | 0 | 737376.7019
6559 | 0.009811% | 0.01151% | [6 empty] | 2019-01-01 | 13 | 67.2051 | 275809.776 | kWh | GSD |  | 2019-10-01 | 13 | 773170.8854 | 244380.956 | 505771.7517 | 0 | 750152.7077
6560 | 0.009642% | 0.01289% | [6 empty] | 2019-01-01 | 14 | 68.6473 | 281728.3166 | kWh | GSD |  | 2019-10-01 | 14 | 853244.6505 | 244069.3112 | 503387.4982 | 0 | 747456.8094
6561 | 0.009524% | 0.01467% | [6 empty] | 2019-01-01 | 15 | 69.5654 | 285496.4269 | kWh | GSD |  | 2019-10-01 | 15 | 919038.4408 | 252470.5655 | 506681.3973 | 0 | 759151.9628
6562 | 0.01056% | 0.01599% | [6 empty] | 2019-01-01 | 16 | 68.8621 | 282610.2355 | kWh | GSD |  | 2019-10-01 | 16 | 977323.7913 | 257835.7044 | 498641.6969 | 0 | 756477.4013
6563 | 0.01189% | 0.01731% | [6 empty] | 2019-01-01 | 17 | 66.9997 | 274966.761 | kWh | GSD |  | 2019-10-01 | 17 | 980018.311 | 248752.826 | 469553.9034 | 0 | 718306.7294
6564 | 0.01324% | 0.0181% | [6 empty] | 2019-01-01 | 18 | 66.9248 | 274659.5117 | kWh | GSD |  | 2019-10-01 | 18 | 954941.2051 | 227052.3747 | 430038.2437 | 0 | 657090.6184
6565 | 0.01414% | 0.01841% | [6 empty] | 2019-01-01 | 19 | 65.4872 | 268759.5487 | kWh | GSD |  | 2019-10-01 | 19 | 949001.1864 | 196763.1001 | 396215.6428 | 0 | 592978.7429
6566 | 0.01561% | 0.01835% | [6 empty] | 2019-01-01 | 20 | 62.9055 | 258164.1758 | kWh | GSD |  | 2019-10-01 | 20 | 954604.7286 | 180189.3435 | 374691.6712 | 0 | 554881.0147
6567 | 0.01681% | 0.01864% | [6 empty] | 2019-01-01 | 21 | 60.5529 | 248509.1074 | kWh | GSD |  | 2019-10-01 | 21 | 914189.666 | 178911.5319 | 360759.0023 | 0 | 539670.5342
6568 | 0.01788% | 0.01857% | [6 empty] | 2019-01-01 | 22 | 57.189 | 234703.4787 | kWh | GSD |  | 2019-10-01 | 22 | 847685.0912 | 171520.4706 | 341109.7705 | 0 | 512630.2411
6569 | 0.01793% | 0.01763% | [6 empty] | 2019-01-01 | 23 | 54.1099 | 222066.876 | kWh | GSD |  | 2019-10-01 | 23 | 745689.6179 | 151796.525 | 313907.7302 | 0 | 465704.2552
6570 | 0.01747% | 0.01613% | [6 empty] | 2019-01-01 | 24 | 51.5927 | 211736.477 | kWh | GSD |  | 2019-10-01 | 24 | 641465.8313 | 138221.4982 | 292363.4764 | 0 | 430584.9746
6571 | 0.01736% | 0.01456% | [6 empty] | 2019-01-02 | 1 | 49.8761 | 204691.6152 | kWh | GSD |  | 2019-10-02 | 1 | 548647.4193 | 127938.0288 | 275496.1203 | 0 | 403434.1491
6572 | 0.01746% | 0.01362% | [6 empty] | 2019-01-02 | 2 | 48.3143 | 198281.7746 | kWh | GSD |  | 2019-10-02 | 2 | 489591.875 | 119976.4931 | 264181.2165 | 0 | 384157.7096
6573 | 0.01672% | 0.01325% | [6 empty] | 2019-01-02 | 3 | 47.6911 | 195724.1392 | kWh | GSD |  | 2019-10-02 | 3 | 455231.4408 | 115905.9154 | 255397.4831 | 0 | 371303.3985
6574 | 0.01551% | 0.01258% | [6 empty] | 2019-01-02 | 4 | 48.2938 | 198197.5862 | kWh | GSD |  | 2019-10-02 | 4 | 421127.3274 | 111959.4394 | 251241.1533 | 0 | 363200.5927
6575 | 0.01364% | 0.01143% | [6 empty] | 2019-01-02 | 5 | 50.5493 | 207454.2926 | kWh | GSD |  | 2019-10-02 | 5 | 410160.6113 | 110795.1887 | 256152.7081 | 0 | 366947.8968
6576 | 0.01173% | 0.01057% | [6 empty] | 2019-01-02 | 6 | 57.8502 | 237417.3549 | kWh | GSD |  | 2019-10-02 | 6 | 431914.4335 | 111611.2134 | 277997.66 | 0 | 389608.8734
6577 | 0.01004% | 0.009904% | [6 empty] | 2019-01-02 | 7 | 66.9326 | 274691.3637 | kWh | GSD |  | 2019-10-02 | 7 | 483181.4234 | 117397.5541 | 321188.0902 | 0 | 438585.6443
6578 | 0.008955% | 0.00943% | [6 empty] | 2019-01-02 | 8 | 72.6276 | 298063.6607 | kWh | GSD |  | 2019-10-02 | 8 | 476478.6577 | 130227.7383 | 370761.3369 | 0 | 500989.0752
6579 | 0.008327% | 0.009115% | [6 empty] | 2019-01-02 | 9 | 77.3219 | 317328.9069 | kWh | GSD |  | 2019-10-02 | 9 | 467696.9132 | 160480.35 | 412324.644 | 0 | 572804.994
6580 | 0.007703% | 0.008916% | [6 empty] | 2019-01-02 | 10 | 82.4118 | 338218.0362 | kWh | GSD |  | 2019-10-02 | 10 | 517690.7907 | 188114.3497 | 445164.4735 | 0 | 633278.8232
6581 | 0.007502% | 0.009008% | [6 empty] | 2019-01-02 | 11 | 85.5399 | 351055.7116 | kWh | GSD |  | 2019-10-02 | 11 | 593286.3485 | 210734.8558 | 479695.3122 | 0 | 690430.168
6582 | 0.0079% | 0.009564% | [6 empty] | 2019-01-02 | 12 | 87.6874 | 359869.2311 | kWh | GSD |  | 2019-10-02 | 12 | 673408.3894 | 230262.5971 | 497223.649 | 0 | 727486.2461
6583 | 0.008838% | 0.01077% | [6 empty] | 2019-01-02 | 13 | 89.2511 | 366286.5772 | kWh | GSD |  | 2019-10-02 | 13 | 778846.1386 | 245152.4707 | 503393.4003 | 0 | 748545.871
6584 | 0.008715% | 0.0123% | [6 empty] | 2019-01-02 | 14 | 91.9314 | 377286.6004 | kWh | GSD |  | 2019-10-02 | 14 | 865454.6241 | 249734.8744 | 507454.9759 | 0 | 757189.8503
6585 | 0.008555% | 0.01406% | [6 empty] | 2019-01-02 | 15 | 91.1395 | 374036.4587 | kWh | GSD |  | 2019-10-02 | 15 | 943372.2831 | 256693.5466 | 512242.7354 | 0 | 768936.282
6586 | 0.009469% | 0.01555% | [6 empty] | 2019-01-02 | 16 | 87.5396 | 359262.656 | kWh | GSD |  | 2019-10-02 | 16 | 1017859.934 | 263196.0921 | 502265.8339 | 0 | 765461.926
6587 | 0.01085% | 0.01695% | [6 empty] | 2019-01-02 | 17 | 83.0785 | 340953.9905 | kWh | GSD |  | 2019-10-02 | 17 | 1065627.95 | 257210.1744 | 480881.6864 | 0 | 738091.8608
6588 | 0.01232% | 0.01786% | [6 empty] | 2019-01-02 | 18 | 81.0866 | 332779.3342 | kWh | GSD |  | 2019-10-02 | 18 | 1078797.782 | 241302.8113 | 453245.818 | 0 | 694548.6293
6589 | 0.01425% | 0.01838% | [6 empty] | 2019-01-02 | 19 | 78.2443 | 321114.4709 | kWh | GSD |  | 2019-10-02 | 19 | 1051900.159 | 218065.2378 | 421535.3483 | 0 | 639600.5861
6590 | 0.01583% | 0.01859% | [6 empty] | 2019-01-02 | 20 | 75.0965 | 308196.0338 | kWh | GSD |  | 2019-10-02 | 20 | 1016513.823 | 203072.6852 | 393222.5154 | 0 | 596295.2006
6591 | 0.01726% | 0.01888% | [6 empty] | 2019-01-02 | 21 | 72.3287 | 296836.8669 | kWh | GSD |  | 2019-10-02 | 21 | 969174.8153 | 190690.8115 | 376162.8187 | 0 | 566853.6302
6592 | 0.01862% | 0.01879% | [6 empty] | 2019-01-02 | 22 | 67.3204 | 276282.8329 | kWh | GSD |  | 2019-10-02 | 22 | 893116.4862 | 174901.0078 | 348439.7007 | 0 | 523340.7085
6593 | 0.01949% | 0.01812% | [6 empty] | 2019-01-02 | 23 | 60.8516 | 249735.1271 | kWh | GSD |  | 2019-10-02 | 23 | 779337.7142 | 155601.1779 | 316612.412 | 0 | 472213.5899
6594 | 0.01973% | 0.01705% | [6 empty] | 2019-01-02 | 24 | 56.8248 | 233208.9308 | kWh | GSD |  | 2019-10-02 | 24 | 662112.8291 | 143024.3599 | 293025.7236 | 0 | 436050.0835
6595 | 0.01924% | 0.0157% | [6 empty] | 2019-01-03 | 1 | 53.4727 | 219451.8103 | kWh | GSD |  | 2019-10-03 | 1 | 558923.0498 | 133047.6824 | 276124.1703 | 0 | 409171.8527
6596 | 0.01859% | 0.01464% | [6 empty] | 2019-01-03 | 2 | 51.7437 | 212356.0102 | kWh | GSD |  | 2019-10-03 | 2 | 495969.538 | 124935.788 | 265677.9144 | 0 | 390613.7024
6597 | 0.01773% | 0.01392% | [6 empty] | 2019-01-03 | 3 | 50.2885 | 206384.1453 | kWh | GSD |  | 2019-10-03 | 3 | 435613.4684 | 120271.9461 | 256829.9292 | 0 | 377101.8753
6598 | 0.01634% | 0.01285% | [6 empty] | 2019-01-03 | 4 | 51.5818 | 211691.6335 | kWh | GSD |  | 2019-10-03 | 4 | 415212.2255 | 114819.0888 | 252300.9146 | 0 | 367120.0034
6599 | 0.01426% | 0.01159% | [6 empty] | 2019-01-03 | 5 | 53.8544 | 221018.5461 | kWh | GSD |  | 2019-10-03 | 5 | 407578.2774 | 113054.1651 | 255403.0789 | 0 | 368457.244
6600 | 0.01211% | 0.0107% | [6 empty] | 2019-01-03 | 6 | 61.0848 | 250692.2163 | kWh | GSD |  | 2019-10-03 | 6 | 418092.4751 | 113562.0847 | 278496.453 | 0 | 392058.5377
6601 | 0.01022% | 0.01004% | [6 empty] | 2019-01-03 | 7 | 70.1357 | 287836.8514 | kWh | GSD |  | 2019-10-03 | 7 | 470134.1768 | 119980.6862 | 319349.4911 | 0 | 439330.1773
6602 | 0.009072% | 0.009589% | [6 empty] | 2019-01-03 | 8 | 76.8068 | 315215.1343 | kWh | GSD |  | 2019-10-03 | 8 | 467612.1434 | 132658.2572 | 368479.554 | 0 | 501137.8112
6603 | 0.007968% | 0.009257% | [6 empty] | 2019-01-03 | 9 | 81.3309 | 333782.0078 | kWh | GSD |  | 2019-10-03 | 9 | 462174.4142 | 158895.8815 | 404999.1054 | 0 | 563894.9869
6604 | 0.007595% | 0.009012% | [6 empty] | 2019-01-03 | 10 | 86.7888 | 356181.3889 | kWh | GSD |  | 2019-10-03 | 10 | 504414.4778 | 178001.3748 | 446332.3005 | 0 | 624333.6753
6605 | 0.007455% | 0.009045% | [6 empty] | 2019-01-03 | 11 | 90.7962 | 372627.7105 | kWh | GSD |  | 2019-10-03 | 11 | 574040.7856 | 205965.9342 | 478612.829 | 0 | 684578.7632
6606 | 0.007647% | 0.009624% | [6 empty] | 2019-01-03 | 12 | 93.3466 | 383094.4626 | kWh | GSD |  | 2019-10-03 | 12 | 674386.5292 | 229666.3311 | 493837.8194 | 0 | 723504.1505
6607 | 0.008599% | 0.01078% | [6 empty] | 2019-01-03 | 13 | 93.562 | 383978.5228 | kWh | GSD |  | 2019-10-03 | 13 | 767331.9843 | 240222.3067 | 502864.2522 | 0 | 743086.5589
6608 | 0.008553% | 0.0123% | [6 empty] | 2019-01-03 | 14 | 94.0239 | 385874.0781 | kWh | GSD |  | 2019-10-03 | 14 | 869526.3276 | 250025.0138 | 505658.587 | 0 | 755683.6008
6609 | 0.008454% | 0.01384% | [6 empty] | 2019-01-03 | 15 | 92.4739 | 379513.0524 | kWh | GSD |  | 2019-10-03 | 15 | 952306.107 | 257101.9401 | 509333.2879 | 0 | 766435.228
6610 | 0.009226% | 0.01533% | [6 empty] | 2019-01-03 | 16 | 89.6317 | 367848.6672 | kWh | GSD |  | 2019-10-03 | 16 | 1014490.763 | 257570.3117 | 499761.3378 | 0 | 757331.6495
6611 | 0.0105% | 0.01681% | [6 empty] | 2019-01-03 | 17 | 83.5422 | 342857.2479 | kWh | GSD |  | 2019-10-03 | 17 | 1081864.816 | 252954.5122 | 477857.1078 | 0 | 730811.62
6612 | 0.01234% | 0.01776% | [6 empty] | 2019-01-03 | 18 | 81.9205 | 336201.6648 | kWh | GSD |  | 2019-10-03 | 18 | 1104767.602 | 239560.5864 | 445854.3215 | 0 | 685414.9079
6613 | 0.01404% | 0.01824% | [6 empty] | 2019-01-03 | 19 | 78.51 | 322204.9914 | kWh | GSD |  | 2019-10-03 | 19 | 1062290.102 | 217447.9871 | 413358.8574 | 0 | 630806.8445
6614 | 0.0159% | 0.01855% | [6 empty] | 2019-01-03 | 20 | 74.8676 | 307256.6794 | kWh | GSD |  | 2019-10-03 | 20 | 1001773.502 | 198413.2608 | 384262.0417 | 0 | 582675.3025
6615 | 0.01742% | 0.01881% | [6 empty] | 2019-01-03 | 21 | 72.152 | 296111.7504 | kWh | GSD |  | 2019-10-03 | 21 | 949343.8283 | 186205.6475 | 364738.2691 | 0 | 550943.9166
6616 | 0.01856% | 0.01859% | [6 empty] | 2019-01-03 | 22 | 67.2267 | 275898.3937 | kWh | GSD |  | 2019-10-03 | 22 | 843705.9723 | 173122.552 | 341599.1621 | 0 | 514721.7141
6617 | 0.01979% | 0.01794% | [6 empty] | 2019-01-03 | 23 | 60.8212 | 249610.2941 | kWh | GSD |  | 2019-10-03 | 23 | 731960.3411 | 151615.8999 | 312207.9415 | 0 | 463823.8414
6618 | 0.02021% | 0.01683% | [6 empty] | 2019-01-03 | 24 | 56.6935 | 232670.0969 | kWh | GSD |  | 2019-10-03 | 24 | 618627.465 | 135036.2385 | 289111.8035 | 0 | 424148.042
6619 | 0.01943% | 0.01549% | [6 empty] | 2019-01-04 | 1 | 53.3778 | 219062.3908 | kWh | GSD |  | 2019-10-04 | 1 | 524713.5623 | 125880.6664 | 271787.0432 | 0 | 397667.7096
6620 | 0.01832% | 0.0143% | [6 empty] | 2019-01-04 | 2 | 52.4283 | 215165.8464 | kWh | GSD |  | 2019-10-04 | 2 | 450106.6931 | 116786.9592 | 256558.7126 | 0 | 373345.6718
6621 | 0.01736% | 0.01352% | [6 empty] | 2019-01-04 | 3 | 51.3617 | 210788.4369 | kWh | GSD |  | 2019-10-04 | 3 | 399475.646 | 112491.6295 | 249187.4837 | 0 | 361679.1132
6622 | 0.01543% | 0.01264% | [6 empty] | 2019-01-04 | 4 | 52.0903 | 213778.5212 | kWh | GSD |  | 2019-10-04 | 4 | 365982.4534 | 107214.3994 | 246003.3567 | 0 | 353217.7561
6623 | 0.01339% | 0.01139% | [6 empty] | 2019-01-04 | 5 | 54.6501 | 224283.9936 | kWh | GSD |  | 2019-10-04 | 5 | 347224.7177 | 104948.1298 | 249638.4256 | 0 | 354586.5554
6624 | 0.01132% | 0.01041% | [6 empty] | 2019-01-04 | 6 | 61.2702 | 251453.0354 | kWh | GSD |  | 2019-10-04 | 6 | 366047.3793 | 105349.3641 | 265489.2633 | 0 | 370838.6274
6625 | 0.009598% | 0.009762% | [6 empty] | 2019-01-04 | 7 | 70.3276 | 288624.4965 | kWh | GSD |  | 2019-10-04 | 7 | 423940.9348 | 108774.74 | 301854.6225 | 0 | 410629.3625
6626 | 0.008233% | 0.009165% | [6 empty] | 2019-01-04 | 8 | 78.1708 | 320813.1263 | kWh | GSD |  | 2019-10-04 | 8 | 420988.7874 | 118921.327 | 346415.4496 | 0 | 465336.7766
6627 | 0.007307% | 0.008879% | [6 empty] | 2019-01-04 | 9 | 83.7211 | 343591.5221 | kWh | GSD |  | 2019-10-04 | 9 | 423425.6289 | 142470.9812 | 385050.4703 | 0 | 527521.4515
6628 | 0.006694% | 0.008671% | [6 empty] | 2019-01-04 | 10 | 87.6431 | 359687.2877 | kWh | GSD |  | 2019-10-04 | 10 | 462067.4348 | 169281.3148 | 423563.7366 | 0 | 592845.0514
6629 | 0.006351% | 0.008704% | [6 empty] | 2019-01-04 | 11 | 89.9839 | 369293.8007 | kWh | GSD |  | 2019-10-04 | 11 | 515510.8597 | 190144.776 | 454508.7811 | 0 | 644653.5571
6630 | 0.006696% | 0.009103% | [6 empty] | 2019-01-04 | 12 | 89.9656 | 369218.6577 | kWh | GSD |  | 2019-10-04 | 12 | 639211.0982 | 212507.3061 | 473300.1077 | 0 | 685807.4138
6631 | 0.007754% | 0.01008% | [6 empty] | 2019-01-04 | 13 | 91.6965 | 376322.5146 | kWh | GSD |  | 2019-10-04 | 13 | 765946.0956 | 234205.497 | 485872.2433 | 0 | 720077.7403
6632 | 0.0077% | 0.01142% | [6 empty] | 2019-01-04 | 14 | 93.0095 | 381710.9937 | kWh | GSD |  | 2019-10-04 | 14 | 889588.0546 | 241543.5742 | 495252.5548 | 0 | 736796.129
6633 | 0.007745% | 0.01295% | [6 empty] | 2019-01-04 | 15 | 90.4856 | 371352.9639 | kWh | GSD |  | 2019-10-04 | 15 | 981439.3262 | 252570.959 | 498253.773 | 0 | 750824.732
6634 | 0.008452% | 0.01455% | [6 empty] | 2019-01-04 | 16 | 83.3042 | 341880.5847 | kWh | GSD |  | 2019-10-04 | 16 | 1070079.899 | 260229.8068 | 489361.3819 | 0 | 749591.1887
6635 | 0.009429% | 0.01582% | [6 empty] | 2019-01-04 | 17 | 78.664 | 322836.8735 | kWh | GSD |  | 2019-10-04 | 17 | 1122352.699 | 252311.9109 | 470387.742 | 0 | 722699.6529
6636 | 0.01169% | 0.01684% | [6 empty] | 2019-01-04 | 18 | 76.5225 | 314048.3733 | kWh | GSD |  | 2019-10-04 | 18 | 1144447.329 | 233092.1148 | 441103.1717 | 0 | 674195.2865
6637 | 0.01401% | 0.01768% | [6 empty] | 2019-01-04 | 19 | 72.8202 | 298854.1333 | kWh | GSD |  | 2019-10-04 | 19 | 1077071.18 | 212944.8939 | 409961.0417 | 0 | 622905.9356
6638 | 0.01627% | 0.01809% | [6 empty] | 2019-01-04 | 20 | 69.2103 | 284038.8918 | kWh | GSD |  | 2019-10-04 | 20 | 977051.4359 | 198524.5606 | 380389.6125 | 0 | 578914.1731
6639 | 0.01795% | 0.01843% | [6 empty] | 2019-01-04 | 21 | 66.0249 | 270966.144 | kWh | GSD |  | 2019-10-04 | 21 | 915588.1407 | 185895.1184 | 362771.7124 | 0 | 548666.8308
6640 | 0.01957% | 0.0184% | [6 empty] | 2019-01-04 | 22 | 63.0575 | 258787.9174 | kWh | GSD |  | 2019-10-04 | 22 | 825329.3772 | 173579.3927 | 341677.4943 | 0 | 515256.887
6641 | 0.02053% | 0.01774% | [6 empty] | 2019-01-04 | 23 | 58.2615 | 239105.1594 | kWh | GSD |  | 2019-10-04 | 23 | 747580.3694 | 160592.352 | 311896.6413 | 0 | 472488.9933
6642 | 0.02093% | 0.01655% | [6 empty] | 2019-01-04 | 24 | 54.5562 | 223898.5599 | kWh | GSD |  | 2019-10-04 | 24 | 661372.0794 | 147322.0538 | 289690.6111 | 0 | 437012.6649
6643 | 0.0197% | 0.01529% | [6 empty] | 2019-01-05 | 1 | 51.6566 | 211998.687 | kWh | GSD |  | 2019-10-05 | 1 | 567519.5113 | 136206.1318 | 274595.1059 | 0 | 410801.2377
6644 | 0.01787% | 0.01421% | [6 empty] | 2019-01-05 | 2 | 50.4095 | 206880.73 | kWh | GSD |  | 2019-10-05 | 2 | 492388.0173 | 125913.4007 | 260301.5155 | 0 | 386214.9162
6645 | 0.01675% | 0.01347% | [6 empty] | 2019-01-05 | 3 | 49.1622 | 201761.6302 | kWh | GSD |  | 2019-10-05 | 3 | 436495.5754 | 116632.1719 | 251250.0301 | 0 | 367882.202
6646 | 0.0151% | 0.01265% | [6 empty] | 2019-01-05 | 4 | 49.1937 | 201890.7423 | kWh | GSD |  | 2019-10-05 | 4 | 405816.5765 | 110469.2091 | 244663.5376 | 0 | 355132.7467
6647 | 0.01367% | 0.0116% | [6 empty] | 2019-01-05 | 5 | 49.9224 | 204881.3352 | kWh | GSD |  | 2019-10-05 | 5 | 379016.1806 | 106796.3454 | 242263.1252 | 0 | 349059.4706
6648 | 0.0121% | 0.01073% | [6 empty] | 2019-01-05 | 6 | 52.5419 | 215632.1248 | kWh | GSD |  | 2019-10-05 | 6 | 372579.4755 | 106501.2219 | 245529.7898 | 0 | 352031.0117
6649 | 0.01038% | 0.01008% | [6 empty] | 2019-01-05 | 7 | 57.5794 | 236305.7831 | kWh | GSD |  | 2019-10-05 | 7 | 374830.4311 | 108690.1042 | 261378.7993 | 0 | 370068.9035
6650 | 0.009006% | 0.009481% | [6 empty] | 2019-01-05 | 8 | 61.3358 | 251722.209 | kWh | GSD |  | 2019-10-05 | 8 | 417875.6244 | 112102.7652 | 281713.4788 | 0 | 393816.244
6651 | 0.007984% | 0.009031% | [6 empty] | 2019-01-05 | 9 | 62.8019 | 257738.8749 | kWh | GSD |  | 2019-10-05 | 9 | 488225.0059 | 121728.7401 | 297757.8498 | 0 | 419486.5899
6652 | 0.007423% | 0.008718% | [6 empty] | 2019-01-05 | 10 | 64.3659 | 264157.5037 | kWh | GSD |  | 2019-10-05 | 10 | 600677.0478 | 133616.763 | 321494.1044 | 0 | 455110.8674
6653 | 0.006933% | 0.008569% | [6 empty] | 2019-01-05 | 11 | 63.5465 | 260795.0029 | kWh | GSD |  | 2019-10-05 | 11 | 710198.9947 | 156178.5486 | 343056.2733 | 0 | 499234.8219
6654 | 0.006815% | 0.008642% | [6 empty] | 2019-01-05 | 12 | 63.3986 | 260187.73 | kWh | GSD |  | 2019-10-05 | 12 | 833927.869 | 177090.3943 | 353780.0513 | 0 | 530870.4456
6655 | 0.006856% | 0.009084% | [6 empty] | 2019-01-05 | 13 | 63.2626 | 259629.7999 | kWh | GSD |  | 2019-10-05 | 13 | 905068.1298 | 187841.7232 | 359762.6801 | 0 | 547604.4033
6656 | 0.007644% | 0.009667% | [6 empty] | 2019-01-05 | 14 | 60.0823 | 246577.9165 | kWh | GSD |  | 2019-10-05 | 14 | 975020.9456 | 191775.4069 | 357877.2694 | 0 | 549652.6763
6657 | 0.00893% | 0.0103% | [6 empty] | 2019-01-05 | 15 | 59.0281 | 242251.315 | kWh | GSD |  | 2019-10-05 | 15 | 1031538.485 | 194480.6305 | 353240.8249 | 0 | 547721.4554
6658 | 0.01099% | 0.01117% | [6 empty] | 2019-01-05 | 16 | 58.2373 | 239005.969 | kWh | GSD |  | 2019-10-05 | 16 | 1058054.111 | 194228.8258 | 354719.1557 | 0 | 548947.9815
6659 | 0.01299% | 0.01226% | [6 empty] | 2019-01-05 | 17 | 58.2616 | 239105.4218 | kWh | GSD |  | 2019-10-05 | 17 | 1075588.243 | 196130.9864 | 354039.3094 | 0 | 550170.2958
6660 | 0.01525% | 0.01303% | [6 empty] | 2019-01-05 | 18 | 59.905 | 245849.9333 | kWh | GSD |  | 2019-10-05 | 18 | 1058245.25 | 191419.9573 | 348795.9746 | 0 | 540215.9319
6661 | 0.01655% | 0.01344% | [6 empty] | 2019-01-05 | 19 | 61.4758 | 252296.8522 | kWh | GSD |  | 2019-10-05 | 19 | 1005348.506 | 185183.7347 | 339648.8028 | 0 | 524832.5375
6662 | 0.01783% | 0.01349% | [6 empty] | 2019-01-05 | 20 | 59.9719 | 246124.4853 | kWh | GSD |  | 2019-10-05 | 20 | 940596.2839 | 175606.5825 | 330468.9676 | 0 | 506075.5501
6663 | 0.01887% | 0.01345% | [6 empty] | 2019-01-05 | 21 | 58.7809 | 241236.6186 | kWh | GSD |  | 2019-10-05 | 21 | 892817.1781 | 171517.5619 | 321342.8959 | 0 | 492860.4578
6664 | 0.01935% | 0.01348% | [6 empty] | 2019-01-05 | 22 | 57.4172 | 235640.3165 | kWh | GSD |  | 2019-10-05 | 22 | 842186.6691 | 167845.7945 | 309493.9382 | 0 | 477339.7327
6665 | 0.01967% | 0.01351% | [6 empty] | 2019-01-05 | 23 | 53.778 | 220704.8215 | kWh | GSD |  | 2019-10-05 | 23 | 766377.3307 | 161161.9717 | 287878.9094 | 0 | 449040.8811
6666 | 0.01936% | 0.01326% | [6 empty] | 2019-01-05 | 24 | 50.7989 | 208478.5304 | kWh | GSD |  | 2019-10-05 | 24 | 690294.762 | 150771.7911 | 270502.3337 | 0 | 421274.1248
6667 | 0.01839% | 0.01288% | [6 empty] | 2019-01-06 | 1 | 48.6583 | 199693.5835 | kWh | GSD |  | 2019-10-06 | 1 | 597059.3453 | 139819.2127 | 260385.8505 | 0 | 400205.0632
6668 | 0.0172% | 0.01242% | [6 empty] | 2019-01-06 | 2 | 48.1057 | 197425.6174 | kWh | GSD |  | 2019-10-06 | 2 | 522043.8366 | 131093.041 | 246871.3232 | 0 | 377964.3642
6669 | 0.01633% | 0.0121% | [6 empty] | 2019-01-06 | 3 | 47.8124 | 196221.956 | kWh | GSD |  | 2019-10-06 | 3 | 468873.3789 | 123842.2615 | 240138.8049 | 0 | 363981.0664
6670 | 0.0154% | 0.01172% | [6 empty] | 2019-01-06 | 4 | 48.7301 | 199988.2326 | kWh | GSD |  | 2019-10-06 | 4 | 444438.5008 | 117054.3351 | 240126.3314 | 0 | 357180.6665
6671 | 0.01402% | 0.01102% | [6 empty] | 2019-01-06 | 5 | 49.693 | 203939.9771 | kWh | GSD |  | 2019-10-06 | 5 | 426833.1737 | 112939.1738 | 240116.8441 | 0 | 353056.0179
6672 | 0.01263% | 0.01034% | [6 empty] | 2019-01-06 | 6 | 52.2621 | 214483.7531 | kWh | GSD |  | 2019-10-06 | 6 | 422356.3533 | 113286.7311 | 245099.2334 | 0 | 358385.9645
6673 | 0.01092% | 0.009824% | [6 empty] | 2019-01-06 | 7 | 55.7981 | 228995.5903 | kWh | GSD |  | 2019-10-06 | 7 | 423915.7461 | 114166.5655 | 257492.417 | 0 | 371658.9825
6674 | 0.009549% | 0.009278% | [6 empty] | 2019-01-06 | 8 | 58.4871 | 240030.8877 | kWh | GSD |  | 2019-10-06 | 8 | 462826.9555 | 116169.949 | 273994.9949 | 0 | 390164.9439
6675 | 0.008576% | 0.008935% | [6 empty] | 2019-01-06 | 9 | 59.106 | 242570.8417 | kWh | GSD |  | 2019-10-06 | 9 | 542255.638 | 115223.8372 | 283943.2334 | 0 | 399167.0706
6676 | 0.008129% | 0.008768% | [6 empty] | 2019-01-06 | 10 | 59.9266 | 245938.7942 | kWh | GSD |  | 2019-10-06 | 10 | 654782.0127 | 126122.8802 | 296883.0709 | 0 | 423005.9511
6677 | 0.007807% | 0.008667% | [6 empty] | 2019-01-06 | 11 | 59.8561 | 245649.2779 | kWh | GSD |  | 2019-10-06 | 11 | 734754.6512 | 159525.8422 | 314451.1941 | 0 | 473977.0363
6678 | 0.007725% | 0.008798% | [6 empty] | 2019-01-06 | 12 | 59.8294 | 245539.7061 | kWh | GSD |  | 2019-10-06 | 12 | 830549.9053 | 175088.2672 | 333088.6801 | 0 | 508176.9473
6679 | 0.007754% | 0.009123% | [6 empty] | 2019-01-06 | 13 | 59.562 | 244442.2668 | kWh | GSD |  | 2019-10-06 | 13 | 892451.6063 | 183877.5604 | 337892.1475 | 0 | 521769.7079
6680 | 0.008466% | 0.009578% | [6 empty] | 2019-01-06 | 14 | 58.3752 | 239571.807 | kWh | GSD |  | 2019-10-06 | 14 | 955752.7386 | 178535.0538 | 337645.0665 | 0 | 516180.1203
6681 | 0.009919% | 0.009799% | [6 empty] | 2019-01-06 | 15 | 57.7209 | 236886.3894 | kWh | GSD |  | 2019-10-06 | 15 | 1018265.536 | 174346.0093 | 331520.3262 | 0 | 505866.3355
6682 | 0.01198% | 0.01038% | [6 empty] | 2019-01-06 | 16 | 57.5568 | 236213.2748 | kWh | GSD |  | 2019-10-06 | 16 | 1039664.776 | 173193.2045 | 331792.1556 | 0 | 504985.3601
6683 | 0.01344% | 0.01164% | [6 empty] | 2019-01-06 | 17 | 57.8504 | 237418.0246 | kWh | GSD |  | 2019-10-06 | 17 | 1018277.387 | 170013.7138 | 331978.4437 | 0 | 501992.1575
6684 | 0.01519% | 0.01247% | [6 empty] | 2019-01-06 | 18 | 58.9055 | 241748.2921 | kWh | GSD |  | 2019-10-06 | 18 | 1007036.449 | 165079.4913 | 321778.6265 | 0 | 486858.1178
6685 | 0.01632% | 0.01281% | [6 empty] | 2019-01-06 | 19 | 59.9018 | 245836.8303 | kWh | GSD |  | 2019-10-06 | 19 | 977523.32 | 156793.5824 | 309793.583 | 0 | 466587.1654
6686 | 0.01748% | 0.01267% | [6 empty] | 2019-01-06 | 20 | 57.9586 | 237862.0619 | kWh | GSD |  | 2019-10-06 | 20 | 948152.1962 | 155845.1567 | 301244.8848 | 0 | 457090.0415
6687 | 0.01863% | 0.01242% | [6 empty] | 2019-01-06 | 21 | 55.9491 | 229615.1471 | kWh | GSD |  | 2019-10-06 | 21 | 912106.7495 | 151006.2391 | 294031.9495 | 0 | 445038.1886
6688 | 0.01902% | 0.0124% | [6 empty] | 2019-01-06 | 22 | 54.7526 | 224704.5829 | kWh | GSD |  | 2019-10-06 | 22 | 814204.786 | 142277.597 | 283283.4863 | 0 | 425561.0833
6689 | 0.01863% | 0.01232% | [6 empty] | 2019-01-06 | 23 | 52.5822 | 215797.5066 | kWh | GSD |  | 2019-10-06 | 23 | 729605.5296 | 137922.9911 | 269091.4897 | 0 | 407014.4808
6690 | 0.01842% | 0.01195% | [6 empty] | 2019-01-06 | 24 | 50.5888 | 207616.2552 | kWh | GSD |  | 2019-10-06 | 24 | 628272.8774 | 127996.6892 | 257779.9616 | 0 | 385776.6508
6691 | 0.01788% | 0.01145% | [6 empty] | 2019-01-07 | 1 | 49.0306 | 201221.4424 | kWh | GSD |  | 2019-10-07 | 1 | 543415.9304 | 122195.8453 | 251421.1619 | 0 | 373617.0072
6692 | 0.01734% | 0.01122% | [6 empty] | 2019-01-07 | 2 | 48.6793 | 199779.8954 | kWh | GSD |  | 2019-10-07 | 2 | 488628.0086 | 117564.45 | 243964.2882 | 0 | 361528.7382
6693 | 0.01668% | 0.01092% | [6 empty] | 2019-01-07 | 3 | 49.0724 | 201393.0244 | kWh | GSD |  | 2019-10-07 | 3 | 452080.0976 | 115366.3857 | 241661.3006 | 0 | 357027.6863
6694 | 0.01489% | 0.01045% | [6 empty] | 2019-01-07 | 4 | 50.1995 | 206018.849 | kWh | GSD |  | 2019-10-07 | 4 | 435282.69 | 112599.6609 | 242978.9715 | 0 | 355578.6324
6695 | 0.01335% | 0.009991% | [6 empty] | 2019-01-07 | 5 | 53.8181 | 220869.3668 | kWh | GSD |  | 2019-10-07 | 5 | 429247.4408 | 109831.1207 | 254588.5308 | 0 | 364419.6515
6696 | 0.01149% | 0.00947% | [6 empty] | 2019-01-07 | 6 | 61.6661 | 253077.8218 | kWh | GSD |  | 2019-10-07 | 6 | 462619.8044 | 111766.8522 | 284019.7214 | 0 | 395786.5736
6697 | 0.00994% | 0.009172% | [6 empty] | 2019-01-07 | 7 | 73.3147 | 300883.6124 | kWh | GSD |  | 2019-10-07 | 7 | 513332.9 | 119888.9314 | 330868.0028 | 0 | 450756.9342
6698 | 0.008938% | 0.008875% | [6 empty] | 2019-01-07 | 8 | 82.0258 | 336633.956 | kWh | GSD |  | 2019-10-07 | 8 | 519220.2805 | 139062.7117 | 384533.7237 | 0 | 523596.4354
6699 | 0.008269% | 0.008764% | [6 empty] | 2019-01-07 | 9 | 86.8573 | 356462.4523 | kWh | GSD |  | 2019-10-07 | 9 | 491427.8901 | 157693.0166 | 415716.3014 | 0 | 573409.318
6700 | 0.007962% | 0.008729% | [6 empty] | 2019-01-07 | 10 | 88.1704 | 361851.3802 | kWh | GSD |  | 2019-10-07 | 10 | 480100.6421 | 171268.9302 | 439902.0266 | 0 | 611170.9568
6701 | 0.007852% | 0.008946% | [6 empty] | 2019-01-07 | 11 | 89.1225 | 365758.6986 | kWh | GSD |  | 2019-10-07 | 11 | 506882.0207 | 182400.025 | 452901.999 | 0 | 635302.024
6702 | 0.008462% | 0.009716% | [6 empty] | 2019-01-07 | 12 | 90.313 | 370644.459 | kWh | GSD |  | 2019-10-07 | 12 | 532645.7605 | 193239.2898 | 461649.4836 | 0 | 654888.7734
6703 | 0.00939% | 0.01107% | [6 empty] | 2019-01-07 | 13 | 90.4291 | 371120.85 | kWh | GSD |  | 2019-10-07 | 13 | 539262.1554 | 196429.8641 | 459926.5641 | 0 | 656356.4282
6704 | 0.009497% | 0.01285% | [6 empty] | 2019-01-07 | 14 | 92.311 | 378844.2329 | kWh | GSD |  | 2019-10-07 | 14 | 530104.6511 | 193404.0707 | 451128.9031 | 0 | 644532.9738
6705 | 0.008989% | 0.01408% | [6 empty] | 2019-01-07 | 15 | 91.1746 | 374180.5559 | kWh | GSD |  | 2019-10-07 | 15 | 527287.1466 | 188069.6385 | 442667.8068 | 0 | 630737.4453
6706 | 0.008782% | 0.015% | [6 empty] | 2019-01-07 | 16 | 87.5229 | 359193.9276 | kWh | GSD |  | 2019-10-07 | 16 | 529411.1495 | 186637.7637 | 422736.1048 | 0 | 609373.8685
6707 | 0.009272% | 0.0156% | [6 empty] | 2019-01-07 | 17 | 82.1096 | 336977.9696 | kWh | GSD |  | 2019-10-07 | 17 | 557893.7321 | 175143.8705 | 398142.5839 | 0 | 573286.4544
6708 | 0.009743% | 0.01608% | [6 empty] | 2019-01-07 | 18 | 78.8766 | 323709.492 | kWh | GSD |  | 2019-10-07 | 18 | 626183.1625 | 162257.4752 | 371121.1915 | 0 | 533378.6667
6709 | 0.009864% | 0.01611% | [6 empty] | 2019-01-07 | 19 | 76.6216 | 314454.9861 | kWh | GSD |  | 2019-10-07 | 19 | 670555.6739 | 146431.7068 | 346731.1945 | 0 | 493162.9013
6710 | 0.009696% | 0.01582% | [6 empty] | 2019-01-07 | 20 | 73.7321 | 302596.4173 | kWh | GSD |  | 2019-10-07 | 20 | 691224.2866 | 138021.3059 | 329465.5649 | 0 | 467486.8708
6711 | 0.009645% | 0.01548% | [6 empty] | 2019-01-07 | 21 | 69.9029 | 286881.6889 | kWh | GSD |  | 2019-10-07 | 21 | 700476.6428 | 135629.704 | 321302.4783 | 0 | 456932.1823
6712 | 0.009684% | 0.01496% | [6 empty] | 2019-01-07 | 22 | 64.8843 | 266285.1841 | kWh | GSD |  | 2019-10-07 | 22 | 670544.4038 | 131203.3233 | 306826.6945 | 0 | 438030.0178
6713 | 0.0102% | 0.01407% | [6 empty] | 2019-01-07 | 23 | 58.8134 | 241370.077 | kWh | GSD |  | 2019-10-07 | 23 | 601214.7096 | 122112.0791 | 285294.1615 | 0 | 407406.2406
6714 | 0.01145% | 0.01309% | [6 empty] | 2019-01-07 | 24 | 55.411 | 227406.6549 | kWh | GSD |  | 2019-10-07 | 24 | 512962.4599 | 114747.0155 | 268562.8969 | 0 | 383309.9124
6715 | 0.01227% | 0.01211% | [6 empty] | 2019-01-08 | 1 | 52.1057 | 213841.7261 | kWh | GSD |  | 2019-10-08 | 1 | 444122.4555 | 109506.4872 | 255075.648 | 0 | 364582.1352
6716 | 0.01264% | 0.01148% | [6 empty] | 2019-01-08 | 2 | 50.9854 | 209244.2292 | kWh | GSD |  | 2019-10-08 | 2 | 396031.0098 | 103600.1835 | 246228.5712 | 0 | 349828.7547
6717 | 0.01281% | 0.01122% | [6 empty] | 2019-01-08 | 3 | 50.1674 | 205887.0612 | kWh | GSD |  | 2019-10-08 | 3 | 371928.5447 | 102386.3638 | 243503.8677 | 0 | 345890.2315
6718 | 0.01227% | 0.01075% | [6 empty] | 2019-01-08 | 4 | 51.0146 | 209363.7938 | kWh | GSD |  | 2019-10-08 | 4 | 367754.3389 | 100683.8774 | 241932.3936 | 0 | 342616.271
6719 | 0.011% | 0.01% | [6 empty] | 2019-01-08 | 5 | 53.6386 | 220132.8485 | kWh | GSD |  | 2019-10-08 | 5 | 363071.6848 | 101503.3402 | 245399.9085 | 0 | 346903.2487
6720 | 0.009383% | 0.009409% | [6 empty] | 2019-01-08 | 6 | 61.2315 | 251294.2452 | kWh | GSD |  | 2019-10-08 | 6 | 400851.0146 | 102843.7576 | 268277.8631 | 0 | 371121.6207
6721 | 0.008124% | 0.00895% | [6 empty] | 2019-01-08 | 7 | 72.1896 | 296266.3011 | kWh | GSD |  | 2019-10-08 | 7 | 458247.3281 | 110280.0943 | 311750.0455 | 0 | 422030.1398
6722 | 0.007244% | 0.008588% | [6 empty] | 2019-01-08 | 8 | 80.5919 | 330749.3309 | kWh | GSD |  | 2019-10-08 | 8 | 462361.8111 | 126703.5763 | 362785.222 | 0 | 489488.7983
6723 | 0.006803% | 0.008491% | [6 empty] | 2019-01-08 | 9 | 85.8434 | 352301.1107 | kWh | GSD |  | 2019-10-08 | 9 | 459223.9517 | 144928.585 | 395672.9963 | 0 | 540601.5813
6724 | 0.006727% | 0.008411% | [6 empty] | 2019-01-08 | 10 | 90.2953 | 370572.1122 | kWh | GSD |  | 2019-10-08 | 10 | 461294.1898 | 163126.4999 | 423176.2071 | 0 | 586302.707
6725 | 0.006641% | 0.008516% | [6 empty] | 2019-01-08 | 11 | 91.7642 | 376600.4529 | kWh | GSD |  | 2019-10-08 | 11 | 480673.9479 | 182887.1181 | 444389.7014 | 0 | 627276.8195
6726 | 0.007332% | 0.00911% | [6 empty] | 2019-01-08 | 12 | 93.5741 | 384028.0731 | kWh | GSD |  | 2019-10-08 | 12 | 525160.3003 | 198439.3717 | 460377.912 | 0 | 658817.2837
6727 | 0.008382% | 0.01036% | [6 empty] | 2019-01-08 | 13 | 94.359 | 387249.4414 | kWh | GSD |  | 2019-10-08 | 13 | 601402.0243 | 212156.0089 | 470414.5594 | 0 | 682570.5683
6728 | 0.008457% | 0.01202% | [6 empty] | 2019-01-08 | 14 | 95.4151 | 391583.4432 | kWh | GSD |  | 2019-10-08 | 14 | 692093.1689 | 219588.5763 | 478947.0703 | 0 | 698535.6466
6729 | 0.0084% | 0.01327% | [6 empty] | 2019-01-08 | 15 | 93.9817 | 385700.9701 | kWh | GSD |  | 2019-10-08 | 15 | 755956.2557 | 229590.7214 | 481815.1602 | 0 | 711405.8816
6730 | 0.008438% | 0.01439% | [6 empty] | 2019-01-08 | 16 | 91.6726 | 376224.2771 | kWh | GSD |  | 2019-10-08 | 16 | 795574.9881 | 231097.6801 | 471489.3318 | 0 | 702587.0119
6731 | 0.008792% | 0.0154% | [6 empty] | 2019-01-08 | 17 | 85.8162 | 352189.4856 | kWh | GSD |  | 2019-10-08 | 17 | 815179.2226 | 223137.0531 | 448829.5283 | 0 | 671966.5814
6732 | 0.009606% | 0.01617% | [6 empty] | 2019-01-08 | 18 | 80.8052 | 331624.5431 | kWh | GSD |  | 2019-10-08 | 18 | 838201.7996 | 204906.1497 | 415372.3814 | 0 | 620278.5311
6733 | 0.011% | 0.01676% | [6 empty] | 2019-01-08 | 19 | 78.1553 | 320749.1731 | kWh | GSD |  | 2019-10-08 | 19 | 848321.1378 | 180236.5707 | 382045.2136 | 0 | 562281.7843
6734 | 0.01266% | 0.01715% | [6 empty] | 2019-01-08 | 20 | 74.8362 | 307127.6527 | kWh | GSD |  | 2019-10-08 | 20 | 857286.0026 | 169253.096 | 355176.2792 | 0 | 524429.3752
6735 | 0.01383% | 0.01746% | [6 empty] | 2019-01-08 | 21 | 71.1101 | 291835.8859 | kWh | GSD |  | 2019-10-08 | 21 | 848276.8218 | 166104.766 | 344487.4767 | 0 | 510592.2427
6736 | 0.01455% | 0.01725% | [6 empty] | 2019-01-08 | 22 | 66.9797 | 274884.6694 | kWh | GSD |  | 2019-10-08 | 22 | 757919.3861 | 155418.1899 | 322670.4143 | 0 | 478088.6042
6737 | 0.01491% | 0.0165% | [6 empty] | 2019-01-08 | 23 | 61.0221 | 250434.8775 | kWh | GSD |  | 2019-10-08 | 23 | 674702.5458 | 137955.8461 | 298155.763 | 0 | 436111.6091
6738 | 0.01533% | 0.01523% | [6 empty] | 2019-01-08 | 24 | 56.3366 | 231205.3027 | kWh | GSD |  | 2019-10-08 | 24 | 564499.6918 | 125232.1767 | 275481.3008 | 0 | 400713.4775
6739 | 0.01552% | 0.0138% | [6 empty] | 2019-01-09 | 1 | 52.7597 | 216525.7339 | kWh | GSD |  | 2019-10-09 | 1 | 471831.5463 | 115578.7056 | 258678.25 | 0 | 374256.9556
6740 | 0.01568% | 0.01287% | [6 empty] | 2019-01-09 | 2 | 52.0139 | 213464.9048 | kWh | GSD |  | 2019-10-09 | 2 | 416094.0072 | 109817.7101 | 246645.4071 | 0 | 356463.1172
6741 | 0.01552% | 0.01253% | [6 empty] | 2019-01-09 | 3 | 51.4244 | 211045.7624 | kWh | GSD |  | 2019-10-09 | 3 | 391367.5225 | 106001.9036 | 243453.0283 | 0 | 349454.9319
6742 | 0.01386% | 0.01174% | [6 empty] | 2019-01-09 | 4 | 51.5105 | 211399.0846 | kWh | GSD |  | 2019-10-09 | 4 | 370331.1287 | 103155.5056 | 243127.8518 | 0 | 346283.3574
6743 | 0.01234% | 0.01071% | [6 empty] | 2019-01-09 | 5 | 53.8892 | 221161.3321 | kWh | GSD |  | 2019-10-09 | 5 | 372654.4316 | 104190.5272 | 245808.6938 | 0 | 349999.221
6744 | 0.01033% | 0.009837% | [6 empty] | 2019-01-09 | 6 | 60.8438 | 249702.9821 | kWh | GSD |  | 2019-10-09 | 6 | 400044.7707 | 105351.1359 | 266785.1658 | 0 | 372136.3017
6745 | 0.00863% | 0.009187% | [6 empty] | 2019-01-09 | 7 | 72.0249 | 295590.1627 | kWh | GSD |  | 2019-10-09 | 7 | 461167.6409 | 111709.0864 | 309667.2809 | 0 | 421376.3673
6746 | 0.007611% | 0.00875% | [6 empty] | 2019-01-09 | 8 | 80.9371 | 332165.7262 | kWh | GSD |  | 2019-10-09 | 8 | 461873.18 | 126508.2325 | 355304.0055 | 0 | 481812.238
6747 | 0.007159% | 0.008578% | [6 empty] | 2019-01-09 | 9 | 86.3991 | 354582.0275 | kWh | GSD |  | 2019-10-09 | 9 | 443765.2232 | 143048.2644 | 394832.4144 | 0 | 537880.6788
6748 | 0.006774% | 0.008501% | [6 empty] | 2019-01-09 | 10 | 88.5697 | 363490.1185 | kWh | GSD |  | 2019-10-09 | 10 | 442976.2559 | 160797.708 | 423764.4743 | 0 | 584562.1823
6749 | 0.006816% | 0.008592% | [6 empty] | 2019-01-09 | 11 | 89.3706 | 366776.7934 | kWh | GSD |  | 2019-10-09 | 11 | 468639.3651 | 180534.7189 | 440015.6228 | 0 | 620550.3417
6750 | 0.007317% | 0.009135% | [6 empty] | 2019-01-09 | 12 | 89.0811 | 365588.8734 | kWh | GSD |  | 2019-10-09 | 12 | 523811.2941 | 198689.6816 | 455094.5198 | 0 | 653784.2014
6751 | 0.008435% | 0.01034% | [6 empty] | 2019-01-09 | 13 | 88.3804 | 362713.3446 | kWh | GSD |  | 2019-10-09 | 13 | 581014.6447 | 209023.3908 | 460796.5288 | 0 | 669819.9196
6752 | 0.008448% | 0.01183% | [6 empty] | 2019-01-09 | 14 | 87.3936 | 358663.4221 | kWh | GSD |  | 2019-10-09 | 14 | 615800.4189 | 215592.4878 | 458621.6456 | 0 | 674214.1334
6753 | 0.008117% | 0.0132% | [6 empty] | 2019-01-09 | 15 | 85.8161 | 352189.2345 | kWh | GSD |  | 2019-10-09 | 15 | 647777.4531 | 213810.6112 | 458900.7853 | 0 | 672711.3965
6754 | 0.008103% | 0.01435% | [6 empty] | 2019-01-09 | 16 | 82.7215 | 339489.0593 | kWh | GSD |  | 2019-10-09 | 16 | 661139.7512 | 213674.468 | 447309.3597 | 0 | 660983.8277
6755 | 0.008572% | 0.01523% | [6 empty] | 2019-01-09 | 17 | 78.183 | 320863.2244 | kWh | GSD |  | 2019-10-09 | 17 | 700867.7709 | 203353.1324 | 420278.9486 | 0 | 623632.081
6756 | 0.009581% | 0.01605% | [6 empty] | 2019-01-09 | 18 | 75.1985 | 308614.6003 | kWh | GSD |  | 2019-10-09 | 18 | 698515.2157 | 186101.0962 | 391847.4655 | 0 | 577948.5617
6757 | 0.01063% | 0.01644% | [6 empty] | 2019-01-09 | 19 | 74.4245 | 305438.1928 | kWh | GSD |  | 2019-10-09 | 19 | 717938.9638 | 166607.5744 | 365540.7303 | 0 | 532148.3047
6758 | 0.01126% | 0.01655% | [6 empty] | 2019-01-09 | 20 | 72.1757 | 296209.2549 | kWh | GSD |  | 2019-10-09 | 20 | 733607.8981 | 156105.6975 | 345690.0889 | 0 | 501795.7864
6759 | 0.01185% | 0.01651% | [6 empty] | 2019-01-09 | 21 | 70.0252 | 287383.4543 | kWh | GSD |  | 2019-10-09 | 21 | 734871.663 | 153792.537 | 335471.642 | 0 | 489264.179
6760 | 0.01209% | 0.01623% | [6 empty] | 2019-01-09 | 22 | 65.376 | 268302.912 | kWh | GSD |  | 2019-10-09 | 22 | 698245.9357 | 139690.5453 | 314519.3945 | 0 | 454209.9398
6761 | 0.01282% | 0.01531% | [6 empty] | 2019-01-09 | 23 | 59.8211 | 245505.6047 | kWh | GSD |  | 2019-10-09 | 23 | 618218.9484 | 127021.6833 | 286253.7487 | 0 | 413275.432
6762 | 0.01278% | 0.01419% | [6 empty] | 2019-01-09 | 24 | 56.3465 | 231245.8344 | kWh | GSD |  | 2019-10-09 | 24 | 510470.9292 | 117342.0454 | 264636.0096 | 0 | 381978.055
6763 | 0.01313% | 0.01306% | [6 empty] | 2019-01-10 | 1 | 53.5023 | 219573.4893 | kWh | GSD |  | 2019-10-10 | 1 | 438704.9529 | 109653.1564 | 249676.5742 | 0 | 359329.7306
6764 | 0.01342% | 0.01232% | [6 empty] | 2019-01-10 | 2 | 53.3952 | 219134.0075 | kWh | GSD |  | 2019-10-10 | 2 | 389039.4943 | 104051.0924 | 241058.0272 | 0 | 345109.1196
6765 | 0.01344% | 0.01201% | [6 empty] | 2019-01-10 | 3 | 53.4811 | 219486.566 | kWh | GSD |  | 2019-10-10 | 3 | 352762.7546 | 100447.8728 | 236219.7933 | 0 | 336667.6661
6766 | 0.01277% | 0.01115% | [6 empty] | 2019-01-10 | 4 | 54.783 | 224829.4607 | kWh | GSD |  | 2019-10-10 | 4 | 337428.5326 | 98589.9483 | 234977.3647 | 0 | 333567.313
6767 | 0.01131% | 0.01015% | [6 empty] | 2019-01-10 | 5 | 57.8858 | 237563.4612 | kWh | GSD |  | 2019-10-10 | 5 | 340118.6917 | 98410.2633 | 236383.929 | 0 | 334794.1923
6768 | 0.009337% | 0.009377% | [6 empty] | 2019-01-10 | 6 | 66.2806 | 272015.3985 | kWh | GSD |  | 2019-10-10 | 6 | 367683.6599 | 99585.5091 | 257645.9804 | 0 | 357231.4895
6769 | 0.008025% | 0.008821% | [6 empty] | 2019-01-10 | 7 | 78.6095 | 322613.3144 | kWh | GSD |  | 2019-10-10 | 7 | 433679.4376 | 108172.0779 | 296180.4379 | 0 | 404352.5158
6770 | 0.007116% | 0.008472% | [6 empty] | 2019-01-10 | 8 | 88.3746 | 362689.2312 | kWh | GSD |  | 2019-10-10 | 8 | 441061.5656 | 121508.0443 | 346897.5666 | 0 | 468405.6109
6771 | 0.006453% | 0.008265% | [6 empty] | 2019-01-10 | 9 | 91.528 | 375630.7155 | kWh | GSD |  | 2019-10-10 | 9 | 422547.9241 | 136285.6068 | 384322.2668 | 0 | 520607.8736
6772 | 0.006172% | 0.008188% | [6 empty] | 2019-01-10 | 10 | 92.318 | 378872.9299 | kWh | GSD |  | 2019-10-10 | 10 | 438654.2044 | 155912.285 | 418212.9677 | 0 | 574125.2527
6773 | 0.006221% | 0.008219% | [6 empty] | 2019-01-10 | 11 | 91.9018 | 377165.0079 | kWh | GSD |  | 2019-10-10 | 11 | 489353.6562 | 179551.0631 | 444043.2813 | 0 | 623594.3444
6774 | 0.006725% | 0.008769% | [6 empty] | 2019-01-10 | 12 | 90.8677 | 372920.8468 | kWh | GSD |  | 2019-10-10 | 12 | 541417.086 | 201291.0111 | 458892.5023 | 0 | 660183.5134
6775 | 0.007933% | 0.009926% | [6 empty] | 2019-01-10 | 13 | 88.8972 | 364833.9999 | kWh | GSD |  | 2019-10-10 | 13 | 612716.6015 | 212756.2988 | 465547.529 | 0 | 678303.8278
6776 | 0.008068% | 0.0115% | [6 empty] | 2019-01-10 | 14 | 87.777 | 360236.9232 | kWh | GSD |  | 2019-10-10 | 14 | 661714.3736 | 216996.4433 | 466751.9078 | 0 | 683748.3511
6777 | 0.007729% | 0.01278% | [6 empty] | 2019-01-10 | 15 | 85.8608 | 352372.665 | kWh | GSD |  | 2019-10-10 | 15 | 713793.0692 | 219443.6903 | 466086.1887 | 0 | 685529.879
6778 | 0.008024% | 0.01409% | [6 empty] | 2019-01-10 | 16 | 82.6422 | 339163.7516 | kWh | GSD |  | 2019-10-10 | 16 | 746057.7912 | 223732.133 | 455278.2713 | 0 | 679010.4043
6779 | 0.008951% | 0.01531% | [6 empty] | 2019-01-10 | 17 | 77.3164 | 317306.517 | kWh | GSD |  | 2019-10-10 | 17 | 795676.0392 | 218177.4709 | 430370.3416 | 0 | 648547.8125
6780 | 0.009903% | 0.01621% | [6 empty] | 2019-01-10 | 18 | 75.5308 | 309978.6044 | kWh | GSD |  | 2019-10-10 | 18 | 815611.0124 | 201243.1861 | 400830.6047 | 0 | 602073.7908
6781 | 0.01121% | 0.01665% | [6 empty] | 2019-01-10 | 19 | 77.0035 | 316022.2581 | kWh | GSD |  | 2019-10-10 | 19 | 791803.079 | 178300.7199 | 374057.9296 | 0 | 552358.6495
6782 | 0.0121% | 0.01678% | [6 empty] | 2019-01-10 | 20 | 73.5205 | 301728.1421 | kWh | GSD |  | 2019-10-10 | 20 | 791275.2477 | 163542.9422 | 350766.68 | 0 | 514309.6222
6783 | 0.01306% | 0.01683% | [6 empty] | 2019-01-10 | 21 | 71.5273 | 293548.0477 | kWh | GSD |  | 2019-10-10 | 21 | 750556.3263 | 163584.7187 | 337574.0323 | 0 | 501158.751
6784 | 0.01365% | 0.01667% | [6 empty] | 2019-01-10 | 22 | 67.7141 | 277898.863 | kWh | GSD |  | 2019-10-10 | 22 | 702632.952 | 151110.8797 | 314041.7581 | 0 | 465152.6378
6785 | 0.01455% | 0.01592% | [6 empty] | 2019-01-10 | 23 | 61.5233 | 252491.4653 | kWh | GSD |  | 2019-10-10 | 23 | 615274.1625 | 132798.5458 | 289886.1818 | 0 | 422684.7276
6786 | 0.01492% | 0.01478% | [6 empty] | 2019-01-10 | 24 | 59.0891 | 242501.5706 | kWh | GSD |  | 2019-10-10 | 24 | 514929.3094 | 117960.6721 | 269853.0651 | 0 | 387813.7372
6787 | 0.01448% | 0.01356% | [6 empty] | 2019-01-11 | 1 | 57.5143 | 236038.8307 | kWh | GSD |  | 2019-10-11 | 1 | 431494.184 | 109461.8538 | 251581.7751 | 0 | 361043.6289
6788 | 0.01447% | 0.01263% | [6 empty] | 2019-01-11 | 2 | 57.6326 | 236524.0216 | kWh | GSD |  | 2019-10-11 | 2 | 372655.1888 | 102896.4135 | 238933.201 | 0 | 341829.6145
6789 | 0.01373% | 0.0123% | [6 empty] | 2019-01-11 | 3 | 58.136 | 238590.1104 | kWh | GSD |  | 2019-10-11 | 3 | 339122.884 | 100684.4255 | 233029.8083 | 0 | 333714.2338
6790 | 0.01285% | 0.01142% | [6 empty] | 2019-01-11 | 4 | 59.0981 | 242538.7309 | kWh | GSD |  | 2019-10-11 | 4 | 308606.7371 | 95162.876 | 232299.3129 | 0 | 327462.1889
6791 | 0.01125% | 0.01038% | [6 empty] | 2019-01-11 | 5 | 63.0935 | 258935.665 | kWh | GSD |  | 2019-10-11 | 5 | 302159.0224 | 95754.3509 | 233286.0372 | 0 | 329040.3881
6792 | 0.009419% | 0.00952% | [6 empty] | 2019-01-11 | 6 | 72.0759 | 295799.4535 | kWh | GSD |  | 2019-10-11 | 6 | 334273.4268 | 95527.0707 | 250108.0957 | 0 | 345635.1664
6793 | 0.007893% | 0.008863% | [6 empty] | 2019-01-11 | 7 | 83.851 | 344124.6409 | kWh | GSD |  | 2019-10-11 | 7 | 387302.0606 | 101744.2975 | 288572.9481 | 0 | 390317.2456
6794 | 0.006816% | 0.008391% | [6 empty] | 2019-01-11 | 8 | 92.0018 | 377575.4258 | kWh | GSD |  | 2019-10-11 | 8 | 403426.0443 | 111623.0558 | 328739.862 | 0 | 440362.9178
6795 | 0.006203% | 0.008192% | [6 empty] | 2019-01-11 | 9 | 94.0867 | 386131.9468 | kWh | GSD |  | 2019-10-11 | 9 | 392643.103 | 120855.9511 | 362042.2084 | 0 | 482898.1595
6796 | 0.005645% | 0.008039% | [6 empty] | 2019-01-11 | 10 | 93.2472 | 382686.4223 | kWh | GSD |  | 2019-10-11 | 10 | 416745.5912 | 142861.83 | 399917.1485 | 0 | 542778.9785
6797 | 0.005527% | 0.008077% | [6 empty] | 2019-01-11 | 11 | 91.2836 | 374627.875 | kWh | GSD |  | 2019-10-11 | 11 | 466754.0131 | 167164.7975 | 425849.7109 | 0 | 593014.5084
6798 | 0.006114% | 0.008485% | [6 empty] | 2019-01-11 | 12 | 90.0793 | 369685.2671 | kWh | GSD |  | 2019-10-11 | 12 | 512420.1563 | 186236.7645 | 439819.3804 | 0 | 626056.1449
6799 | 0.007084% | 0.009582% | [6 empty] | 2019-01-11 | 13 | 88.2563 | 362203.8669 | kWh | GSD |  | 2019-10-11 | 13 | 577826.525 | 199748.1524 | 441450.8818 | 0 | 641199.0342
6800 | 0.007379% | 0.01081% | [6 empty] | 2019-01-11 | 14 | 87.1133 | 357512.8237 | kWh | GSD |  | 2019-10-11 | 14 | 639201.5322 | 204684.3284 | 446470.0687 | 0 | 651154.3971
6801 | 0.007182% | 0.01185% | [6 empty] | 2019-01-11 | 15 | 84.7856 | 347960.0778 | kWh | GSD |  | 2019-10-11 | 15 | 692079.5969 | 206270.5083 | 443858.0722 | 0 | 650128.5805
6802 | 0.007623% | 0.01332% | [6 empty] | 2019-01-11 | 16 | 79.9764 | 328222.9819 | kWh | GSD |  | 2019-10-11 | 16 | 734477.8656 | 205944.5223 | 434056.4164 | 0 | 640000.9387
6803 | 0.008538% | 0.01456% | [6 empty] | 2019-01-11 | 17 | 74.8884 | 307341.8512 | kWh | GSD |  | 2019-10-11 | 17 | 776262.616 | 199743.3497 | 409666.7008 | 0 | 609410.0505
6804 | 0.009373% | 0.01537% | [6 empty] | 2019-01-11 | 18 | 73.5642 | 301907.5835 | kWh | GSD |  | 2019-10-11 | 18 | 799963.7552 | 188003.1778 | 380963.0692 | 0 | 568966.247
6805 | 0.01057% | 0.01574% | [6 empty] | 2019-01-11 | 19 | 73.5221 | 301734.6581 | kWh | GSD |  | 2019-10-11 | 19 | 753124.4645 | 169342.4469 | 355535.2243 | 0 | 524877.6712
6806 | 0.01169% | 0.01598% | [6 empty] | 2019-01-11 | 20 | 70.2113 | 288147.2282 | kWh | GSD |  | 2019-10-11 | 20 | 710208.863 | 160885.5262 | 335364.0278 | 0 | 496249.554
6807 | 0.01266% | 0.01596% | [6 empty] | 2019-01-11 | 21 | 68.0919 | 279449.1344 | kWh | GSD |  | 2019-10-11 | 21 | 661987.252 | 156668.3901 | 324542.3346 | 0 | 481210.7247
6808 | 0.01343% | 0.01571% | [6 empty] | 2019-01-11 | 22 | 64.1291 | 263185.906 | kWh | GSD |  | 2019-10-11 | 22 | 614963.5357 | 148588.2178 | 305724.5705 | 0 | 454312.7883
6809 | 0.0142% | 0.01496% | [6 empty] | 2019-01-11 | 23 | 58.909 | 241762.3984 | kWh | GSD |  | 2019-10-11 | 23 | 549732.9304 | 134786.3012 | 283695.8088 | 0 | 418482.11
6810 | 0.01463% | 0.01397% | [6 empty] | 2019-01-11 | 24 | 55.5574 | 228007.7615 | kWh | GSD |  | 2019-10-11 | 24 | 485731.3512 | 122958.0394 | 264128.9557 | 0 | 387086.9951
6811 | 0.01378% | 0.01288% | [6 empty] | 2019-01-12 | 1 | 53.0005 | 217514.1456 | kWh | GSD |  | 2019-10-12 | 1 | 407730.2306 | 112404.877 | 248243.425 | 0 | 360648.302
6812 | 0.01299% | 0.01218% | [6 empty] | 2019-01-12 | 2 | 51.5127 | 211408.174 | kWh | GSD |  | 2019-10-12 | 2 | 351955.9827 | 104514.687 | 237762.1747 | 0 | 342276.8617
6813 | 0.01211% | 0.01181% | [6 empty] | 2019-01-12 | 3 | 50.9542 | 209116.1298 | kWh | GSD |  | 2019-10-12 | 3 | 321440.5865 | 98007.0328 | 228859.6729 | 0 | 326866.7057
6814 | 0.01125% | 0.01115% | [6 empty] | 2019-01-12 | 4 | 50.9169 | 208963.1236 | kWh | GSD |  | 2019-10-12 | 4 | 295815.0266 | 94451.8161 | 221717.598 | 0 | 316169.4141
6815 | 0.01006% | 0.01027% | [6 empty] | 2019-01-12 | 5 | 51.822 | 212677.6198 | kWh | GSD |  | 2019-10-12 | 5 | 288853.1456 | 93047.9335 | 219478.5493 | 0 | 312526.4828
6816 | 0.008885% | 0.009502% | [6 empty] | 2019-01-12 | 6 | 53.9043 | 221223.4259 | kWh | GSD |  | 2019-10-12 | 6 | 285331.0024 | 92921.0403 | 224168.2545 | 0 | 317089.2948
6817 | 0.007458% | 0.008853% | [6 empty] | 2019-01-12 | 7 | 58.8078 | 241347.3084 | kWh | GSD |  | 2019-10-12 | 7 | 300814.3337 | 94717.1419 | 235292.5288 | 0 | 330009.6707
6818 | 0.006438% | 0.008402% | [6 empty] | 2019-01-12 | 8 | 63.33 | 259906.173 | kWh | GSD |  | 2019-10-12 | 8 | 336744.0134 | 97385.0084 | 257662.4833 | 0 | 355047.4917
6819 | 0.00588% | 0.008024% | [6 empty] | 2019-01-12 | 9 | 64.4494 | 264500.4521 | kWh | GSD |  | 2019-10-12 | 9 | 403260.4868 | 102209.0498 | 273458.3313 | 0 | 375667.3811
6820 | 0.005411% | 0.007761% | [6 empty] | 2019-01-12 | 10 | 65.4236 | 268498.6264 | kWh | GSD |  | 2019-10-12 | 10 | 477760.1523 | 111540.2728 | 291903.3436 | 0 | 403443.6164
6821 | 0.005284% | 0.007672% | [6 empty] | 2019-01-12 | 11 | 64.6488 | 265318.6198 | kWh | GSD |  | 2019-10-12 | 11 | 546015.4351 | 130531.3109 | 309714.1416 | 0 | 440245.4525
6822 | 0.005219% | 0.007784% | [6 empty] | 2019-01-12 | 12 | 63.2351 | 259516.9801 | kWh | GSD |  | 2019-10-12 | 12 | 598498.9618 | 150455.5984 | 322596.0818 | 0 | 473051.6802
6823 | 0.005502% | 0.008101% | [6 empty] | 2019-01-12 | 13 | 63.3261 | 259890.4618 | kWh | GSD |  | 2019-10-12 | 13 | 660405.9556 | 161023.296 | 327403.9977 | 0 | 488427.2937
6824 | 0.00616% | 0.008716% | [6 empty] | 2019-01-12 | 14 | 63.3489 | 259984.024 | kWh | GSD |  | 2019-10-12 | 14 | 718499.8557 | 163127.0166 | 321517.4345 | 0 | 484644.4511
6825 | 0.007376% | 0.009222% | [6 empty] | 2019-01-12 | 15 | 62.1229 | 254952.4214 | kWh | GSD |  | 2019-10-12 | 15 | 756578.8465 | 164361.8458 | 320254.3742 | 0 | 484616.22
6826 | 0.008739% | 0.009904% | [6 empty] | 2019-01-12 | 16 | 61.5218 | 252485.5565 | kWh | GSD |  | 2019-10-12 | 16 | 792461.876 | 165938.8687 | 318411.7146 | 0 | 484350.5833
6827 | 0.009987% | 0.01081% | [6 empty] | 2019-01-12 | 17 | 60.978 | 250253.5976 | kWh | GSD |  | 2019-10-12 | 17 | 839096.7792 | 165818.212 | 314754.7202 | 0 | 480572.9322
6828 | 0.01095% | 0.01161% | [6 empty] | 2019-01-12 | 18 | 62.4848 | 256437.7161 | kWh | GSD |  | 2019-10-12 | 18 | 841803.676 | 165622.8429 | 310431.8537 | 0 | 476054.6966
6829 | 0.01208% | 0.01199% | [6 empty] | 2019-01-12 | 19 | 63.6588 | 261255.7078 | kWh | GSD |  | 2019-10-12 | 19 | 798779.5015 | 160020.4925 | 304346.3312 | 0 | 464366.8237
6830 | 0.01314% | 0.0119% | [6 empty] | 2019-01-12 | 20 | 62.6254 | 257014.786 | kWh | GSD |  | 2019-10-12 | 20 | 760815.3124 | 149769.5295 | 296739.145 | 0 | 446508.6745
6831 | 0.01384% | 0.0119% | [6 empty] | 2019-01-12 | 21 | 61.0386 | 250502.4823 | kWh | GSD |  | 2019-10-12 | 21 | 715368.1721 | 147935.8638 | 289332.4866 | 0 | 437268.3504
6832 | 0.0145% | 0.01189% | [6 empty] | 2019-01-12 | 22 | 59.0508 | 242344.418 | kWh | GSD |  | 2019-10-12 | 22 | 650026.8326 | 144253.1253 | 277455.6753 | 0 | 421708.8006
6833 | 0.01535% | 0.0118% | [6 empty] | 2019-01-12 | 23 | 55.728 | 228707.8677 | kWh | GSD |  | 2019-10-12 | 23 | 586991.7833 | 137424.1678 | 259459.5068 | 0 | 396883.6746
6834 | 0.0154% | 0.01169% | [6 empty] | 2019-01-12 | 24 | 52.2703 | 214517.4955 | kWh | GSD |  | 2019-10-12 | 24 | 514173.9772 | 122861.1398 | 246106.3474 | 0 | 368967.4872
6835 | 0.01461% | 0.0114% | [6 empty] | 2019-01-13 | 1 | 49.2612 | 202167.9504 | kWh | GSD |  | 2019-10-13 | 1 | 445648.7526 | 114302.4052 | 236006.9057 | 0 | 350309.3109
6836 | 0.01392% | 0.01096% | [6 empty] | 2019-01-13 | 2 | 48.1387 | 197561.1016 | kWh | GSD |  | 2019-10-13 | 2 | 377064.2935 | 108543.4722 | 228535.221 | 0 | 337078.6932
6837 | 0.01309% | 0.01073% | [6 empty] | 2019-01-13 | 3 | 47.9799 | 196909.556 | kWh | GSD |  | 2019-10-13 | 3 | 339785.4572 | 104845.0098 | 221595.7334 | 0 | 326440.7432
6838 | 0.01189% | 0.01035% | [6 empty] | 2019-01-13 | 4 | 48.2308 | 197939.125 | kWh | GSD |  | 2019-10-13 | 4 | 316976.6076 | 102011.2636 | 217314.3179 | 0 | 319325.5815
6839 | 0.01074% | 0.009743% | [6 empty] | 2019-01-13 | 5 | 48.907 | 200714.2354 | kWh | GSD |  | 2019-10-13 | 5 | 302300.8262 | 98047.1909 | 215702.1821 | 0 | 313749.373
6840 | 0.009405% | 0.009057% | [6 empty] | 2019-01-13 | 6 | 50.6759 | 207973.9463 | kWh | GSD |  | 2019-10-13 | 6 | 295294.9497 | 94374.3966 | 219846.5859 | 0 | 314220.9825
6841 | 0.008152% | 0.008599% | [6 empty] | 2019-01-13 | 7 | 54.2155 | 222500.601 | kWh | GSD |  | 2019-10-13 | 7 | 308695.4102 | 96239.34 | 231783.8555 | 0 | 328023.1955
6842 | 0.006897% | 0.008275% | [6 empty] | 2019-01-13 | 8 | 55.4674 | 227638.2463 | kWh | GSD |  | 2019-10-13 | 8 | 351489.0985 | 95542.8577 | 245269.2081 | 0 | 340812.0658
6843 | 0.006215% | 0.008013% | [6 empty] | 2019-01-13 | 9 | 56.8631 | 233365.9865 | kWh | GSD |  | 2019-10-13 | 9 | 441094.7407 | 95675.2842 | 252656.5493 | 0 | 348331.8335
6844 | 0.005798% | 0.007839% | [6 empty] | 2019-01-13 | 10 | 59.2931 | 243338.8698 | kWh | GSD |  | 2019-10-13 | 10 | 521874.9716 | 106161.687 | 269463.0645 | 0 | 375624.7515
6845 | 0.00553% | 0.007702% | [6 empty] | 2019-01-13 | 11 | 60.9672 | 250209.4278 | kWh | GSD |  | 2019-10-13 | 11 | 606095.487 | 131660.7092 | 288083.6288 | 0 | 419744.338
6846 | 0.005401% | 0.007714% | [6 empty] | 2019-01-13 | 12 | 63.0857 | 258903.8503 | kWh | GSD |  | 2019-10-13 | 12 | 685882.7251 | 152651.7949 | 303666.8787 | 0 | 456318.6736
6847 | 0.005646% | 0.008052% | [6 empty] | 2019-01-13 | 13 | 61.9198 | 254118.7529 | kWh | GSD |  | 2019-10-13 | 13 | 773079.1142 | 164144.0873 | 315440.3356 | 0 | 479584.4229
6848 | 0.006429% | 0.008366% | [6 empty] | 2019-01-13 | 14 | 60.697 | 249100.4537 | kWh | GSD |  | 2019-10-13 | 14 | 839509.9372 | 166526.0429 | 315668.5105 | 0 | 482194.5534
6849 | 0.008068% | 0.008551% | [6 empty] | 2019-01-13 | 15 | 59.8497 | 245623.1123 | kWh | GSD |  | 2019-10-13 | 15 | 924431.2799 | 166054.888 | 313198.885 | 0 | 479253.773
6850 | 0.009546% | 0.009221% | [6 empty] | 2019-01-13 | 16 | 60.507 | 248320.8365 | kWh | GSD |  | 2019-10-13 | 16 | 947133.9271 | 164844.9389 | 312883.3425 | 0 | 477728.2814
6851 | 0.01109% | 0.0103% | [6 empty] | 2019-01-13 | 17 | 60.6509 | 248911.4632 | kWh | GSD |  | 2019-10-13 | 17 | 971332.9239 | 168171.1096 | 312401.8652 | 0 | 480572.9748
6852 | 0.01255% | 0.0112% | [6 empty] | 2019-01-13 | 18 | 61.4697 | 252271.8143 | kWh | GSD |  | 2019-10-13 | 18 | 962749.6892 | 165219.6146 | 309408.0662 | 0 | 474627.6808
6853 | 0.01414% | 0.01177% | [6 empty] | 2019-01-13 | 19 | 62.0503 | 254654.2895 | kWh | GSD |  | 2019-10-13 | 19 | 911107.8556 | 158188.4672 | 299772.1623 | 0 | 457960.6295
6854 | 0.01536% | 0.01184% | [6 empty] | 2019-01-13 | 20 | 60.3324 | 247604.0524 | kWh | GSD |  | 2019-10-13 | 20 | 887432.8903 | 150828.5422 | 291592.8104 | 0 | 442421.3526
6855 | 0.01691% | 0.01176% | [6 empty] | 2019-01-13 | 21 | 58.3588 | 239504.5518 | kWh | GSD |  | 2019-10-13 | 21 | 826620.4147 | 145169.3749 | 281008.9733 | 0 | 426178.3482
6856 | 0.01732% | 0.01173% | [6 empty] | 2019-01-13 | 22 | 55.695 | 228572.4347 | kWh | GSD |  | 2019-10-13 | 22 | 748035.1779 | 137759.8486 | 270165.0519 | 0 | 407924.9005
6857 | 0.01777% | 0.0118% | [6 empty] | 2019-01-13 | 23 | 52.1597 | 214063.4529 | kWh | GSD |  | 2019-10-13 | 23 | 636241.632 | 129340.5421 | 255569.1803 | 0 | 384909.7224
6858 | 0.01761% | 0.01165% | [6 empty] | 2019-01-13 | 24 | 50.1206 | 205694.9623 | kWh | GSD |  | 2019-10-13 | 24 | 525179.0275 | 119114.0019 | 242055.1618 | 0 | 361169.1637
6859 | 0.01667% | 0.01124% | [6 empty] | 2019-01-14 | 1 | 48.7217 | 199953.9093 | kWh | GSD |  | 2019-10-14 | 1 | 441848.2378 | 111758.7598 | 233700.6853 | 0 | 345459.4451
6860 | 0.01623% | 0.01086% | [6 empty] | 2019-01-14 | 2 | 48.2391 | 197973.0737 | kWh | GSD |  | 2019-10-14 | 2 | 380779.8886 | 107964.4418 | 226721.7027 | 0 | 334686.1445
6861 | 0.01512% | 0.01046% | [6 empty] | 2019-01-14 | 3 | 48.2275 | 197925.5397 | kWh | GSD |  | 2019-10-14 | 3 | 335901.1553 | 104523.7499 | 223482.606 | 0 | 328006.3559
6862 | 0.01368% | 0.01001% | [6 empty] | 2019-01-14 | 4 | 49.0206 | 201180.3598 | kWh | GSD |  | 2019-10-14 | 4 | 318784.5161 | 99867.2812 | 221776.1184 | 0 | 321643.3996
6863 | 0.01164% | 0.009449% | [6 empty] | 2019-01-14 | 5 | 51.7367 | 212327.2619 | kWh | GSD |  | 2019-10-14 | 5 | 310894.2516 | 97015.1 | 227282.6057 | 0 | 324297.7057
6864 | 0.009606% | 0.008866% | [6 empty] | 2019-01-14 | 6 | 59.9585 | 246069.6643 | kWh | GSD |  | 2019-10-14 | 6 | 341096.9025 | 98228.3598 | 252943.1033 | 0 | 351171.4631
6865 | 0.008082% | 0.00848% | [6 empty] | 2019-01-14 | 7 | 70.964 | 291236.4125 | kWh | GSD |  | 2019-10-14 | 7 | 394805.3311 | 103423.8029 | 295396.708 | 0 | 398820.5109
6866 | 0.006965% | 0.008216% | [6 empty] | 2019-01-14 | 8 | 81.8875 | 336066.1916 | kWh | GSD |  | 2019-10-14 | 8 | 400784.9868 | 116114.1692 | 339746.0852 | 0 | 455860.2544
6867 | 0.006144% | 0.008052% | [6 empty] | 2019-01-14 | 9 | 85.7325 | 351846.0528 | kWh | GSD |  | 2019-10-14 | 9 | 403622.0665 | 133203.4694 | 371335.4391 | 0 | 504538.9085
6868 | 0.005831% | 0.007896% | [6 empty] | 2019-01-14 | 10 | 87.3854 | 358629.8808 | kWh | GSD |  | 2019-10-14 | 10 | 446169.52 | 151806.2457 | 412745.8782 | 0 | 564552.1239
6869 | 0.005687% | 0.007961% | [6 empty] | 2019-01-14 | 11 | 88.6361 | 363762.5011 | kWh | GSD |  | 2019-10-14 | 11 | 523321.1145 | 177261.0631 | 444192.2128 | 0 | 621453.2759
6870 | 0.006239% | 0.008621% | [6 empty] | 2019-01-14 | 12 | 88.5934 | 363587.4473 | kWh | GSD |  | 2019-10-14 | 12 | 605560.6588 | 199730.6947 | 461334.6539 | 0 | 661065.3486
6871 | 0.007222% | 0.00979% | [6 empty] | 2019-01-14 | 13 | 87.2982 | 358271.7201 | kWh | GSD |  | 2019-10-14 | 13 | 704101.4975 | 218004.8706 | 470571.2994 | 0 | 688576.17
6872 | 0.007331% | 0.01119% | [6 empty] | 2019-01-14 | 14 | 89.1913 | 366040.9516 | kWh | GSD |  | 2019-10-14 | 14 | 810287.088 | 226641.6959 | 477836.6414 | 0 | 704478.3373
6873 | 0.007383% | 0.01239% | [6 empty] | 2019-01-14 | 15 | 86.1455 | 353540.9974 | kWh | GSD |  | 2019-10-14 | 15 | 878126.5813 | 237647.9881 | 481759.5613 | 0 | 719407.5494
6874 | 0.008161% | 0.01386% | [6 empty] | 2019-01-14 | 16 | 81.7335 | 335434.3303 | kWh | GSD |  | 2019-10-14 | 16 | 921380.5715 | 236742.7769 | 473490.8004 | 0 | 710233.5773
6875 | 0.009572% | 0.01526% | [6 empty] | 2019-01-14 | 17 | 77.8296 | 319412.6999 | kWh | GSD |  | 2019-10-14 | 17 | 970132.1698 | 233048.8468 | 447528.387 | 0 | 680577.2338
6876 | 0.01108% | 0.01623% | [6 empty] | 2019-01-14 | 18 | 75.3583 | 309270.6532 | kWh | GSD |  | 2019-10-14 | 18 | 1003303.707 | 218705.5569 | 419256.1052 | 0 | 637961.6621
6877 | 0.01288% | 0.0169% | [6 empty] | 2019-01-14 | 19 | 74.6796 | 306484.9749 | kWh | GSD |  | 2019-10-14 | 19 | 995389.6247 | 196387.631 | 393087.9138 | 0 | 589475.5448
6878 | 0.01482% | 0.01729% | [6 empty] | 2019-01-14 | 20 | 72.524 | 297638.4714 | kWh | GSD |  | 2019-10-14 | 20 | 965772.5222 | 178808.6306 | 367455.1342 | 0 | 546263.7648
6879 | 0.01606% | 0.01766% | [6 empty] | 2019-01-14 | 21 | 70.3213 | 288598.4252 | kWh | GSD |  | 2019-10-14 | 21 | 921708.1522 | 169688.62 | 353424.891 | 0 | 523113.511
6880 | 0.01685% | 0.01743% | [6 empty] | 2019-01-14 | 22 | 66.4297 | 272627.647 | kWh | GSD |  | 2019-10-14 | 22 | 831910.4892 | 158576.1097 | 330256.8642 | 0 | 488832.9739
6881 | 0.01775% | 0.01671% | [6 empty] | 2019-01-14 | 23 | 60.337 | 247622.9196 | kWh | GSD |  | 2019-10-14 | 23 | 735672.2742 | 140563.7913 | 305704.6964 | 0 | 446268.4877
6882 | 0.01835% | 0.01566% | [6 empty] | 2019-01-14 | 24 | 56.5892 | 232241.9637 | kWh | GSD |  | 2019-10-14 | 24 | 620347.0469 | 129904.317 | 282023.8812 | 0 | 411928.1982
6883 | 0.01821% | 0.01447% | [6 empty] | 2019-01-15 | 1 | 54.3261 | 222954.4021 | kWh | GSD |  | 2019-10-15 | 1 | 525793.4348 | 120616.1716 | 268661.4448 | 0 | 389277.6164
6884 | 0.01767% | 0.01341% | [6 empty] | 2019-01-15 | 2 | 53.5068 | 219591.8304 | kWh | GSD |  | 2019-10-15 | 2 | 459320.3007 | 114094.084 | 258639.247 | 0 | 372733.331
6885 | 0.01686% | 0.01284% | [6 empty] | 2019-01-15 | 3 | 52.4674 | 215326.3355 | kWh | GSD |  | 2019-10-15 | 3 | 426679.3889 | 110057.1803 | 252967.4614 | 0 | 363024.6417
6886 | 0.01522% | 0.012% | [6 empty] | 2019-01-15 | 4 | 53.4468 | 219345.5103 | kWh | GSD |  | 2019-10-15 | 4 | 410701.6136 | 107253.3966 | 250414.5747 | 0 | 357667.9713
6887 | 0.01346% | 0.01096% | [6 empty] | 2019-01-15 | 5 | 56.233 | 230780.4145 | kWh | GSD |  | 2019-10-15 | 5 | 395242.3481 | 108477.1588 | 253251.4866 | 0 | 361728.6454
6888 | 0.01135% | 0.01011% | [6 empty] | 2019-01-15 | 6 | 65.0481 | 266957.4664 | kWh | GSD |  | 2019-10-15 | 6 | 422573.3854 | 109210.133 | 274983.3236 | 0 | 384193.4566
6889 | 0.009617% | 0.009556% | [6 empty] | 2019-01-15 | 7 | 75.9908 | 311866.3924 | kWh | GSD |  | 2019-10-15 | 7 | 479829.2103 | 114076.1842 | 318489.8613 | 0 | 432566.0455
6890 | 0.008402% | 0.00915% | [6 empty] | 2019-01-15 | 8 | 84.2086 | 345592.1593 | kWh | GSD |  | 2019-10-15 | 8 | 483234.8509 | 129376.5342 | 369428.1259 | 0 | 498804.6601
6891 | 0.007805% | 0.008912% | [6 empty] | 2019-01-15 | 9 | 88.063 | 361410.6143 | kWh | GSD |  | 2019-10-15 | 9 | 454352.1 | 149216.4868 | 405334.787 | 0 | 554551.2738
6892 | 0.007512% | 0.00878% | [6 empty] | 2019-01-15 | 10 | 90.2856 | 370531.9083 | kWh | GSD |  | 2019-10-15 | 10 | 451554.4089 | 162192.0535 | 428259.1775 | 0 | 590451.231
6893 | 0.00723% | 0.00888% | [6 empty] | 2019-01-15 | 11 | 89.8869 | 368895.9494 | kWh | GSD |  | 2019-10-15 | 11 | 480639.3695 | 186670.7527 | 448053.3748 | 0 | 634724.1275
6894 | 0.007729% | 0.009431% | [6 empty] | 2019-01-15 | 12 | 89.5964 | 367703.7734 | kWh | GSD |  | 2019-10-15 | 12 | 531878.7417 | 202042.5641 | 458311.5703 | 0 | 660354.1344
6895 | 0.008777% | 0.01062% | [6 empty] | 2019-01-15 | 13 | 88.2368 | 362123.8012 | kWh | GSD |  | 2019-10-15 | 13 | 602884.3809 | 215746.3512 | 467582.2051 | 0 | 683328.5563
6896 | 0.008839% | 0.01224% | [6 empty] | 2019-01-15 | 14 | 86.881 | 356559.6751 | kWh | GSD |  | 2019-10-15 | 14 | 690080.8992 | 222920.1556 | 473757.0033 | 0 | 696677.1589
6897 | 0.008311% | 0.01361% | [6 empty] | 2019-01-15 | 15 | 85.0951 | 349230.0864 | kWh | GSD |  | 2019-10-15 | 15 | 749703.7323 | 230129.3087 | 476742.6659 | 0 | 706871.9746
6898 | 0.00826% | 0.01449% | [6 empty] | 2019-01-15 | 16 | 82.2399 | 337512.6257 | kWh | GSD |  | 2019-10-15 | 16 | 769646.2777 | 231498.7562 | 464802.3995 | 0 | 696301.1557
6899 | 0.008792% | 0.01558% | [6 empty] | 2019-01-15 | 17 | 77.897 | 319689.4611 | kWh | GSD |  | 2019-10-15 | 17 | 792892.4753 | 218675.2085 | 439257.6495 | 0 | 657932.858
6900 | 0.009729% | 0.01621% | [6 empty] | 2019-01-15 | 18 | 76.7502 | 314982.9966 | kWh | GSD |  | 2019-10-15 | 18 | 800365.711 | 196161.3288 | 409941.2772 | 0 | 606102.606
6901 | 0.01103% | 0.01677% | [6 empty] | 2019-01-15 | 19 | 76.7279 | 314891.4707 | kWh | GSD |  | 2019-10-15 | 19 | 810893.1843 | 175384.6453 | 381264.189 | 0 | 556648.8343
6902 | 0.01262% | 0.0171% | [6 empty] | 2019-01-15 | 20 | 73.7954 | 302856.4189 | kWh | GSD |  | 2019-10-15 | 20 | 847495.0211 | 173083.363 | 363194.3292 | 0 | 536277.6922
6903 | 0.01371% | 0.01735% | [6 empty] | 2019-01-15 | 21 | 71.8454 | 294853.3543 | kWh | GSD |  | 2019-10-15 | 21 | 821826.6937 | 171639.4039 | 352363.2492 | 0 | 524002.6531
6904 | 0.01408% | 0.01709% | [6 empty] | 2019-01-15 | 22 | 66.8769 | 274462.597 | kWh | GSD |  | 2019-10-15 | 22 | 767866.6007 | 159093.8219 | 332048.242 | 0 | 491142.0639
6905 | 0.0145% | 0.01615% | [6 empty] | 2019-01-15 | 23 | 61.183 | 251095.1584 | kWh | GSD |  | 2019-10-15 | 23 | 678384.4428 | 141624.834 | 306591.04 | 0 | 448215.874
6906 | 0.01464% | 0.01488% | [6 empty] | 2019-01-15 | 24 | 57.8022 | 237220.1352 | kWh | GSD |  | 2019-10-15 | 24 | 601685.2103 | 130254.7485 | 284290.2675 | 0 | 414545.016
6907 | 0.01483% | 0.01366% | [6 empty] | 2019-01-16 | 1 | 55.9283 | 229529.8714 | kWh | GSD |  | 2019-10-16 | 1 | 518537.7129 | 120650.1577 | 267452.2149 | 0 | 388102.3726
6908 | 0.0155% | 0.01316% | [6 empty] | 2019-01-16 | 2 | 55.9514 | 229624.6669 | kWh | GSD |  | 2019-10-16 | 2 | 455785.8385 | 115022.8866 | 257327.8544 | 0 | 372350.741
6909 | 0.01503% | 0.01286% | [6 empty] | 2019-01-16 | 3 | 55.3246 | 227052.1378 | kWh | GSD |  | 2019-10-16 | 3 | 422427.314 | 110189.396 | 249298.5818 | 0 | 359487.9778
6910 | 0.01405% | 0.01206% | [6 empty] | 2019-01-16 | 4 | 57.5337 | 236118.2224 | kWh | GSD |  | 2019-10-16 | 4 | 396247.2363 | 107198.7911 | 247289.9533 | 0 | 354488.7444
6911 | 0.01241% | 0.011% | [6 empty] | 2019-01-16 | 5 | 60.8337 | 249661.6362 | kWh | GSD |  | 2019-10-16 | 5 | 381208.9926 | 106384.3544 | 249074.5229 | 0 | 355458.8773
6912 | 0.01101% | 0.01018% | [6 empty] | 2019-01-16 | 6 | 70.0906 | 287651.7046 | kWh | GSD |  | 2019-10-16 | 6 | 415025.3645 | 107462.8581 | 272237.4049 | 0 | 379700.263
6913 | 0.009485% | 0.009527% | [6 empty] | 2019-01-16 | 7 | 81.8736 | 336009.127 | kWh | GSD |  | 2019-10-16 | 7 | 472427.4399 | 116859.6068 | 313055.677 | 0 | 429915.2838
6914 | 0.008337% | 0.00914% | [6 empty] | 2019-01-16 | 8 | 91.4068 | 375133.6488 | kWh | GSD |  | 2019-10-16 | 8 | 478710.6449 | 130598.1065 | 365730.6579 | 0 | 496328.7644
6915 | 0.007727% | 0.008825% | [6 empty] | 2019-01-16 | 9 | 94.0805 | 386106.2777 | kWh | GSD |  | 2019-10-16 | 9 | 458475.3384 | 149724.454 | 405102.9759 | 0 | 554827.4299
6916 | 0.007248% | 0.008702% | [6 empty] | 2019-01-16 | 10 | 93.7603 | 384792.1103 | kWh | GSD |  | 2019-10-16 | 10 | 482097.0442 | 168677.362 | 437923.8652 | 0 | 606601.2272
6917 | 0.006973% | 0.008726% | [6 empty] | 2019-01-16 | 11 | 92.77 | 380727.9907 | kWh | GSD |  | 2019-10-16 | 11 | 557996.488 | 192865.8293 | 463005.9848 | 0 | 655871.8141
6918 | 0.007591% | 0.009321% | [6 empty] | 2019-01-16 | 12 | 91.0265 | 373572.6863 | kWh | GSD |  | 2019-10-16 | 12 | 629806.0752 | 218206.372 | 483973.8215 | 0 | 702180.1935
6919 | 0.008641% | 0.01055% | [6 empty] | 2019-01-16 | 13 | 89.5177 | 367380.6536 | kWh | GSD |  | 2019-10-16 | 13 | 700179.9865 | 234259.6361 | 490639.0159 | 0 | 724898.652
6920 | 0.008756% | 0.01218% | [6 empty] | 2019-01-16 | 14 | 89.5407 | 367475.0319 | kWh | GSD |  | 2019-10-16 | 14 | 717338.386 | 235865.5211 | 493331.7505 | 0 | 729197.2716
6921 | 0.008386% | 0.01362% | [6 empty] | 2019-01-16 | 15 | 87.2094 | 357907.2217 | kWh | GSD |  | 2019-10-16 | 15 | 806924.4455 | 235440.6796 | 492854.2726 | 0 | 728294.9522
6922 | 0.008818% | 0.01489% | [6 empty] | 2019-01-16 | 16 | 83.3015 | 341869.2476 | kWh | GSD |  | 2019-10-16 | 16 | 902485.8118 | 242897.6338 | 492148.3486 | 0 | 735045.9824
6923 | 0.01021% | 0.0161% | [6 empty] | 2019-01-16 | 17 | 79.2401 | 325201.5234 | kWh | GSD |  | 2019-10-16 | 17 | 928319.1439 | 237318.8249 | 472915.7663 | 0 | 710234.5912
6924 | 0.01152% | 0.01724% | [6 empty] | 2019-01-16 | 18 | 76.2643 | 312988.5051 | kWh | GSD |  | 2019-10-16 | 18 | 951471.1206 | 215134.6623 | 439355.5218 | 0 | 654490.1841
6925 | 0.01281% | 0.01779% | [6 empty] | 2019-01-16 | 19 | 75.9738 | 311796.4329 | kWh | GSD |  | 2019-10-16 | 19 | 937506.1557 | 193522.9185 | 403933.2254 | 0 | 597456.1439
6926 | 0.01312% | 0.0179% | [6 empty] | 2019-01-16 | 20 | 73.7225 | 302557.149 | kWh | GSD |  | 2019-10-16 | 20 | 947530.2733 | 185266.0723 | 381042.1642 | 0 | 566308.2365
6927 | 0.01476% | 0.01788% | [6 empty] | 2019-01-16 | 21 | 71.2006 | 292207.1589 | kWh | GSD |  | 2019-10-16 | 21 | 894993.853 | 177918.1842 | 364242.803 | 0 | 542160.9872
6928 | 0.01651% | 0.01804% | [6 empty] | 2019-01-16 | 22 | 67.2531 | 276006.5733 | kWh | GSD |  | 2019-10-16 | 22 | 813983.9749 | 159729.4463 | 336074.453 | 0 | 495803.8993
6929 | 0.01698% | 0.01743% | [6 empty] | 2019-01-16 | 23 | 61.6602 | 253053.2591 | kWh | GSD |  | 2019-10-16 | 23 | 701893.3744 | 140689.3053 | 307291.6737 | 0 | 447980.979
6930 | 0.0174% | 0.01607% | [6 empty] | 2019-01-16 | 24 | 59.2652 | 243224.3989 | kWh | GSD |  | 2019-10-16 | 24 | 583095.1617 | 127985.2157 | 278997.2372 | 0 | 406982.4529
6931 | 0.01715% | 0.01467% | [6 empty] | 2019-01-17 | 1 | 57.6547 | 236615.0138 | kWh | GSD |  | 2019-10-17 | 1 | 476732.8664 | 116169.962 | 260407.5631 | 0 | 376577.5251
6932 | 0.01733% | 0.0139% | [6 empty] | 2019-01-17 | 2 | 57.2351 | 234892.8444 | kWh | GSD |  | 2019-10-17 | 2 | 417392.4263 | 109527.764 | 248676.9401 | 0 | 358204.7041
6933 | 0.01637% | 0.01331% | [6 empty] | 2019-01-17 | 3 | 57.8137 | 237267.4964 | kWh | GSD |  | 2019-10-17 | 3 | 376345.3686 | 104224.3216 | 239353.6942 | 0 | 343578.0158
6934 | 0.01489% | 0.01217% | [6 empty] | 2019-01-17 | 4 | 59.692 | 244975.9632 | kWh | GSD |  | 2019-10-17 | 4 | 335524.7303 | 100615.4867 | 234053.2699 | 0 | 334668.7566
6935 | 0.01284% | 0.011% | [6 empty] | 2019-01-17 | 5 | 62.7512 | 257530.8676 | kWh | GSD |  | 2019-10-17 | 5 | 319781.3042 | 98487.9822 | 231911.8747 | 0 | 330399.8569
6936 | 0.01067% | 0.009991% | [6 empty] | 2019-01-17 | 6 | 72.4851 | 297478.86 | kWh | GSD |  | 2019-10-17 | 6 | 342456.9513 | 98389.8256 | 244898.0999 | 0 | 343287.9255
6937 | 0.00872% | 0.009244% | [6 empty] | 2019-01-17 | 7 | 85.1065 | 349277.1127 | kWh | GSD |  | 2019-10-17 | 7 | 388925.9929 | 102042.6295 | 279056.9243 | 0 | 381099.5538
6938 | 0.007635% | 0.008793% | [6 empty] | 2019-01-17 | 8 | 95.8481 | 393360.7921 | kWh | GSD |  | 2019-10-17 | 8 | 393594.9114 | 110616.5469 | 320299.9874 | 0 | 430916.5343
6939 | 0.006884% | 0.008434% | [6 empty] | 2019-01-17 | 9 | 97.6897 | 400918.4979 | kWh | GSD |  | 2019-10-17 | 9 | 370291.5773 | 125614.0511 | 347168.2129 | 0 | 472782.264
6940 | 0.006137% | 0.008215% | [6 empty] | 2019-01-17 | 10 | 94.8069 | 389087.6232 | kWh | GSD |  | 2019-10-17 | 10 | 363466.1616 | 137444.4645 | 367030.6054 | 0 | 504475.0699
6941 | 0.005849% | 0.008111% | [6 empty] | 2019-01-17 | 11 | 93.1568 | 382315.6743 | kWh | GSD |  | 2019-10-17 | 11 | 367542.4001 | 152078.5219 | 379992.991 | 0 | 532071.5129
6942 | 0.006264% | 0.008427% | [6 empty] | 2019-01-17 | 12 | 91.4382 | 375262.3986 | kWh | GSD |  | 2019-10-17 | 12 | 387002.4901 | 161434.2427 | 392350.4814 | 0 | 553784.7241
6943 | 0.007114% | 0.009355% | [6 empty] | 2019-01-17 | 13 | 89.3802 | 366816.3714 | kWh | GSD |  | 2019-10-17 | 13 | 405397.0482 | 171896.8675 | 398463.7521 | 0 | 570360.6196
6944 | 0.007199% | 0.01058% | [6 empty] | 2019-01-17 | 14 | 89.9159 | 369014.9008 | kWh | GSD |  | 2019-10-17 | 14 | 426409.0024 | 178223.6522 | 400646.8847 | 0 | 578870.5369
6945 | 0.006773% | 0.01161% | [6 empty] | 2019-01-17 | 15 | 86.9282 | 356753.2239 | kWh | GSD |  | 2019-10-17 | 15 | 467656.3787 | 182344.908 | 402324.6368 | 0 | 584669.5448
6946 | 0.006648% | 0.01238% | [6 empty] | 2019-01-17 | 16 | 83.6901 | 343464.2868 | kWh | GSD |  | 2019-10-17 | 16 | 522266.5894 | 186216.4981 | 397346.3066 | 0 | 583562.8047
6947 | 0.006723% | 0.01306% | [6 empty] | 2019-01-17 | 17 | 79.6063 | 326704.4269 | kWh | GSD |  | 2019-10-17 | 17 | 560942.6012 | 184999.9547 | 381444.2363 | 0 | 566444.191
6948 | 0.007079% | 0.01359% | [6 empty] | 2019-01-17 | 18 | 75.8939 | 311468.4744 | kWh | GSD |  | 2019-10-17 | 18 | 580701.3814 | 168442.9075 | 355798.3738 | 0 | 524241.2813
6949 | 0.007415% | 0.014% | [6 empty] | 2019-01-17 | 19 | 75.4137 | 309498.0113 | kWh | GSD |  | 2019-10-17 | 19 | 582999.8383 | 148352.1641 | 330098.406 | 0 | 478450.5701
6950 | 0.0078% | 0.01421% | [6 empty] | 2019-01-17 | 20 | 72.9507 | 299389.52 | kWh | GSD |  | 2019-10-17 | 20 | 595667.4704 | 143583.0541 | 312568.2972 | 0 | 456151.3513
6951 | 0.008554% | 0.01435% | [6 empty] | 2019-01-17 | 21 | 71.851 | 294876.3344 | kWh | GSD |  | 2019-10-17 | 21 | 572389.9689 | 138982.8731 | 305727.7642 | 0 | 444710.6373
6952 | 0.009553% | 0.01433% | [6 empty] | 2019-01-17 | 22 | 66.6714 | 273619.6053 | kWh | GSD |  | 2019-10-17 | 22 | 534742.0026 | 126309.1174 | 284659.5314 | 0 | 410968.6488
6953 | 0.01026% | 0.01391% | [6 empty] | 2019-01-17 | 23 | 59.7313 | 245137.3568 | kWh | GSD |  | 2019-10-17 | 23 | 462511.147 | 113646.2542 | 260935.8123 | 0 | 374582.0665
6954 | 0.01062% | 0.01287% | [6 empty] | 2019-01-17 | 24 | 56.7322 | 232829.1279 | kWh | GSD |  | 2019-10-17 | 24 | 383794.9362 | 100397.004 | 241138.3649 | 0 | 341535.3689
6955 | 0.01066% | 0.01175% | [6 empty] | 2019-01-18 | 1 | 54.4926 | 223637.7814 | kWh | GSD |  | 2019-10-18 | 1 | 310723.2511 | 94523.7781 | 225833.1079 | 0 | 320356.886
6956 | 0.0109% | 0.0112% | [6 empty] | 2019-01-18 | 2 | 54.16 | 222272.7144 | kWh | GSD |  | 2019-10-18 | 2 | 271089.0722 | 89198.9088 | 217980.9609 | 0 | 307179.8697
6957 | 0.01047% | 0.01092% | [6 empty] | 2019-01-18 | 3 | 52.9295 | 217222.6717 | kWh | GSD |  | 2019-10-18 | 3 | 247452.2909 | 87445.9098 | 212233.811 | 0 | 299679.7208
6958 | 0.009781% | 0.01009% | [6 empty] | 2019-01-18 | 4 | 53.7756 | 220694.8602 | kWh | GSD |  | 2019-10-18 | 4 | 236671.0017 | 85490.073 | 211799.784 | 0 | 297289.857
6959 | 0.00846% | 0.009195% | [6 empty] | 2019-01-18 | 5 | 56.2851 | 230994.068 | kWh | GSD |  | 2019-10-18 | 5 | 241332.3522 | 84182.9987 | 212911.9956 | 0 | 297094.9943
6960 | 0.00702% | 0.008384% | [6 empty] | 2019-01-18 | 6 | 64.3105 | 263930.2547 | kWh | GSD |  | 2019-10-18 | 6 | 280921.3992 | 85453.4678 | 227290.3627 | 0 | 312743.8305
6961 | 0.005684% | 0.007864% | [6 empty] | 2019-01-18 | 7 | 75.4086 | 309476.9779 | kWh | GSD |  | 2019-10-18 | 7 | 334338.1235 | 90082.577 | 259519.0428 | 0 | 349601.6198
6962 | 0.004959% | 0.007541% | [6 empty] | 2019-01-18 | 8 | 83.4454 | 342459.8941 | kWh | GSD |  | 2019-10-18 | 8 | 363405.1445 | 99308.8509 | 301829.0177 | 0 | 401137.8686
6963 | 0.004526% | 0.007357% | [6 empty] | 2019-01-18 | 9 | 87.0123 | 357098.5745 | kWh | GSD |  | 2019-10-18 | 9 | 360642.0457 | 113141.2872 | 328842.0428 | 0 | 441983.33
6964 | 0.004329% | 0.007298% | [6 empty] | 2019-01-18 | 10 | 88.8327 | 364569.5335 | kWh | GSD |  | 2019-10-18 | 10 | 371783.0423 | 125939.3155 | 351360.0356 | 0 | 477299.3511
6965 | 0.004414% | 0.007293% | [6 empty] | 2019-01-18 | 11 | 90.2201 | 370263.457 | kWh | GSD |  | 2019-10-18 | 11 | 378891.9433 | 140501.6145 | 360068.1431 | 0 | 500569.7576
6966 | 0.005138% | 0.007677% | [6 empty] | 2019-01-18 | 12 | 90.2108 | 370225.0384 | kWh | GSD |  | 2019-10-18 | 12 | 385238.8465 | 148806.0003 | 370408.5542 | 0 | 519214.5545
6967 | 0.006116% | 0.008582% | [6 empty] | 2019-01-18 | 13 | 89.2479 | 366273.4024 | kWh | GSD |  | 2019-10-18 | 13 | 390516.9858 | 156190.9036 | 376367.4292 | 0 | 532558.3328
6968 | 0.006647% | 0.009847% | [6 empty] | 2019-01-18 | 14 | 90.1261 | 369877.4001 | kWh | GSD |  | 2019-10-18 | 14 | 398888.521 | 162560.9821 | 382652.0629 | 0 | 545213.045
6969 | 0.006597% | 0.01085% | [6 empty] | 2019-01-18 | 15 | 86.7522 | 356030.9157 | kWh | GSD |  | 2019-10-18 | 15 | 420357.3608 | 168575.7214 | 387401.5258 | 0 | 555977.2472
6970 | 0.0068% | 0.01172% | [6 empty] | 2019-01-18 | 16 | 82.2542 | 337571.4288 | kWh | GSD |  | 2019-10-18 | 16 | 437897.6029 | 170865.4209 | 381160.6826 | 0 | 552026.1035
6971 | 0.00693% | 0.01229% | [6 empty] | 2019-01-18 | 17 | 76.4462 | 313735.2089 | kWh | GSD |  | 2019-10-18 | 17 | 475308.9981 | 164314.5275 | 357084.9441 | 0 | 521399.4716
6972 | 0.007047% | 0.01275% | [6 empty] | 2019-01-18 | 18 | 74.0883 | 304058.4076 | kWh | GSD |  | 2019-10-18 | 18 | 489171.293 | 151728.936 | 332906.7782 | 0 | 484635.7142
6973 | 0.007143% | 0.01307% | [6 empty] | 2019-01-18 | 19 | 72.9089 | 299218.0732 | kWh | GSD |  | 2019-10-18 | 19 | 514247.3262 | 136169.6266 | 313561.5355 | 0 | 449731.1621
6974 | 0.007296% | 0.01338% | [6 empty] | 2019-01-18 | 20 | 69.8423 | 286632.6042 | kWh | GSD |  | 2019-10-18 | 20 | 516568.2499 | 136300.3503 | 302873.3182 | 0 | 439173.6685
6975 | 0.007689% | 0.01365% | [6 empty] | 2019-01-18 | 21 | 67.67 | 277717.7636 | kWh | GSD |  | 2019-10-18 | 21 | 516424.4991 | 137081.3061 | 296834.6181 | 0 | 433915.9242
6976 | 0.00801% | 0.01355% | [6 empty] | 2019-01-18 | 22 | 63.6529 | 261231.6504 | kWh | GSD |  | 2019-10-18 | 22 | 504557.9841 | 131414.2272 | 283680.8386 | 0 | 415095.0658
6977 | 0.008694% | 0.0128% | [6 empty] | 2019-01-18 | 23 | 58.639 | 240654.4883 | kWh | GSD |  | 2019-10-18 | 23 | 472226.5459 | 121622.703 | 265411.5154 | 0 | 387034.2184
6978 | 0.008948% | 0.0119% | [6 empty] | 2019-01-18 | 24 | 54.461 | 223507.8528 | kWh | GSD |  | 2019-10-18 | 24 | 430561.998 | 113945.138 | 249604.1294 | 0 | 363549.2674
6979 | 0.009406% | 0.01104% | [6 empty] | 2019-01-19 | 1 | 51.913 | 213050.8478 | kWh | GSD |  | 2019-10-19 | 1 | 366031.2936 | 107932.5956 | 234958.1632 | 0 | 342890.7588
6980 | 0.009449% | 0.01078% | [6 empty] | 2019-01-19 | 2 | 51.1083 | 209748.5369 | kWh | GSD |  | 2019-10-19 | 2 | 328410.6018 | 102894.4318 | 227766.2803 | 0 | 330660.7121
6981 | 0.009446% | 0.01065% | [6 empty] | 2019-01-19 | 3 | 50.0224 | 205291.921 | kWh | GSD |  | 2019-10-19 | 3 | 308251.4208 | 98354.4782 | 224022.0735 | 0 | 322376.5517
6982 | 0.009229% | 0.01019% | [6 empty] | 2019-01-19 | 4 | 49.8292 | 204499.0695 | kWh | GSD |  | 2019-10-19 | 4 | 302273.0913 | 95282.0749 | 220987.6248 | 0 | 316269.6997
6983 | 0.008638% | 0.009501% | [6 empty] | 2019-01-19 | 5 | 50.815 | 208544.7019 | kWh | GSD |  | 2019-10-19 | 5 | 292446.2367 | 93340.8402 | 221716.662 | 0 | 315057.5022
6984 | 0.007876% | 0.008924% | [6 empty] | 2019-01-19 | 6 | 52.9624 | 217357.6064 | kWh | GSD |  | 2019-10-19 | 6 | 303556.0874 | 93669.7816 | 228220.9818 | 0 | 321890.7634
6985 | 0.006695% | 0.008417% | [6 empty] | 2019-01-19 | 7 | 57.9839 | 237966.1167 | kWh | GSD |  | 2019-10-19 | 7 | 317739.9192 | 95695.1436 | 237913.7265 | 0 | 333608.8701
6986 | 0.006007% | 0.008117% | [6 empty] | 2019-01-19 | 8 | 61.8209 | 253712.8346 | kWh | GSD |  | 2019-10-19 | 8 | 348962.183 | 99127.2998 | 262416.8675 | 0 | 361544.1674
6987 | 0.005638% | 0.007914% | [6 empty] | 2019-01-19 | 9 | 63.0637 | 258813.3709 | kWh | GSD |  | 2019-10-19 | 9 | 431984.9785 | 108963.5035 | 273109.2452 | 0 | 382072.7487
6988 | 0.005529% | 0.007764% | [6 empty] | 2019-01-19 | 10 | 64.2229 | 263570.6544 | kWh | GSD |  | 2019-10-19 | 10 | 496405.216 | 113526.719 | 290675.0288 | 0 | 404201.7478
6989 | 0.005349% | 0.007734% | [6 empty] | 2019-01-19 | 11 | 63.7687 | 261706.5698 | kWh | GSD |  | 2019-10-19 | 11 | 551801.5244 | 123186.5324 | 302969.2522 | 0 | 426155.7846
6990 | 0.005552% | 0.007902% | [6 empty] | 2019-01-19 | 12 | 64.8269 | 266049.5026 | kWh | GSD |  | 2019-10-19 | 12 | 573971.6236 | 133905.3011 | 308613.7578 | 0 | 442519.0589
6991 | 0.005812% | 0.008189% | [6 empty] | 2019-01-19 | 13 | 64.0645 | 262920.8888 | kWh | GSD |  | 2019-10-19 | 13 | 601062.2834 | 138075.0908 | 311216.4415 | 0 | 449291.5323
6992 | 0.006383% | 0.008875% | [6 empty] | 2019-01-19 | 14 | 64.2967 | 263873.7685 | kWh | GSD |  | 2019-10-19 | 14 | 610207.7372 | 138127.2397 | 310489.8742 | 0 | 448617.1139
6993 | 0.007902% | 0.009379% | [6 empty] | 2019-01-19 | 15 | 62.8388 | 257890.4368 | kWh | GSD |  | 2019-10-19 | 15 | 639388.6256 | 141825.6971 | 309264.9407 | 0 | 451090.6378
6994 | 0.00908% | 0.009922% | [6 empty] | 2019-01-19 | 16 | 62.3597 | 255924.3203 | kWh | GSD |  | 2019-10-19 | 16 | 657794.5217 | 142983.1229 | 312148.0867 | 0 | 455131.2096
6995 | 0.01009% | 0.01046% | [6 empty] | 2019-01-19 | 17 | 62.1766 | 255172.7252 | kWh | GSD |  | 2019-10-19 | 17 | 705130.6941 | 144764.8489 | 311623.9626 | 0 | 456388.8115
6996 | 0.0105% | 0.01086% | [6 empty] | 2019-01-19 | 18 | 63.462 | 260448.2308 | kWh | GSD |  | 2019-10-19 | 18 | 702521.3962 | 145299.8723 | 307457.5367 | 0 | 452757.409
6997 | 0.01099% | 0.01103% | [6 empty] | 2019-01-19 | 19 | 64.8113 | 265985.3745 | kWh | GSD |  | 2019-10-19 | 19 | 702948.6256 | 144438.5854 | 303976.7012 | 0 | 448415.2866
6998 | 0.01116% | 0.01101% | [6 empty] | 2019-01-19 | 20 | 63.3915 | 260158.8326 | kWh | GSD |  | 2019-10-19 | 20 | 727838.1903 | 146384.0782 | 300368.5934 | 0 | 446752.6716
6999 | 0.0117% | 0.01107% | [6 empty] | 2019-01-19 | 21 | 61.5949 | 252785.566 | kWh | GSD |  | 2019-10-19 | 21 | 724139.4011 | 147005.0774 | 298658.4277 | 0 | 445663.5051
7000 | 0.01203% | 0.01117% | [6 empty] | 2019-01-19 | 22 | 59.4607 | 244026.5469 | kWh | GSD |  | 2019-10-19 | 22 | 677810.793 | 144593.9878 | 290149.016 | 0 | 434743.0038
7001 | 0.0129% | 0.0112% | [6 empty] | 2019-01-19 | 23 | 55.0694 | 226004.779 | kWh | GSD |  | 2019-10-19 | 23 | 649377.9527 | 140639.6014 | 273692.093 | 0 | 414331.6944
7002 | 0.01285% | 0.01111% | [6 empty] | 2019-01-19 | 24 | 51.7861 | 212530.2579 | kWh | GSD |  | 2019-10-19 | 24 | 598582.7469 | 132769.9369 | 260509.0808 | 0 | 393279.0177
7003 | 0.01286% | 0.01101% | [6 empty] | 2019-01-20 | 1 | 49.2435 | 202095.492 | kWh | GSD |  | 2019-10-20 | 1 | 523791.4444 | 123941.6242 | 249062.4583 | 0 | 373004.0825
7004 | 0.01331% | 0.01097% | [6 empty] | 2019-01-20 | 2 | 48.4137 | 198689.6571 | kWh | GSD |  | 2019-10-20 | 2 | 471593.1571 | 116711.6009 | 240070.1447 | 0 | 356781.7456
7005 | 0.01325% | 0.01094% | [6 empty] | 2019-01-20 | 3 | 47.7601 | 196007.3156 | kWh | GSD |  | 2019-10-20 | 3 | 431014.4884 | 113220.5592 | 236399.3948 | 0 | 349619.954
7006 | 0.0124% | 0.01067% | [6 empty] | 2019-01-20 | 4 | 47.5891 | 195305.8144 | kWh | GSD |  | 2019-10-20 | 4 | 411042.8545 | 110055.8199 | 232550.0873 | 0 | 342605.9072
7007 | 0.01188% | 0.01017% | [6 empty] | 2019-01-20 | 5 | 47.9813 | 196915.3419 | kWh | GSD |  | 2019-10-20 | 5 | 384034.7203 | 106341.5774 | 230773.993 | 0 | 337115.5704
7008 | 0.01095% | 0.009654% | [6 empty] | 2019-01-20 | 6 | 49.6124 | 203609.0972 | kWh | GSD |  | 2019-10-20 | 6 | 377477.4593 | 103127.1951 | 234031.8258 | 0 | 337159.0209
7009 | 0.009581% | 0.009157% | [6 empty] | 2019-01-20 | 7 | 52.8803 | 217020.5807 | kWh | GSD |  | 2019-10-20 | 7 | 369999.5414 | 102938.1654 | 240637.9285 | 0 | 343576.0939
7010 | 0.008626% | 0.008758% | [6 empty] | 2019-01-20 | 8 | 54.8326 | 225032.9967 | kWh | GSD |  | 2019-10-20 | 8 | 396846.2006 | 102506.6226 | 252252.9291 | 0 | 354759.5517
7011 | 0.007884% | 0.008582% | [6 empty] | 2019-01-20 | 9 | 55.7954 | 228984.4674 | kWh | GSD |  | 2019-10-20 | 9 | 460114.0301 | 103014.0157 | 255515.3692 | 0 | 358529.3849
7012 | 0.007519% | 0.00841% | [6 empty] | 2019-01-20 | 10 | 58.0078 | 238063.941 | kWh | GSD |  | 2019-10-20 | 10 | 542931.7779 | 106744.5143 | 264672.1405 | 0 | 371416.6548
7013 | 0.007025% | 0.008276% | [6 empty] | 2019-01-20 | 11 | 58.7137 | 240960.9776 | kWh | GSD |  | 2019-10-20 | 11 | 576906.1269 | 130400.3199 | 275333.0805 | 0 | 405733.4004
7014 | 0.006905% | 0.008277% | [6 empty] | 2019-01-20 | 12 | 59.018 | 242209.6751 | kWh | GSD |  | 2019-10-20 | 12 | 616840.8761 | 140364.9133 | 284392.1838 | 0 | 424757.0971
7015 | 0.006768% | 0.008434% | [6 empty] | 2019-01-20 | 13 | 58.5216 | 240172.5884 | kWh | GSD |  | 2019-10-20 | 13 | 673767.5073 | 144396.4395 | 290139.5181 | 0 | 434535.9576
7016 | 0.007259% | 0.008709% | [6 empty] | 2019-01-20 | 14 | 58.7671 | 241180.2984 | kWh | GSD |  | 2019-10-20 | 14 | 738026.2617 | 145785.4432 | 292905.0582 | 0 | 438690.5014
7017 | 0.008416% | 0.008801% | [6 empty] | 2019-01-20 | 15 | 58.6698 | 240780.8623 | kWh | GSD |  | 2019-10-20 | 15 | 806823.6162 | 145219.6795 | 292995.6022 | 0 | 438215.2817
7018 | 0.009931% | 0.009118% | [6 empty] | 2019-01-20 | 16 | 58.294 | 239238.5984 | kWh | GSD |  | 2019-10-20 | 16 | 855674.6392 | 149948.3905 | 296954.0491 | 0 | 446902.4396
7019 | 0.01055% | 0.00996% | [6 empty] | 2019-01-20 | 17 | 57.5649 | 236246.3955 | kWh | GSD |  | 2019-10-20 | 17 | 897933.9345 | 152652.2522 | 299591.254 | 0 | 452243.5062
7020 | 0.01128% | 0.01043% | [6 empty] | 2019-01-20 | 18 | 59.3911 | 243741.2294 | kWh | GSD |  | 2019-10-20 | 18 | 912614.6872 | 155993.7365 | 300198.7546 | 0 | 456192.4911
7021 | 0.01232% | 0.01067% | [6 empty] | 2019-01-20 | 19 | 61.9318 | 254168.2933 | kWh | GSD |  | 2019-10-20 | 19 | 875734.3119 | 148406.3844 | 291138.4457 | 0 | 439544.8301
7022 | 0.0135% | 0.01077% | [6 empty] | 2019-01-20 | 20 | 62.479 | 256413.9655 | kWh | GSD |  | 2019-10-20 | 20 | 834709.0858 | 139640.3578 | 279996.1382 | 0 | 419636.496
7023 | 0.01476% | 0.01076% | [6 empty] | 2019-01-20 | 21 | 60.7419 | 249284.7068 | kWh | GSD |  | 2019-10-20 | 21 | 781008.7187 | 134430.2203 | 270854.1734 | 0 | 405284.3937
7024 | 0.01565% | 0.01097% | [6 empty] | 2019-01-20 | 22 | 59.6493 | 244800.7217 | kWh | GSD |  | 2019-10-20 | 22 | 694988.9631 | 127988.5077 | 256971.7971 | 0 | 384960.3048
7025 | 0.01642% | 0.0111% | [6 empty] | 2019-01-20 | 23 | 57.3906 | 235530.9296 | kWh | GSD |  | 2019-10-20 | 23 | 579688.9826 | 117111.6227 | 241208.1018 | 0 | 358319.7245
7026 | 0.01669% | 0.0112% | [6 empty] | 2019-01-20 | 24 | 55.8742 | 229307.6927 | kWh | GSD |  | 2019-10-20 | 24 | 465804.0919 | 108408.2833 | 228014.3032 | 0 | 336422.5865
7027 | 0.01602% | 0.01079% | [6 empty] | 2019-01-21 | 1 | 54.4313 | 223386.0536 | kWh | GSD |  | 2019-10-21 | 1 | 385024.9541 | 101458.4382 | 219048.5837 | 0 | 320507.0219
7028 | 0.01527% | 0.0103% | [6 empty] | 2019-01-21 | 2 | 55.4392 | 227522.2876 | kWh | GSD |  | 2019-10-21 | 2 | 317080.2321 | 95188.0165 | 211733.9845 | 0 | 306922.001
7029 | 0.01429% | 0.009949% | [6 empty] | 2019-01-21 | 3 | 56.3578 | 231292.3151 | kWh | GSD |  | 2019-10-21 | 3 | 286933.742 | 91769.5647 | 207655.0829 | 0 | 299424.6476
7030 | 0.01271% | 0.00945% | [6 empty] | 2019-01-21 | 4 | 58.0726 | 238329.7612 | kWh | GSD |  | 2019-10-21 | 4 | 272439.5341 | 89062.3899 | 207659.9479 | 0 | 296722.3378
7031 | 0.0106% | 0.008796% | [6 empty] | 2019-01-21 | 5 | 62.1712 | 255150.7433 | kWh | GSD |  | 2019-10-21 | 5 | 275360.4965 | 88453.3371 | 214918.8169 | 0 | 303372.154
7032 | 0.00852% | 0.008259% | [6 empty] | 2019-01-21 | 6 | 70.4373 | 289074.6523 | kWh | GSD |  | 2019-10-21 | 6 | 309633.1241 | 89896.5834 | 238661.7405 | 0 | 328558.3239
7033 | 0.007043% | 0.007868% | [6 empty] | 2019-01-21 | 7 | 79.3843 | 325793.3715 | kWh | GSD |  | 2019-10-21 | 7 | 380964.6073 | 96111.063 | 275499.2631 | 0 | 371610.3261
7034 | 0.0058% | 0.007534% | [6 empty] | 2019-01-21 | 8 | 86.0591 | 353186.4779 | kWh | GSD |  | 2019-10-21 | 8 | 390105.064 | 107988.1225 | 325165.1261 | 0 | 433153.2486
7035 | 0.005248% | 0.00735% | [6 empty] | 2019-01-21 | 9 | 87.3333 | 358415.8593 | kWh | GSD |  | 2019-10-21 | 9 | 364251.4089 | 122618.7382 | 358264.7868 | 0 | 480883.525
7036 | 0.004983% | 0.007284% | [6 empty] | 2019-01-21 | 10 | 87.6121 | 359560.0364 | kWh | GSD |  | 2019-10-21 | 10 | 387735.9831 | 140393.6407 | 393583.071 | 0 | 533976.7117
7037 | 0.005037% | 0.007447% | [6 empty] | 2019-01-21 | 11 | 85.8808 | 352454.803 | kWh | GSD |  | 2019-10-21 | 11 | 426376.484 | 165007.6259 | 430811.3066 | 0 | 595818.9325
7038 | 0.005664% | 0.008065% | [6 empty] | 2019-01-21 | 12 | 82.1985 | 337342.4467 | kWh | GSD |  | 2019-10-21 | 12 | 494641.6742 | 187188.1303 | 449274.327 | 0 | 636462.4573
7039 | 0.006968% | 0.009122% | [6 empty] | 2019-01-21 | 13 | 81.0236 | 332521.0031 | kWh | GSD |  | 2019-10-21 | 13 | 552357.5747 | 198507.1058 | 463221.2285 | 0 | 661728.3343
7040 | 0.007136% | 0.01063% | [6 empty] | 2019-01-21 | 14 | 80.3851 | 329900.344 | kWh | GSD |  | 2019-10-21 | 14 | 584686.6707 | 201892.494 | 464268.6245 | 0 | 666161.1185
7041 | 0.006663% | 0.0118% | [6 empty] | 2019-01-21 | 15 | 78.6523 | 322789.0997 | kWh | GSD |  | 2019-10-21 | 15 | 613670.0894 | 202260.9442 | 461965.719 | 0 | 664226.6632
7042 | 0.007092% | 0.01311% | [6 empty] | 2019-01-21 | 16 | 75.11 | 308251.6131 | kWh | GSD |  | 2019-10-21 | 16 | 646729.606 | 203036.2988 | 451400.2968 | 0 | 654436.5956
7043 | 0.007799% | 0.01463% | [6 empty] | 2019-01-21 | 17 | 73.0412 | 299761.0737 | kWh | GSD |  | 2019-10-21 | 17 | 667575.0073 | 197451.9329 | 427496.2304 | 0 | 624948.1633
7044 | 0.009048% | 0.01562% | [6 empty] | 2019-01-21 | 18 | 72.8975 | 299171.3834 | kWh | GSD |  | 2019-10-21 | 18 | 708176.0438 | 180290.1332 | 395947.9675 | 0 | 576238.1007
7045 | 0.0101% | 0.01624% | [6 empty] | 2019-01-21 | 19 | 75.3306 | 309156.9564 | kWh | GSD |  | 2019-10-21 | 19 | 756212.8366 | 159611.9522 | 367708.4346 | 0 | 527320.3868
7046 | 0.01069% | 0.01635% | [6 empty] | 2019-01-21 | 20 | 72.4349 | 297272.9146 | kWh | GSD |  | 2019-10-21 | 20 | 795999.9913 | 155349.4828 | 348639.1574 | 0 | 503988.6402
7047 | 0.01122% | 0.01631% | [6 empty] | 2019-01-21 | 21 | 71.5564 | 293667.5185 | kWh | GSD |  | 2019-10-21 | 21 | 777322.0809 | 154139.7547 | 339159.9034 | 0 | 493299.6581
7048 | 0.01183% | 0.01607% | [6 empty] | 2019-01-21 | 22 | 67.9516 | 278873.3603 | kWh | GSD |  | 2019-10-21 | 22 | 709534.4043 | 143942.1251 | 319674.3288 | 0 | 463616.4539
7049 | 0.01221% | 0.01534% | [6 empty] | 2019-01-21 | 23 | 62.7792 | 257645.9821 | kWh | GSD |  | 2019-10-21 | 23 | 642597.0805 | 130342.4641 | 295603.9968 | 0 | 425946.4609
7050 | 0.01295% | 0.01415% | [6 empty] | 2019-01-21 | 24 | 60.3457 | 247658.9446 | kWh | GSD |  | 2019-10-21 | 24 | 551025.2341 | 120364.2837 | 274109.1264 | 0 | 394473.4101
7051 | 0.01383% | 0.01294% | [6 empty] | 2019-01-22 | 1 | 59.1983 | 242949.7692 | kWh | GSD |  | 2019-10-22 | 1 | 477422.6178 | 112411.0438 | 259864.2043 | 0 | 372275.2481
7052 | 0.01456% | 0.01237% | [6 empty] | 2019-01-22 | 2 | 57.9097 | 237661.5999 | kWh | GSD |  | 2019-10-22 | 2 | 423971.9434 | 107096.7311 | 253319.6892 | 0 | 360416.4203
7053 | 0.01422% | 0.01211% | [6 empty] | 2019-01-22 | 3 | 57.9479 | 237818.1585 | kWh | GSD |  | 2019-10-22 | 3 | 390797.1359 | 105194.7554 | 248089.3848 | 0 | 353284.1402
7054 | 0.01298% | 0.01138% | [6 empty] | 2019-01-22 | 4 | 57.903 | 237634.0087 | kWh | GSD |  | 2019-10-22 | 4 | 377661.9076 | 102102.7747 | 247412.9225 | 0 | 349515.6972
7055 | 0.01175% | 0.01046% | [6 empty] | 2019-01-22 | 5 | 61.5523 | 252610.5531 | kWh | GSD |  | 2019-10-22 | 5 | 384741.2446 | 104761.2971 | 253119.1158 | 0 | 357880.4129
7056 | 0.01008% | 0.009684% | [6 empty] | 2019-01-22 | 6 | 71.6379 | 294002.0698 | kWh | GSD |  | 2019-10-22 | 6 | 427648.3408 | 107623.841 | 279578.7251 | 0 | 387202.5661
7057 | 0.008733% | 0.009139% | [6 empty] | 2019-01-22 | 7 | 83.4207 | 342358.6654 | kWh | GSD |  | 2019-10-22 | 7 | 475760.401 | 114574.9233 | 325378.2155 | 0 | 439953.1388
7058 | 0.007755% | 0.008848% | [6 empty] | 2019-01-22 | 8 | 91.6962 | 376321.1864 | kWh | GSD |  | 2019-10-22 | 8 | 493380.2257 | 131615.9559 | 377970.933 | 0 | 509586.8889
7059 | 0.007148% | 0.008672% | [6 empty] | 2019-01-22 | 9 | 94.5206 | 387912.721 | kWh | GSD |  | 2019-10-22 | 9 | 479445.3507 | 152810.3039 | 416687.2545 | 0 | 569497.5584
7060 | 0.006908% | 0.00858% | [6 empty] | 2019-01-22 | 10 | 93.8774 | 385272.7229 | kWh | GSD |  | 2019-10-22 | 10 | 514348.9956 | 172745.454 | 452578.2471 | 0 | 625323.7011
7061 | 0.007037% | 0.008785% | [6 empty] | 2019-01-22 | 11 | 91.8654 | 377015.7007 | kWh | GSD |  | 2019-10-22 | 11 | 582702.2862 | 194693.076 | 478447.2116 | 0 | 673140.2876
7062 | 0.007822% | 0.009505% | [6 empty] | 2019-01-22 | 12 | 90.9843 | 373399.7019 | kWh | GSD |  | 2019-10-22 | 12 | 671992.8326 | 223353.0642 | 494252.611 | 0 | 717605.6752
7063 | 0.008702% | 0.0108% | [6 empty] | 2019-01-22 | 13 | 89.8511 | 368749.0073 | kWh | GSD |  | 2019-10-22 | 13 | 767782.1329 | 233206.9694 | 503877.5627 | 0 | 737084.5321
7064 | 0.009025% | 0.01251% | [6 empty] | 2019-01-22 | 14 | 89.4256 | 367002.6288 | kWh | GSD |  | 2019-10-22 | 14 | 828203.3174 | 234568.9256 | 503913.5812 | 0 | 738482.5068
7065 | 0.00877% | 0.01398% | [6 empty] | 2019-01-22 | 15 | 87.6997 | 359919.5012 | kWh | GSD |  | 2019-10-22 | 15 | 831335.2452 | 237393.8854 | 497524.9893 | 0 | 734918.8747
7066 | 0.009408% | 0.01535% | [6 empty] | 2019-01-22 | 16 | 83.9252 | 344428.8446 | kWh | GSD |  | 2019-10-22 | 16 | 800356.807 | 231482.9396 | 476704.2489 | 0 | 708187.1885
7067 | 0.01066% | 0.01652% | [6 empty] | 2019-01-22 | 17 | 78.2345 | 321074.2336 | kWh | GSD |  | 2019-10-22 | 17 | 770308.5816 | 215647.2996 | 439580.8043 | 0 | 655228.1039
7068 | 0.01229% | 0.01762% | [6 empty] | 2019-01-22 | 18 | 76.0672 | 312179.8653 | kWh | GSD |  | 2019-10-22 | 18 | 802766.6149 | 192976.4674 | 404743.6165 | 0 | 597720.0839
7069 | 0.01404% | 0.01809% | [6 empty] | 2019-01-22 | 19 | 75.929 | 311612.7371 | kWh | GSD |  | 2019-10-22 | 19 | 824082.9834 | 174699.5149 | 375584.4488 | 0 | 550283.9637
7070 | 0.01515% | 0.01813% | [6 empty] | 2019-01-22 | 20 | 73.1881 | 300364.0977 | kWh | GSD |  | 2019-10-22 | 20 | 837230.3661 | 162721.5485 | 355147.5876 | 0 | 517869.1361
7071 | 0.01521% | 0.01804% | [6 empty] | 2019-01-22 | 21 | 70.4643 | 289185.657 | kWh | GSD |  | 2019-10-22 | 21 | 813981.8489 | 160895.7199 | 343822.7966 | 0 | 504718.5165
7072 | 0.01464% | 0.01738% | [6 empty] | 2019-01-22 | 22 | 65.9836 | 270796.7004 | kWh | GSD |  | 2019-10-22 | 22 | 716571.7282 | 149170.5602 | 320496.8192 | 0 | 469667.3794
7073 | 0.01409% | 0.01608% | [6 empty] | 2019-01-22 | 23 | 60.1111 | 246696.1186 | kWh | GSD |  | 2019-10-22 | 23 | 626321.9377 | 132728.4133 | 294782.0725 | 0 | 427510.4858
7074 | 0.01468% | 0.01467% | [6 empty] | 2019-01-22 | 24 | 56.2447 | 230828.3749 | kWh | GSD |  | 2019-10-22 | 24 | 512322.9807 | 117944.6641 | 269232.6157 | 0 | 387177.2798
7075 | 0.01507% | 0.01351% | [6 empty] | 2019-01-23 | 1 | 53.5194 | 219643.576 | kWh | GSD |  | 2019-10-23 | 1 | 424558.079 | 108005.1658 | 248672.5522 | 0 | 356677.718
7076 | 0.01531% | 0.01271% | [6 empty] | 2019-01-23 | 2 | 51.8505 | 212794.4093 | kWh | GSD |  | 2019-10-23 | 2 | 353205.3677 | 101170.467 | 233425.1338 | 0 | 334595.6008
7077 | 0.01489% | 0.01239% | [6 empty] | 2019-01-23 | 3 | 51.2507 | 210332.7357 | kWh | GSD |  | 2019-10-23 | 3 | 303987.642 | 96873.3699 | 223318.1103 | 0 | 320191.4802
7078 | 0.01311% | 0.01153% | [6 empty] | 2019-01-23 | 4 | 51.1936 | 210098.718 | kWh | GSD |  | 2019-10-23 | 4 | 271168.4414 | 93480.9886 | 216679.6383 | 0 | 310160.6269
7079 | 0.01146% | 0.01049% | [6 empty] | 2019-01-23 | 5 | 53.5537 | 219784.2073 | kWh | GSD |  | 2019-10-23 | 5 | 268195.1534 | 92361.6652 | 218714.024 | 0 | 311075.6892
7080 | 0.009371% | 0.009504% | [6 empty] | 2019-01-23 | 6 | 62.0931 | 254830.1553 | kWh | GSD |  | 2019-10-23 | 6 | 302670.8855 | 92003.8524 | 234737.6388 | 0 | 326741.4912
7081 | 0.007766% | 0.008756% | [6 empty] | 2019-01-23 | 7 | 72.5567 | 297772.5983 | kWh | GSD |  | 2019-10-23 | 7 | 373505.066 | 98214.7437 | 268098.859 | 0 | 366313.6027
7082 | 0.006461% | 0.008214% | [6 empty] | 2019-01-23 | 8 | 81.7859 | 335649.1849 | kWh | GSD |  | 2019-10-23 | 8 | 388223.7489 | 106582.9482 | 309314.2248 | 0 | 415897.173
7083 | 0.00556% | 0.00786% | [6 empty] | 2019-01-23 | 9 | 85.6583 | 351541.744 | kWh | GSD |  | 2019-10-23 | 9 | 361700.4269 | 116611.8547 | 338990.3961 | 0 | 455602.2508
7084 | 0.00496% | 0.007614% | [6 empty] | 2019-01-23 | 10 | 86.7338 | 355955.4403 | kWh | GSD |  | 2019-10-23 | 10 | 355300.4153 | 131963.6483 | 360325.9118 | 0 | 492289.5601
7085 | 0.004906% | 0.007636% | [6 empty] | 2019-01-23 | 11 | 89.3866 | 366842.4132 | kWh | GSD |  | 2019-10-23 | 11 | 356316.9369 | 149113.818 | 380447.5836 | 0 | 529561.4016
7086 | 0.005536% | 0.008021% | [6 empty] | 2019-01-23 | 12 | 91.8097 | 376787.1845 | kWh | GSD |  | 2019-10-23 | 12 | 379954.7595 | 160549.4215 | 389502.3293 | 0 | 550051.7508
7087 | 0.006832% | 0.008992% | [6 empty] | 2019-01-23 | 13 | 92.8444 | 381033.4184 | kWh | GSD |  | 2019-10-23 | 13 | 405588.7122 | 168783.8984 | 395992.1941 | 0 | 564776.0925
7088 | 0.007101% | 0.01021% | [6 empty] | 2019-01-23 | 14 | 92.6325 | 380163.7043 | kWh | GSD |  | 2019-10-23 | 14 | 435398.6748 | 175648.9718 | 402027.1805 | 0 | 577676.1523
7089 | 0.006616% | 0.01118% | [6 empty] | 2019-01-23 | 15 | 90.7418 | 372404.1972 | kWh | GSD |  | 2019-10-23 | 15 | 461292.9151 | 182356.2837 | 405441.4676 | 0 | 587797.7513
7090 | 0.006499% | 0.01208% | [6 empty] | 2019-01-23 | 16 | 88.3553 | 362610.3454 | kWh | GSD |  | 2019-10-23 | 16 | 521029.1347 | 188504.3684 | 400853.7318 | 0 | 589358.1002
7091 | 0.006518% | 0.013% | [6 empty] | 2019-01-23 | 17 | 84.0706 | 345025.8171 | kWh | GSD |  | 2019-10-23 | 17 | 571190.0371 | 184055.4315 | 387196.6366 | 0 | 571252.0681
7092 | 0.00695% | 0.0135% | [6 empty] | 2019-01-23 | 18 | 79.8541 | 327721.1686 | kWh | GSD |  | 2019-10-23 | 18 | 593371.8662 | 169007.0884 | 362759.3777 | 0 | 531766.4661
7093 | 0.007419% | 0.01386% | [6 empty] | 2019-01-23 | 19 | 78.8861 | 323748.6197 | kWh | GSD |  | 2019-10-23 | 19 | 588481.3511 | 149248.8438 | 333730.2167 | 0 | 482979.0605
7094 | 0.007964% | 0.01418% | [6 empty] | 2019-01-23 | 20 | 75.9755 | 311803.3191 | kWh | GSD |  | 2019-10-23 | 20 | 614521.1085 | 138612.8493 | 314766.3978 | 0 | 453379.2471
7095 | 0.008438% | 0.01443% | [6 empty] | 2019-01-23 | 21 | 72.4341 | 297269.5961 | kWh | GSD |  | 2019-10-23 | 21 | 602497.5506 | 137550.0813 | 306554.8646 | 0 | 444104.9459
7096 | 0.00953% | 0.01447% | [6 empty] | 2019-01-23 | 22 | 67.1812 | 275711.7844 | kWh | GSD |  | 2019-10-23 | 22 | 547369.2983 | 124416.942 | 284752.2824 | 0 | 409169.2244
7097 | 0.01045% | 0.01402% | [6 empty] | 2019-01-23 | 23 | 61.0027 | 250354.9684 | kWh | GSD |  | 2019-10-23 | 23 | 461125.8117 | 113572.0749 | 258934.8872 | 0 | 372506.9621
7098 | 0.01085% | 0.01305% | [6 empty] | 2019-01-23 | 24 | 56.6193 | 232365.6217 | kWh | GSD |  | 2019-10-23 | 24 | 385217.9496 | 102848.921 | 239715.424 | 0 | 342564.345
7099 | 0.01076% | 0.01186% | [6 empty] | 2019-01-24 | 1 | 53.5412 | 219732.8943 | kWh | GSD |  | 2019-10-24 | 1 | 319536.8888 | 97057.5363 | 224306.0284 | 0 | 321363.5647
7100 | 0.01124% | 0.01113% | [6 empty] | 2019-01-24 | 2 | 52.0229 | 213501.825 | kWh | GSD |  | 2019-10-24 | 2 | 281730.1025 | 90714.6346 | 216404.8253 | 0 | 307119.4599
7101 | 0.01102% | 0.0109% | [6 empty] | 2019-01-24 | 3 | 51.7392 | 212337.5461 | kWh | GSD |  | 2019-10-24 | 3 | 260524.2065 | 89271.4529 | 214267.4298 | 0 | 303538.8827
7102 | 0.01001% | 0.01004% | [6 empty] | 2019-01-24 | 4 | 51.9952 | 213388.3287 | kWh | GSD |  | 2019-10-24 | 4 | 252823.8736 | 88272.834 | 214316.029 | 0 | 302588.863
7103 | 0.008435% | 0.009144% | [6 empty] | 2019-01-24 | 5 | 54.4854 | 223608.2172 | kWh | GSD |  | 2019-10-24 | 5 | 265082.9302 | 87411.4785 | 216881.9746 | 0 | 304293.4531
7104 | 0.007046% | 0.008409% | [6 empty] | 2019-01-24 | 6 | 62.0475 | 254642.75 | kWh | GSD |  | 2019-10-24 | 6 | 315718.2007 | 88271.7754 | 235733.9321 | 0 | 324005.7075
7105 | 0.005845% | 0.007889% | [6 empty] | 2019-01-24 | 7 | 72.9882 | 299543.5758 | kWh | GSD |  | 2019-10-24 | 7 | 377360.6763 | 95915.5945 | 270865.4342 | 0 | 366781.0287
7106 | 0.005153% | 0.007539% | [6 empty] | 2019-01-24 | 8 | 81.9072 | 336147.3049 | kWh | GSD |  | 2019-10-24 | 8 | 389236.4906 | 110715.6949 | 325775.3118 | 0 | 436491.0067
7107 | 0.004765% | 0.007451% | [6 empty] | 2019-01-24 | 9 | 87.4509 | 358898.3438 | kWh | GSD |  | 2019-10-24 | 9 | 376620.3587 | 126324.2943 | 361386.8945 | 0 | 487711.1888
7108 | 0.004625% | 0.007428% | [6 empty] | 2019-01-24 | 10 | 90.5194 | 371491.6407 | kWh | GSD |  | 2019-10-24 | 10 | 387170.0932 | 140664.3866 | 388929.8223 | 0 | 529594.2089
7109 | 0.004849% | 0.00747% | [6 empty] | 2019-01-24 | 11 | 92.276 | 378700.5406 | kWh | GSD |  | 2019-10-24 | 11 | 393109.5735 | 158372.2797 | 418893.7986 | 0 | 577266.0783
7110 | 0.005775% | 0.007954% | [6 empty] | 2019-01-24 | 12 | 93.8907 | 385327.3139 | kWh | GSD |  | 2019-10-24 | 12 | 413531.7794 | 171791.4145 | 432546.7542 | 0 | 604338.1687
7111 | 0.006902% | 0.009004% | [6 empty] | 2019-01-24 | 13 | 91.8757 | 377057.9656 | kWh | GSD |  | 2019-10-24 | 13 | 459291.5876 | 185985.1358 | 439782.271 | 0 | 625767.4068
7112 | 0.00712% | 0.01071% | [6 empty] | 2019-01-24 | 14 | 92.6924 | 380409.5729 | kWh | GSD |  | 2019-10-24 | 14 | 489583.6293 | 192532.1853 | 442199.2085 | 0 | 634731.3938
7113 | 0.006889% | 0.01197% | [6 empty] | 2019-01-24 | 15 | 91.8922 | 377125.6497 | kWh | GSD |  | 2019-10-24 | 15 | 525044.7379 | 197408.633 | 445658.1254 | 0 | 643066.7584
7114 | 0.007082% | 0.013% | [6 empty] | 2019-01-24 | 16 | 88.8858 | 364787.5284 | kWh | GSD |  | 2019-10-24 | 16 | 556453.7312 | 200576.2788 | 431525.3527 | 0 | 632101.6315
7115 | 0.007191% | 0.01417% | [6 empty] | 2019-01-24 | 17 | 83.9432 | 344502.7367 | kWh | GSD |  | 2019-10-24 | 17 | 614935.918 | 192538.2912 | 408828.3253 | 0 | 601366.6165
7116 | 0.007564% | 0.01484% | [6 empty] | 2019-01-24 | 18 | 78.7595 | 323228.8791 | kWh | GSD |  | 2019-10-24 | 18 | 667448.1057 | 178876.0881 | 384341.5834 | 0 | 563217.6715
7117 | 0.008401% | 0.01536% | [6 empty] | 2019-01-24 | 19 | 77.5104 | 318102.6454 | kWh | GSD |  | 2019-10-24 | 19 | 698396.4164 | 162506.7506 | 360400.5921 | 0 | 522907.3427
7118 | 0.008955% | 0.01558% | [6 empty] | 2019-01-24 | 20 | 73.0011 | 299596.329 | kWh | GSD |  | 2019-10-24 | 20 | 746712.5016 | 157477.9457 | 340650.4582 | 0 | 498128.4039
7119 | 0.009604% | 0.01579% | [6 empty] | 2019-01-24 | 21 | 69.4806 | 285148.2715 | kWh | GSD |  | 2019-10-24 | 21 | 739097.1026 | 156835.5225 | 331825.9198 | 0 | 488661.4423
7120 | 0.01018% | 0.01552% | [6 empty] | 2019-01-24 | 22 | 63.6814 | 261348.653 | kWh | GSD |  | 2019-10-24 | 22 | 679722.2492 | 143500.4 | 310583.1798 | 0 | 454083.5798
7121 | 0.01125% | 0.01476% | [6 empty] | 2019-01-24 | 23 | 57.8641 | 237474.1216 | kWh | GSD |  | 2019-10-24 | 23 | 596920.3974 | 128046.2342 | 288632.5299 | 0 | 416678.7641
7122 | 0.01221% | 0.01383% | [6 empty] | 2019-01-24 | 24 | 54.4278 | 223371.8424 | kWh | GSD |  | 2019-10-24 | 24 | 503506.149 | 115716.0986 | 266985.2782 | 0 | 382701.3768
7123 | 0.01277% | 0.01284% | [6 empty] | 2019-01-25 | 1 | 52.5355 | 215605.4989 | kWh | GSD |  | 2019-10-25 | 1 | 416707.6043 | 106899.9426 | 252369.581 | 0 | 359269.5236
7124 | 0.01366% | 0.01223% | [6 empty] | 2019-01-25 | 2 | 51.9822 | 213334.7715 | kWh | GSD |  | 2019-10-25 | 2 | 367088.0924 | 102222.2116 | 243824.2222 | 0 | 346046.4338
7125 | 0.01352% | 0.012% | [6 empty] | 2019-01-25 | 3 | 51.3582 | 210773.912 | kWh | GSD |  | 2019-10-25 | 3 | 342720.5936 | 101197.5086 | 238945.2562 | 0 | 340142.7648
7126 | 0.01243% | 0.01115% | [6 empty] | 2019-01-25 | 4 | 52.7464 | 216471.1742 | kWh | GSD |  | 2019-10-25 | 4 | 331823.0628 | 98494.8415 | 237776.7246 | 0 | 336271.5661
7127 | 0.01092% | 0.01023% | [6 empty] | 2019-01-25 | 5 | 56.5964 | 232271.5409 | kWh | GSD |  | 2019-10-25 | 5 | 328823.9145 | 98554.6255 | 240918.2702 | 0 | 339472.8957
7128 | 0.00921% | 0.009395% | [6 empty] | 2019-01-25 | 6 | 66.1794 | 271600.3339 | kWh | GSD |  | 2019-10-25 | 6 | 361327.6522 | 101181.5299 | 264704.3006 | 0 | 365885.8305
7129 | 0.007622% | 0.008819% | [6 empty] | 2019-01-25 | 7 | 79.5194 | 326347.4125 | kWh | GSD |  | 2019-10-25 | 7 | 418301.6308 | 106841.9615 | 303163.2647 | 0 | 410005.2262
7130 | 0.006715% | 0.008495% | [6 empty] | 2019-01-25 | 8 | 89.0056 | 365279.0553 | kWh | GSD |  | 2019-10-25 | 8 | 442477.6405 | 118972.3302 | 353563.6955 | 0 | 472536.0257
7131 | 0.006269% | 0.00835% | [6 empty] | 2019-01-25 | 9 | 92.8006 | 380853.5529 | kWh | GSD |  | 2019-10-25 | 9 | 426711.1674 | 133456.1323 | 390369.2227 | 0 | 523825.355
7132 | 0.00607% | 0.008255% | [6 empty] | 2019-01-25 | 10 | 93.3157 | 382967.8379 | kWh | GSD |  | 2019-10-25 | 10 | 473308.4919 | 154300.3581 | 429358.2263 | 0 | 583658.5844
7133 | 0.006015% | 0.008333% | [6 empty] | 2019-01-25 | 11 | 92.2497 | 378592.9097 | kWh | GSD |  | 2019-10-25 | 11 | 538442.3286 | 179294.5204 | 452699.7564 | 0 | 631994.2768
7134 | 0.006609% | 0.008982% | [6 empty] | 2019-01-25 | 12 | 91.1602 | 374121.5979 | kWh | GSD |  | 2019-10-25 | 12 | 599867.4177 | 197041.1224 | 464339.2569 | 0 | 661380.3793
7135 | 0.007651% | 0.01006% | [6 empty] | 2019-01-25 | 13 | 90.0608 | 369609.4086 | kWh | GSD |  | 2019-10-25 | 13 | 666295.6774 | 209956.0941 | 468721.0451 | 0 | 678677.1392
7136 | 0.008094% | 0.0116% | [6 empty] | 2019-01-25 | 14 | 88.8542 | 364657.4701 | kWh | GSD |  | 2019-10-25 | 14 | 712443.1935 | 214404.821 | 468333.3599 | 0 | 682738.1809
7137 | 0.007805% | 0.01286% | [6 empty] | 2019-01-25 | 15 | 86.5105 | 355038.8936 | kWh | GSD |  | 2019-10-25 | 15 | 759261.1766 | 213651.2041 | 469364.58 | 0 | 683015.7841
7138 | 0.008657% | 0.01433% | [6 empty] | 2019-01-25 | 16 | 82.5165 | 338647.5257 | kWh | GSD |  | 2019-10-25 | 16 | 789399.1628 | 211658.6544 | 455050.4539 | 0 | 666709.1083
7139 | 0.009849% | 0.01551% | [6 empty] | 2019-01-25 | 17 | 77.2289 | 316947.6064 | kWh | GSD |  | 2019-10-25 | 17 | 823150.9189 | 206289.1078 | 430216.0825 | 0 | 636505.1903
7140 | 0.01097% | 0.01624% | [6 empty] | 2019-01-25 | 18 | 74.457 | 305571.3992 | kWh | GSD |  | 2019-10-25 | 18 | 829908.9622 | 195847.4574 | 401072.2846 | 0 | 596919.742
7141 | 0.01219% | 0.01666% | [6 empty] | 2019-01-25 | 19 | 74.4524 | 305552.4664 | kWh | GSD |  | 2019-10-25 | 19 | 807625.1364 | 179760.8338 | 371499.4735 | 0 | 551260.3073
7142 | 0.01303% | 0.01676% | [6 empty] | 2019-01-25 | 20 | 71.4162 | 293092.0765 | kWh | GSD |  | 2019-10-25 | 20 | 786761.0197 | 170712.0126 | 350076.548 | 0 | 520788.5606
7143 | 0.01389% | 0.01677% | [6 empty] | 2019-01-25 | 21 | 69.039 | 283336.12 | kWh | GSD |  | 2019-10-25 | 21 | 746867.9397 | 166921.5293 | 338969.227 | 0 | 505890.7563
7144 | 0.01444% | 0.01637% | [6 empty] | 2019-01-25 | 22 | 65.2945 | 267968.6222 | kWh | GSD |  | 2019-10-25 | 22 | 708047.4417 | 156811.6352 | 320728.6817 | 0 | 477540.3169
7145 | 0.01506% | 0.01562% | [6 empty] | 2019-01-25 | 23 | 58.7074 | 240935.1416 | kWh | GSD |  | 2019-10-25 | 23 | 669376.2956 | 149172.1184 | 293235.6871 | 0 | 442407.8055
7146 | 0.01518% | 0.01465% | [6 empty] | 2019-01-25 | 24 | 56.9826 | 233856.6094 | kWh | GSD |  | 2019-10-25 | 24 | 592544.9054 | 137168.7557 | 272391.4037 | 0 | 409560.1594
7147 | 0.01477% | 0.01353% | [6 empty] | 2019-01-26 | 1 | 54.8892 | 225265.3572 | kWh | GSD |  | 2019-10-26 | 1 | 516339.9937 | 124368.7349 | 257361.4386 | 0 | 381730.1735
7148 | 0.01439% | 0.01278% | [6 empty] | 2019-01-26 | 2 | 53.9424 | 221379.6394 | kWh | GSD |  | 2019-10-26 | 2 | 450961.4888 | 115098.847 | 246662.3674 | 0 | 361761.2144
7149 | 0.01366% | 0.01242% | [6 empty] | 2019-01-26 | 3 | 53.8852 | 221144.8375 | kWh | GSD |  | 2019-10-26 | 3 | 407294.4947 | 110202.9254 | 239478.1058 | 0 | 349681.0312
7150 | 0.01295% | 0.01172% | [6 empty] | 2019-01-26 | 4 | 53.9638 | 221467.5374 | kWh | GSD |  | 2019-10-26 | 4 | 380186.9991 | 104438.0716 | 234916.6753 | 0 | 339354.7469
7151 | 0.01224% | 0.01086% | [6 empty] | 2019-01-26 | 5 | 55.2781 | 226861.199 | kWh | GSD |  | 2019-10-26 | 5 | 353903.7874 | 101798.321 | 232992.6885 | 0 | 334791.0095
7152 | 0.01084% | 0.01005% | [6 empty] | 2019-01-26 | 6 | 60.2061 | 247085.7715 | kWh | GSD |  | 2019-10-26 | 6 | 350461.8566 | 101940.6183 | 241494.4832 | 0 | 343435.1015
7153 | 0.009445% | 0.009371% | [6 empty] | 2019-01-26 | 7 | 66.0734 | 271165.4096 | kWh | GSD |  | 2019-10-26 | 7 | 367475.9132 | 103082.1543 | 256541.3732 | 0 | 359623.5275
7154 | 0.008249% | 0.008881% | [6 empty] | 2019-01-26 | 8 | 71.1484 | 291992.8666 | kWh | GSD |  | 2019-10-26 | 8 | 419694.6265 | 109998.8748 | 282789.2832 | 0 | 392788.158
7155 | 0.00745% | 0.008584% | [6 empty] | 2019-01-26 | 9 | 72.1206 | 295982.939 | kWh | GSD |  | 2019-10-26 | 9 | 509644.1883 | 113199.1164 | 300576.955 | 0 | 413776.0714
7156 | 0.006954% | 0.00833% | [6 empty] | 2019-01-26 | 10 | 72.1595 | 296142.6789 | kWh | GSD |  | 2019-10-26 | 10 | 599241.636 | 123452.1144 | 326015.3892 | 0 | 449467.5036
7157 | 0.006473% | 0.008218% | [6 empty] | 2019-01-26 | 11 | 69.4188 | 284894.7555 | kWh | GSD |  | 2019-10-26 | 11 | 682253.5735 | 145097.7862 | 343245.3126 | 0 | 488343.0988
7158 | 0.00641% | 0.008431% | [6 empty] | 2019-01-26 | 12 | 67.9346 | 278803.5418 | kWh | GSD |  | 2019-10-26 | 12 | 755415.5454 | 164466.9801 | 353317.7584 | 0 | 517784.7385
7159 | 0.006722% | 0.008828% | [6 empty] | 2019-01-26 | 13 | 66.5962 | 273310.6642 | kWh | GSD |  | 2019-10-26 | 13 | 819233.1469 | 170684.4117 | 353667.4268 | 0 | 524351.8385
7160 | 0.007677% | 0.009642% | [6 empty] | 2019-01-26 | 14 | 65.0362 | 266908.7418 | kWh | GSD |  | 2019-10-26 | 14 | 850782.6372 | 172006.6017 | 354536.0087 | 0 | 526542.6104
7161 | 0.009322% | 0.01016% | [6 empty] | 2019-01-26 | 15 | 64.0569 | 262889.5137 | kWh | GSD |  | 2019-10-26 | 15 | 849030.6541 | 173359.9907 | 346790.0026 | 0 | 520149.9933
7162 | 0.01096% | 0.01103% | [6 empty] | 2019-01-26 | 16 | 62.3124 | 255729.9897 | kWh | GSD |  | 2019-10-26 | 16 | 857067.4877 | 174308.83 | 338579.8283 | 0 | 512888.6583
7163 | 0.01248% | 0.01199% | [6 empty] | 2019-01-26 | 17 | 61.6411 | 252975.0685 | kWh | GSD |  | 2019-10-26 | 17 | 879979.4018 | 173107.7006 | 336886.634 | 0 | 509994.3346
7164 | 0.01382% | 0.01271% | [6 empty] | 2019-01-26 | 18 | 62.9966 | 258538.1193 | kWh | GSD |  | 2019-10-26 | 18 | 844513.8767 | 165208.1201 | 327819.8911 | 0 | 493028.0112
7165 | 0.01498% | 0.01287% | [6 empty] | 2019-01-26 | 19 | 64.6341 | 265258.206 | kWh | GSD |  | 2019-10-26 | 19 | 810451.1198 | 155433.1479 | 314085.0571 | 0 | 469518.205
7166 | 0.01556% | 0.01293% | [6 empty] | 2019-01-26 | 20 | 64.1328 | 263201.0155 | kWh | GSD |  | 2019-10-26 | 20 | 786858.8209 | 150932.4533 | 311546.6176 | 0 | 462479.0709
7167 | 0.01553% | 0.01277% | [6 empty] | 2019-01-26 | 21 | 62.8957 | 258123.9552 | kWh | GSD |  | 2019-10-26 | 21 | 738570.4 | 150732.7918 | 306638.4667 | 0 | 457371.2585
7168 | 0.01568% | 0.01259% | [6 empty] | 2019-01-26 | 22 | 61.5204 | 252479.5988 | kWh | GSD |  | 2019-10-26 | 22 | 721488.185 | 145733.3815 | 294629.919 | 0 | 440363.3005
7169 | 0.0161% | 0.01252% | [6 empty] | 2019-01-26 | 23 | 58.505 | 240104.554 | kWh | GSD |  | 2019-10-26 | 23 | 663141.6927 | 142154.3808 | 277969.4744 | 0 | 420123.8552
7170 | 0.01545% | 0.0121% | [6 empty] | 2019-01-26 | 24 | 55.0547 | 225944.5462 | kWh | GSD |  | 2019-10-26 | 24 | 589673.9595 | 135080.5512 | 264251.7843 | 0 | 399332.3355
7171 | 0.01482% | 0.01153% | [6 empty] | 2019-01-27 | 1 | 53.7683 | 220665.1014 | kWh | GSD |  | 2019-10-27 | 1 | 528251.6276 | 125465.8722 | 250368.0986 | 0 | 375833.9708
7172 | 0.01439% | 0.01135% | [6 empty] | 2019-01-27 | 2 | 53.0526 | 217727.8119 | kWh | GSD |  | 2019-10-27 | 2 | 467578.0384 | 118843.0813 | 241426.139 | 0 | 360269.2203
7173 | 0.01351% | 0.01123% | [6 empty] | 2019-01-27 | 3 | 52.2604 | 214476.7566 | kWh | GSD |  | 2019-10-27 | 3 | 425174.6155 | 114889.682 | 236438.2412 | 0 | 351327.9232
7174 | 0.0132% | 0.01081% | [6 empty] | 2019-01-27 | 4 | 52.3222 | 214730.2876 | kWh | GSD |  | 2019-10-27 | 4 | 403852.0345 | 112813.25 | 233554.4002 | 0 | 346367.6502
7175 | 0.01213% | 0.01031% | [6 empty] | 2019-01-27 | 5 | 53.3427 | 218918.3813 | kWh | GSD |  | 2019-10-27 | 5 | 383486.6286 | 107016.1343 | 232509.4307 | 0 | 339525.565
7176 | 0.01079% | 0.009803% | [6 empty] | 2019-01-27 | 6 | 55.745 | 228777.6821 | kWh | GSD |  | 2019-10-27 | 6 | 383530.8125 | 105451.5661 | 238848.4658 | 0 | 344300.0319
7177 | 0.009662% | 0.009226% | [6 empty] | 2019-01-27 | 7 | 59.8377 | 245573.8008 | kWh | GSD |  | 2019-10-27 | 7 | 401912.7176 | 107090.1444 | 252904.2553 | 0 | 359994.3997
7178 | 0.008553% | 0.008844% | [6 empty] | 2019-01-27 | 8 | 63.4004 | 260195.2909 | kWh | GSD |  | 2019-10-27 | 8 | 448909.0796 | 109869.9929 | 268914.5894 | 0 | 378784.5823
7179 | 0.007777% | 0.008624% | [6 empty] | 2019-01-27 | 9 | 66.3438 | 272274.7591 | kWh | GSD |  | 2019-10-27 | 9 | 529458.5087 | 111865.8453 | 278898.9876 | 0 | 390764.8329
7180 | 0.007387% | 0.008503% | [6 empty] | 2019-01-27 | 10 | 67.5628 | 277277.6647 | kWh | GSD |  | 2019-10-27 | 10 | 608842.4862 | 119252.2177 | 295902.9017 | 0 | 415155.1194
7181 | 0.007015% | 0.008335% | [6 empty] | 2019-01-27 | 11 | 67.3716 | 276493.0427 | kWh | GSD |  | 2019-10-27 | 11 | 676590.9448 | 143535.9639 | 308690.9522 | 0 | 452226.9161
7182 | 0.007015% | 0.008452% | [6 empty] | 2019-01-27 | 12 | 67.2594 | 276032.7479 | kWh | GSD |  | 2019-10-27 | 12 | 711587.9351 | 153571.0768 | 321137.9265 | 0 | 474709.0033
7183 | 0.007352% | 0.008837% | [6 empty] | 2019-01-27 | 13 | 66.1294 | 271395.0057 | kWh | GSD |  | 2019-10-27 | 13 | 752881.4712 | 158223.2094 | 324898.5517 | 0 | 483121.7611
7184 | 0.008211% | 0.009298% | [6 empty] | 2019-01-27 | 14 | 65.5268 | 268921.8933 | kWh | GSD |  | 2019-10-27 | 14 | 786344.3253 | 153959.2892 | 322452.4904 | 0 | 476411.7796
7185 | 0.009685% | 0.009592% | [6 empty] | 2019-01-27 | 15 | 64.7645 | 265793.6963 | kWh | GSD |  | 2019-10-27 | 15 | 798524.7359 | 146406.3683 | 317635.1114 | 0 | 464041.4797
7186 | 0.01114% | 0.01019% | [6 empty] | 2019-01-27 | 16 | 65.7612 | 269884.05 | kWh | GSD |  | 2019-10-27 | 16 | 827180.7024 | 144332.9576 | 316115.5352 | 0 | 460448.4928
7187 | 0.01238% | 0.0111% | [6 empty] | 2019-01-27 | 17 | 66.0994 | 271271.9409 | kWh | GSD |  | 2019-10-27 | 17 | 879193.9934 | 147754.8486 | 316594.6562 | 0 | 464349.5048
7188 | 0.01302% | 0.01165% | [6 empty] | 2019-01-27 | 18 | 67.2275 | 275901.5918 | kWh | GSD |  | 2019-10-27 | 18 | 904451.2478 | 149885.065 | 317098.2769 | 0 | 466983.3419
7189 | 0.01377% | 0.01186% | [6 empty] | 2019-01-27 | 19 | 68.7874 | 282303.5446 | kWh | GSD |  | 2019-10-27 | 19 | 920250.7167 | 147689.9369 | 312087.8056 | 0 | 459777.7425
7190 | 0.01438% | 0.01169% | [6 empty] | 2019-01-27 | 20 | 66.0842 | 271209.4364 | kWh | GSD |  | 2019-10-27 | 20 | 913175.3518 | 145363.9327 | 303538.5254 | 0 | 448902.4581
7191 | 0.01461% | 0.01139% | [6 empty] | 2019-01-27 | 21 | 64.5287 | 264825.862 | kWh | GSD |  | 2019-10-27 | 21 | 861699.8827 | 144661.3603 | 298392.516 | 0 | 443053.8763
7192 | 0.01513% | 0.0113% | [6 empty] | 2019-01-27 | 22 | 61.5901 | 252765.9328 | kWh | GSD |  | 2019-10-27 | 22 | 780712.059 | 138063.4165 | 286589.2334 | 0 | 424652.6499
7193 | 0.01608% | 0.0114% | [6 empty] | 2019-01-27 | 23 | 58.4368 | 239824.7683 | kWh | GSD |  | 2019-10-27 | 23 | 685539.4656 | 127678.1291 | 269762.1977 | 0 | 397440.3268
7194 | 0.01654% | 0.01146% | [6 empty] | 2019-01-27 | 24 | 57.1405 | 234504.5691 | kWh | GSD |  | 2019-10-27 | 24 | 563760.273 | 120159.427 | 254821.3078 | 0 | 374980.7348
7195 | 0.01683% | 0.01129% | [6 empty] | 2019-01-28 | 1 | 56.2692 | 230928.8025 | kWh | GSD |  | 2019-10-28 | 1 | 491973.0522 | 112455.4411 | 246236.0705 | 0 | 358691.5116
7196 | 0.0167% | 0.01102% | [6 empty] | 2019-01-28 | 2 | 55.5978 | 228173.1876 | kWh | GSD |  | 2019-10-28 | 2 | 421548.8599 | 107711.4617 | 239136.0643 | 0 | 346847.526
7197 | 0.01576% | 0.01088% | [6 empty] | 2019-01-28 | 3 | 55.8123 | 229053.7955 | kWh | GSD |  | 2019-10-28 | 3 | 379127.8377 | 105273.7317 | 235437.5705 | 0 | 340711.3022
7198 | 0.01428% | 0.01042% | [6 empty] | 2019-01-28 | 4 | 57.4688 | 235851.9236 | kWh | GSD |  | 2019-10-28 | 4 | 360568.4279 | 102065.3677 | 235951.4127 | 0 | 338016.7804
7199 | 0.01254% | 0.009756% | [6 empty] | 2019-01-28 | 5 | 61.5912 | 252770.3325 | kWh | GSD |  | 2019-10-28 | 5 | 359211.5367 | 101648.8751 | 244007.2634 | 0 | 345656.1385
7200 | 0.01031% | 0.009205% | [6 empty] | 2019-01-28 | 6 | 71.8115 | 294714.5987 | kWh | GSD |  | 2019-10-28 | 6 | 379768.2648 | 101411.6836 | 267779.8823 | 0 | 369191.5659
7201 | 0.008999% | 0.008805% | [6 empty] | 2019-01-28 | 7 | 83.9373 | 344478.7088 | kWh | GSD |  | 2019-10-28 | 7 | 437565.0837 | 107082.9907 | 306892.8166 | 0 | 413975.8073
7202 | 0.007711% | 0.008514% | [6 empty] | 2019-01-28 | 8 | 96.0088 | 394019.9677 | kWh | GSD |  | 2019-10-28 | 8 | 446576.1576 | 120245.8903 | 353818.6579 | 0 | 474064.5482
7203 | 0.006935% | 0.008364% | [6 empty] | 2019-01-28 | 9 | 98.5165 | 404311.6539 | kWh | GSD |  | 2019-10-28 | 9 | 423440.5481 | 135240.229 | 384694.5281 | 0 | 519934.7571
7204 | 0.006595% | 0.008298% | [6 empty] | 2019-01-28 | 10 | 96.8763 | 397580.4203 | kWh | GSD |  | 2019-10-28 | 10 | 449331.7824 | 154076.932 | 417935.2902 | 0 | 572012.2222
7205 | 0.00657% | 0.008485% | [6 empty] | 2019-01-28 | 11 | 95.1081 | 390323.6998 | kWh | GSD |  | 2019-10-28 | 11 | 486439.7452 | 176429.521 | 438244.5766 | 0 | 614674.0976
7206 | 0.006946% | 0.009063% | [6 empty] | 2019-01-28 | 12 | 93.375 | 383210.842 | kWh | GSD |  | 2019-10-28 | 12 | 527523.5166 | 191392.5393 | 446297.4844 | 0 | 637690.0237
7207 | 0.008004% | 0.01016% | [6 empty] | 2019-01-28 | 13 | 91.4146 | 375165.6685 | kWh | GSD |  | 2019-10-28 | 13 | 607864.8087 | 200310.3769 | 458390.2918 | 0 | 658700.6687
7208 | 0.008169% | 0.01164% | [6 empty] | 2019-01-28 | 14 | 91.0412 | 373633.0148 | kWh | GSD |  | 2019-10-28 | 14 | 723738.4729 | 214331.3298 | 468844.1981 | 0 | 683175.5279
7209 | 0.007745% | 0.01276% | [6 empty] | 2019-01-28 | 15 | 87.3686 | 358560.8017 | kWh | GSD |  | 2019-10-28 | 15 | 828834.8526 | 224136.2942 | 485189.9877 | 0 | 709326.2819
7210 | 0.008219% | 0.01404% | [6 empty] | 2019-01-28 | 16 | 83.7984 | 343908.7305 | kWh | GSD |  | 2019-10-28 | 16 | 877223.4452 | 233170.2118 | 477726.3894 | 0 | 710896.6012
7211 | 0.008898% | 0.01509% | [6 empty] | 2019-01-28 | 17 | 78.5105 | 322206.9473 | kWh | GSD |  | 2019-10-28 | 17 | 929675.8585 | 227161.2686 | 455618.6195 | 0 | 682779.8881
7212 | 0.009649% | 0.01565% | [6 empty] | 2019-01-28 | 18 | 76.57 | 314243.1131 | kWh | GSD |  | 2019-10-28 | 18 | 945650.6618 | 210451.1356 | 425338.8522 | 0 | 635789.9878
7213 | 0.01112% | 0.01617% | [6 empty] | 2019-01-28 | 19 | 76.5094 | 313994.6122 | kWh | GSD |  | 2019-10-28 | 19 | 943102.0396 | 186208.9026 | 393334.1113 | 0 | 579543.0139
7214 | 0.01324% | 0.01677% | [6 empty] | 2019-01-28 | 20 | 74.3173 | 304998.2338 | kWh | GSD |  | 2019-10-28 | 20 | 943757.7708 | 172369.444 | 366742.8415 | 0 | 539112.2855
7215 | 0.01516% | 0.01741% | [6 empty] | 2019-01-28 | 21 | 71.4226 | 293118.2764 | kWh | GSD |  | 2019-10-28 | 21 | 889663.9992 | 163275.7765 | 350101.9735 | 0 | 513377.75
7216 | 0.01605% | 0.01745% | [6 empty] | 2019-01-28 | 22 | 68.2921 | 280270.7542 | kWh | GSD |  | 2019-10-28 | 22 | 795221.1133 | 150835.9848 | 326544.0161 | 0 | 477380.0009
7217 | 0.01701% | 0.01676% | [6 empty] | 2019-01-28 | 23 | 62.8446 | 257914.3036 | kWh | GSD |  | 2019-10-28 | 23 | 693451.3914 | 135818.7761 | 300117.771 | 0 | 435936.5471
7218 | 0.0173% | 0.01561% | [6 empty] | 2019-01-28 | 24 | 59.8736 | 245721.1599 | kWh | GSD |  | 2019-10-28 | 24 | 581132.2283 | 125694.3876 | 280057.1763 | 0 | 405751.5639
7219 | 0.01725% | 0.01423% | [6 empty] | 2019-01-29 | 1 | 58.6328 | 240629.1521 | kWh | GSD |  | 2019-10-29 | 1 | 495173.6339 | 117536.6244 | 265277.2189 | 0 | 382813.8433
7220 | 0.01726% | 0.01323% | [6 empty] | 2019-01-29 | 2 | 57.6952 | 236781.0569 | kWh | GSD |  | 2019-10-29 | 2 | 430657.533 | 111321.7897 | 252621.0442 | 0 | 363942.8339
7221 | 0.01627% | 0.0126% | [6 empty] | 2019-01-29 | 3 | 57.487 | 235926.6343 | kWh | GSD |  | 2019-10-29 | 3 | 398226.1743 | 108625.4472 | 250167.5208 | 0 | 358792.968
7222 | 0.01455% | 0.01172% | [6 empty] | 2019-01-29 | 4 | 58.3533 | 239481.8519 | kWh | GSD |  | 2019-10-29 | 4 | 378997.7048 | 105789.5411 | 248393.9694 | 0 | 354183.5105
7223 | 0.01268% | 0.0107% | [6 empty] | 2019-01-29 | 5 | 62.4468 | 256281.6375 | kWh | GSD |  | 2019-10-29 | 5 | 375903.4034 | 106097.8112 | 253977.306 | 0 | 360075.1172
7224 | 0.01063% | 0.00996% | [6 empty] | 2019-01-29 | 6 | 74.0589 | 303937.9029 | kWh | GSD |  | 2019-10-29 | 6 | 409196.227 | 108049.6542 | 278386.6063 | 0 | 386436.2605
7225 | 0.009057% | 0.009397% | [6 empty] | 2019-01-29 | 7 | 87.2484 | 358067.5084 | kWh | GSD |  | 2019-10-29 | 7 | 466528.0221 | 114388.933 | 322409.1838 | 0 | 436798.1168
7226 | 0.007877% | 0.008934% | [6 empty] | 2019-01-29 | 8 | 96.4227 | 395718.9546 | kWh | GSD |  | 2019-10-29 | 8 | 481949.0568 | 128189.2411 | 375143.4249 | 0 | 503332.666
7227 | 0.007284% | 0.008808% | [6 empty] | 2019-01-29 | 9 | 98.6639 | 404916.7289 | kWh | GSD |  | 2019-10-29 | 9 | 469578.1124 | 147381.7407 | 412034.1256 | 0 | 559415.8663
7228 | 0.006932% | 0.008695% | [6 empty] | 2019-01-29 | 10 | 96.6331 | 396582.172 | kWh | GSD |  | 2019-10-29 | 10 | 491240.0519 | 166685.2959 | 442154.2537 | 0 | 608839.5496
7229 | 0.006876% | 0.008839% | [6 empty] | 2019-01-29 | 11 | 94.2757 | 386907.5506 | kWh | GSD |  | 2019-10-29 | 11 | 530069.9245 | 192771.2055 | 470970.8288 | 0 | 663742.0343
7230 | 0.007485% | 0.009486% | [6 empty] | 2019-01-29 | 12 | 92.6418 | 380202.0112 | kWh | GSD |  | 2019-10-29 | 12 | 622264.6846 | 214985.9715 | 486162.0311 | 0 | 701148.0026
7231 | 0.008533% | 0.01072% | [6 empty] | 2019-01-29 | 13 | 90.6355 | 371968.1492 | kWh | GSD |  | 2019-10-29 | 13 | 699569.3244 | 228959.8107 | 494977.6457 | 0 | 723937.4564
7232 | 0.008816% | 0.01236% | [6 empty] | 2019-01-29 | 14 | 88.5898 | 363572.7323 | kWh | GSD |  | 2019-10-29 | 14 | 765823.0966 | 236593.0749 | 493294.4946 | 0 | 729887.5695
7233 | 0.008589% | 0.01373% | [6 empty] | 2019-01-29 | 15 | 86.5552 | 355222.4895 | kWh | GSD |  | 2019-10-29 | 15 | 763645.0101 | 233313.8205 | 484943.4841 | 0 | 718257.3046
7234 | 0.008985% | 0.01495% | [6 empty] | 2019-01-29 | 16 | 83.1927 | 341422.8746 | kWh | GSD |  | 2019-10-29 | 16 | 797376.064 | 231569.9377 | 467590.512 | 0 | 699160.4497
7235 | 0.009696% | 0.01629% | [6 empty] | 2019-01-29 | 17 | 78.3425 | 321517.488 | kWh | GSD |  | 2019-10-29 | 17 | 865132.7593 | 228139.1588 | 448392.5864 | 0 | 676531.7452
7236 | 0.01138% | 0.01721% | [6 empty] | 2019-01-29 | 18 | 75.8039 | 311099.2131 | kWh | GSD |  | 2019-10-29 | 18 | 908211.0138 | 215139.8729 | 428768.373 | 0 | 643908.2459
7237 | 0.0128% | 0.01777% | [6 empty] | 2019-01-29 | 19 | 76.3554 | 313362.4221 | kWh | GSD |  | 2019-10-29 | 19 | 935809.4966 | 191999.2355 | 402343.5377 | 0 | 594342.7732
7238 | 0.01401% | 0.01792% | [6 empty] | 2019-01-29 | 20 | 73.7778 | 302784.0451 | kWh | GSD |  | 2019-10-29 | 20 | 918197.2542 | 182934.678 | 373039.5419 | 0 | 555974.2199
7239 | 0.01397% | 0.01763% | [6 empty] | 2019-01-29 | 21 | 70.8145 | 290622.901 | kWh | GSD |  | 2019-10-29 | 21 | 833159.0473 | 172833.8607 | 351483.1616 | 0 | 524317.0223
7240 | 0.01459% | 0.01716% | [6 empty] | 2019-01-29 | 22 | 66.6509 | 273535.3559 | kWh | GSD |  | 2019-10-29 | 22 | 737386.4328 | 153205.2054 | 319030.6427 | 0 | 472235.8481
7241 | 0.01582% | 0.01661% | [6 empty] | 2019-01-29 | 23 | 61.3804 | 251905.241 | kWh | GSD |  | 2019-10-29 | 23 | 644081.8598 | 135549.9302 | 291675.4897 | 0 | 427225.4199
7242 | 0.01661% | 0.01581% | [6 empty] | 2019-01-29 | 24 | 58.1666 | 238715.6721 | kWh | GSD |  | 2019-10-29 | 24 | 540208.0305 | 122361.5555 | 271265.6511 | 0 | 393627.2066
7243 | 0.01712% | 0.01459% | [6 empty] | 2019-01-30 | 1 | 55.63 | 228305.3518 | kWh | GSD |  | 2019-10-30 | 1 | 469522.021 | 113971.8243 | 257777.8184 | 0 | 371749.6427
7244 | 0.0168% | 0.01365% | [6 empty] | 2019-01-30 | 2 | 55.5756 | 228082.323 | kWh | GSD |  | 2019-10-30 | 2 | 422577.9306 | 111023.4307 | 252965.3929 | 0 | 363988.8236
7245 | 0.01524% | 0.01287% | [6 empty] | 2019-01-30 | 3 | 55.5476 | 227967.1631 | kWh | GSD |  | 2019-10-30 | 3 | 395005.1453 | 107077.7123 | 250139.8988 | 0 | 357217.6111
7246 | 0.01349% | 0.01159% | [6 empty] | 2019-01-30 | 4 | 57.3005 | 235161.0704 | kWh | GSD |  | 2019-10-30 | 4 | 381507.7507 | 105357.0999 | 251670.3769 | 0 | 357027.4768
7247 | 0.01178% | 0.01049% | [6 empty] | 2019-01-30 | 5 | 61.7866 | 253572.1267 | kWh | GSD |  | 2019-10-30 | 5 | 378282.2039 | 105638.1295 | 254075.6047 | 0 | 359713.7342
7248 | 0.009881% | 0.009663% | [6 empty] | 2019-01-30 | 6 | 72.6842 | 298295.836 | kWh | GSD |  | 2019-10-30 | 6 | 414442.4388 | 106973.0513 | 277754.2498 | 0 | 384727.3011
7249 | 0.008588% | 0.009126% | [6 empty] | 2019-01-30 | 7 | 86.056 | 353173.9531 | kWh | GSD |  | 2019-10-30 | 7 | 472739.1491 | 114047.4996 | 320111.7855 | 0 | 434159.2851
7250 | 0.00773% | 0.008935% | [6 empty] | 2019-01-30 | 8 | 96.2557 | 395033.261 | kWh | GSD |  | 2019-10-30 | 8 | 477836.928 | 128379.5002 | 372228.1887 | 0 | 500607.6889
7251 | 0.007225% | 0.008769% | [6 empty] | 2019-01-30 | 9 | 100.0869 | 410756.6614 | kWh | GSD |  | 2019-10-30 | 9 | 461726.4288 | 145152.7567 | 408774.7225 | 0 | 553927.4792
7252 | 0.006978% | 0.008764% | [6 empty] | 2019-01-30 | 10 | 99.5566 | 408580.1733 | kWh | GSD |  | 2019-10-30 | 10 | 485330.772 | 164573.9882 | 447639.0257 | 0 | 612213.0139
7253 | 0.006919% | 0.00883% | [6 empty] | 2019-01-30 | 11 | 97.7986 | 401365.3761 | kWh | GSD |  | 2019-10-30 | 11 | 542461.3969 | 193003.9187 | 473985.1349 | 0 | 666989.0536
7254 | 0.007581% | 0.009444% | [6 empty] | 2019-01-30 | 12 | 95.8145 | 393222.767 | kWh | GSD |  | 2019-10-30 | 12 | 617178.7598 | 215007.5808 | 485415.3285 | 0 | 700422.9093
7255 | 0.008647% | 0.01066% | [6 empty] | 2019-01-30 | 13 | 92.9961 | 381656.1096 | kWh | GSD |  | 2019-10-30 | 13 | 739438.0953 | 229447.498 | 492232.5814 | 0 | 721680.0794
7256 | 0.00874% | 0.01229% | [6 empty] | 2019-01-30 | 14 | 91.7224 | 376428.719 | kWh | GSD |  | 2019-10-30 | 14 | 815537.9248 | 237881.4558 | 495040.1198 | 0 | 732921.5756
7257 | 0.008446% | 0.0136% | [6 empty] | 2019-01-30 | 15 | 89.1649 | 365932.824 | kWh | GSD |  | 2019-10-30 | 15 | 887825.9645 | 245116.8368 | 491396.3632 | 0 | 736513.2
7258 | 0.008877% | 0.01503% | [6 empty] | 2019-01-30 | 16 | 86.2486 | 353964.2511 | kWh | GSD |  | 2019-10-30 | 16 | 954613.7701 | 247194.3109 | 484243.379 | 0 | 731437.6899
7259 | 0.009922% | 0.01637% | [6 empty] | 2019-01-30 | 17 | 82.5963 | 338975.1468 | kWh | GSD |  | 2019-10-30 | 17 | 999347.7135 | 241930.0465 | 469574.037 | 0 | 711504.0835
7260 | 0.01129% | 0.01719% | [6 empty] | 2019-01-30 | 18 | 80.8548 | 331828.2208 | kWh | GSD |  | 2019-10-30 | 18 | 1014940.476 | 228445.0276 | 444261.4311 | 0 | 672706.4587
7261 | 0.01353% | 0.01772% | [6 empty] | 2019-01-30 | 19 | 82.7609 | 339650.7755 | kWh | GSD |  | 2019-10-30 | 19 | 992460.0461 | 203981.1298 | 415109.5223 | 0 | 619090.6521
7262 | 0.01492% | 0.01799% | [6 empty] | 2019-01-30 | 20 | 79.7722 | 327384.9515 | kWh | GSD |  | 2019-10-30 | 20 | 991932.9942 | 193542.0347 | 387920.2239 | 0 | 581462.2586
7263 | 0.01624% | 0.01808% | [6 empty] | 2019-01-30 | 21 | 77.3889 | 317603.8667 | kWh | GSD |  | 2019-10-30 | 21 | 941755.2892 | 187677.7104 | 373261.0569 | 0 | 560938.7673
7264 | 0.01746% | 0.01796% | [6 empty] | 2019-01-30 | 22 | 73.1791 | 300327.0704 | kWh | GSD |  | 2019-10-30 | 22 | 872648.2679 | 170749.8547 | 345887.4311 | 0 | 516637.2858
7265 | 0.01828% | 0.01747% | [6 empty] | 2019-01-30 | 23 | 68.6458 | 281722.3357 | kWh | GSD |  | 2019-10-30 | 23 | 760007.1288 | 151048.9604 | 315596.4809 | 0 | 466645.4413
7266 | 0.01856% | 0.01651% | [6 empty] | 2019-01-30 | 24 | 66.5066 | 272943.19 | kWh | GSD |  | 2019-10-30 | 24 | 662088.1236 | 137460.6926 | 293236.8313 | 0 | 430697.5239
7267 | 0.01815% | 0.0152% | [6 empty] | 2019-01-31 | 1 | 64.914 | 266406.8748 | kWh | GSD |  | 2019-10-31 | 1 | 572993.7277 | 126890.6989 | 272616.1831 | 0 | 399506.882
7268 | 0.01814% | 0.01427% | [6 empty] | 2019-01-31 | 2 | 63.8123 | 261885.7069 | kWh | GSD |  | 2019-10-31 | 2 | 501586.4129 | 120615.2384 | 265794.5283 | 0 | 386409.7667
7269 | 0.01723% | 0.01377% | [6 empty] | 2019-01-31 | 3 | 64.6168 | 265187.4616 | kWh | GSD |  | 2019-10-31 | 3 | 453362.5892 | 115134.8847 | 261720.2264 | 0 | 376855.1111
7270 | 0.01596% | 0.01268% | [6 empty] | 2019-01-31 | 4 | 65.9327 | 270587.9296 | kWh | GSD |  | 2019-10-31 | 4 | 431968.1199 | 112847.8418 | 258533.5427 | 0 | 371381.3845
7271 | 0.0139% | 0.01146% | [6 empty] | 2019-01-31 | 5 | 70.0261 | 287386.9874 | kWh | GSD |  | 2019-10-31 | 5 | 413834.6355 | 109769.422 | 262377.9038 | 0 | 372147.3258
7272 | 0.01211% | 0.01057% | [6 empty] | 2019-01-31 | 6 | 81.061 | 332674.5047 | kWh | GSD |  | 2019-10-31 | 6 | 435405.7716 | 109882.4829 | 285543.6688 | 0 | 395426.1517
7273 | 0.01048% | 0.009807% | [6 empty] | 2019-01-31 | 7 | 93.2293 | 382612.8796 | kWh | GSD |  | 2019-10-31 | 7 | 497832.0252 | 118379.9728 | 326682.7893 | 0 | 445062.7621
7274 | 0.009175% | 0.009486% | [6 empty] | 2019-01-31 | 8 | 103.636 | 425322.2566 | kWh | GSD |  | 2019-10-31 | 8 | 491362.515 | 133814.8192 | 377782.7202 | 0 | 511597.5394
7275 | 0.008293% | 0.009251% | [6 empty] | 2019-01-31 | 9 | 104.8728 | 430397.7734 | kWh | GSD |  | 2019-10-31 | 9 | 469193.7161 | 150379.3619 | 414612.2708 | 0 | 564991.6327
7276 | 0.007901% | 0.009117% | [6 empty] | 2019-01-31 | 10 | 102.0559 | 418837.4084 | kWh | GSD |  | 2019-10-31 | 10 | 505744.9981 | 171552.2237 | 448865.334 | 0 | 620417.5577
7277 | 0.00757% | 0.009135% | [6 empty] | 2019-01-31 | 11 | 98.6843 | 405000.4223 | kWh | GSD |  | 2019-10-31 | 11 | 566429.6546 | 197332.6254 | 473166.5936 | 0 | 670499.219
7278 | 0.007964% | 0.009707% | [6 empty] | 2019-01-31 | 12 | 96.0526 | 394200.0671 | kWh | GSD |  | 2019-10-31 | 12 | 668075.2037 | 221176.6285 | 493485.2398 | 0 | 714661.8683
7279 | 0.009106% | 0.01093% | [6 empty] | 2019-01-31 | 13 | 93.4011 | 383317.9997 | kWh | GSD |  | 2019-10-31 | 13 | 764609.7705 | 239935.2147 | 505209.8417 | 0 | 745145.0564
7280 | 0.008988% | 0.01256% | [6 empty] | 2019-01-31 | 14 | 91.9372 | 377310.3665 | kWh | GSD |  | 2019-10-31 | 14 | 878323.4182 | 250892.1198 | 513901.034 | 0 | 764793.1538
7281 | 0.008582% | 0.01387% | [6 empty] | 2019-01-31 | 15 | 89.8501 | 368745.0057 | kWh | GSD |  | 2019-10-31 | 15 | 956068.873 | 257190.9524 | 517730.6148 | 0 | 774921.5672
7282 | 0.009251% | 0.01523% | [6 empty] | 2019-01-31 | 16 | 86.4607 | 354834.7519 | kWh | GSD |  | 2019-10-31 | 16 | 1014949.74 | 262101.1664 | 508261.9862 | 0 | 770363.1526
7283 | 0.01036% | 0.01646% | [6 empty] | 2019-01-31 | 17 | 81.8006 | 335709.6595 | kWh | GSD |  | 2019-10-31 | 17 | 1052373.483 | 255651.0186 | 480488.4307 | 0 | 736139.4493
7284 | 0.01222% | 0.01754% | [6 empty] | 2019-01-31 | 18 | 79.1704 | 324915.2151 | kWh | GSD |  | 2019-10-31 | 18 | 1066922.259 | 232926.3642 | 444816.8552 | 0 | 677743.2194
7285 | 0.01399% | 0.01829% | [6 empty] | 2019-01-31 | 19 | 80.0457 | 328507.6941 | kWh | GSD |  | 2019-10-31 | 19 | 1016892.876 | 207896.0095 | 415537.41 | 0 | 623433.4195
7286 | 0.01607% | 0.01877% | [6 empty] | 2019-01-31 | 20 | 76.9564 | 315829.034 | kWh | GSD |  | 2019-10-31 | 20 | 945724.4781 | 192774.7041 | 383454.9407 | 0 | 576229.6448
7287 | 0.01749% | 0.01902% | [6 empty] | 2019-01-31 | 21 | 74.7487 | 306768.4888 | kWh | GSD |  | 2019-10-31 | 21 | 926164.5825 | 182571.764 | 365675.3119 | 0 | 548247.0759
7288 | 0.01856% | 0.01891% | [6 empty] | 2019-01-31 | 22 | 68.8595 | 282599.3594 | kWh | GSD |  | 2019-10-31 | 22 | 865854.0696 | 166720.1707 | 340108.5986 | 0 | 506828.7693
7289 | 0.01925% | 0.01807% | [6 empty] | 2019-01-31 | 23 | 63.2741 | 259676.9768 | kWh | GSD |  | 2019-10-31 | 23 | 775655.8597 | 150130.7545 | 312019.8843 | 0 | 462150.6388
7290 | 0.01952% | 0.01664% | [6 empty] | 2019-01-31 | 24 | 59.5592 | 244431.1131 | kWh | GSD |  | 2019-10-31 | 24 | 662021.7162 | 135299.8112 | 290836.9234 | 0 | 426136.7346
7291 | 0.0186% | 0.0153% | [6 empty] | 2019-02-01 | 1 | 57.3236 | 235256.105 | kWh | GSD |  | 2019-11-01 | 1 | 532544.2394 | 122912.8151 | 267273.9839 | 0 | 390186.799
7292 | 0.0173% | 0.01415% | [6 empty] | 2019-02-01 | 2 | 56.1826 | 230573.5672 | kWh | GSD |  | 2019-11-01 | 2 | 417956.6579 | 109462.5365 | 242261.8513 | 0 | 351724.3878
7293 | 0.01694% | 0.01346% | [6 empty] | 2019-02-01 | 3 | 54.9964 | 225705.2964 | kWh | GSD |  | 2019-11-01 | 3 | 349518.7026 | 100694.2546 | 228868.7948 | 0 | 329563.0494
7294 | 0.01584% | 0.01244% | [6 empty] | 2019-02-01 | 4 | 55.602 | 228190.5426 | kWh | GSD |  | 2019-11-01 | 4 | 303980.6839 | 94854.17 | 223692.7483 | 0 | 318546.9183
7295 | 0.01419% | 0.01134% | [6 empty] | 2019-02-01 | 5 | 58.533 | 240219.249 | kWh | GSD |  | 2019-11-01 | 5 | 286806.6897 | 93373.0271 | 222586.7118 | 0 | 315959.7389
7296 | 0.01211% | 0.01046% | [6 empty] | 2019-02-01 | 6 | 67.557 | 277253.8627 | kWh | GSD |  | 2019-11-01 | 6 | 301595.9363 | 93042.5598 | 235435.6488 | 0 | 328478.2086
7297 | 0.009741% | 0.009578% | [6 empty] | 2019-02-01 | 7 | 80.3313 | 329679.4851 | kWh | GSD |  | 2019-11-01 | 7 | 364348.1841 | 97104.794 | 264714.679 | 0 | 361819.473
7298 | 0.007645% | 0.008634% | [6 empty] | 2019-02-01 | 8 | 89.4085 | 366932.2931 | kWh | GSD |  | 2019-11-01 | 8 | 367965.5903 | 106423.3043 | 308104.6844 | 0 | 414527.9887
7299 | 0.006393% | 0.00809% | [6 empty] | 2019-02-01 | 9 | 92.6148 | 380091.0941 | kWh | GSD |  | 2019-11-01 | 9 | 371461.9486 | 113775.4681 | 332961.1102 | 0 | 446736.5783
7300 | 0.00556% | 0.00782% | [6 empty] | 2019-02-01 | 10 | 91.5209 | 375601.7186 | kWh | GSD |  | 2019-11-01 | 10 | 379338.7135 | 121951.8082 | 349453.276 | 0 | 471405.0842
7301 | 0.005246% | 0.007756% | [6 empty] | 2019-02-01 | 11 | 91.4858 | 375457.6744 | kWh | GSD |  | 2019-11-01 | 11 | 374367.3638 | 131037.5668 | 362434.6948 | 0 | 493472.2616
7302 | 0.005517% | 0.008063% | [6 empty] | 2019-02-01 | 12 | 90.9882 | 373415.4596 | kWh | GSD |  | 2019-11-01 | 12 | 381103.3165 | 142310.1064 | 366970.3039 | 0 | 509280.4103
7303 | 0.006664% | 0.008882% | [6 empty] | 2019-02-01 | 13 | 89.0959 | 365649.4163 | kWh | GSD |  | 2019-11-01 | 13 | 387085.5928 | 147558.2928 | 370462.5431 | 0 | 518020.8359
7304 | 0.006731% | 0.01018% | [6 empty] | 2019-02-01 | 14 | 88.1752 | 361870.9474 | kWh | GSD |  | 2019-11-01 | 14 | 375822.8478 | 150743.1781 | 369593.7941 | 0 | 520336.9722
7305 | 0.006795% | 0.01097% | [6 empty] | 2019-02-01 | 15 | 86.7524 | 356031.6659 | kWh | GSD |  | 2019-11-01 | 15 | 377783.1719 | 148040.1501 | 365835.8696 | 0 | 513876.0197
7306 | 0.006939% | 0.01157% | [6 empty] | 2019-02-01 | 16 | 82.9285 | 340338.5682 | kWh | GSD |  | 2019-11-01 | 16 | 385328.3999 | 148954.0063 | 354027.562 | 0 | 502981.5683
7307 | 0.006848% | 0.01211% | [6 empty] | 2019-02-01 | 17 | 77.735 | 319024.408 | kWh | GSD |  | 2019-11-01 | 17 | 423093.6899 | 139095.697 | 334495.6767 | 0 | 473591.3737
7308 | 0.006971% | 0.0125% | [6 empty] | 2019-02-01 | 18 | 74.7954 | 306960.4233 | kWh | GSD |  | 2019-11-01 | 18 | 451271.4539 | 130726.8851 | 310618.4758 | 0 | 441345.3609
7309 | 0.00708% | 0.01272% | [6 empty] | 2019-02-01 | 19 | 75.056 | 308029.9783 | kWh | GSD |  | 2019-11-01 | 19 | 485179.131 | 124262.2452 | 296609.5256 | 0 | 420871.7708
7310 | 0.006874% | 0.01277% | [6 empty] | 2019-02-01 | 20 | 72.1727 | 296196.7589 | kWh | GSD |  | 2019-11-01 | 20 | 498063.4514 | 122381.8823 | 288031.2545 | 0 | 410413.1368
7311 | 0.00691% | 0.01261% | [6 empty] | 2019-02-01 | 21 | 69.3095 | 284446.2953 | kWh | GSD |  | 2019-11-01 | 21 | 490491.5377 | 125089.467 | 283855.9854 | 0 | 408945.4524
7312 | 0.007048% | 0.01235% | [6 empty] | 2019-02-01 | 22 | 65.3328 | 268125.7957 | kWh | GSD |  | 2019-11-01 | 22 | 470543.6725 | 117944.3344 | 267346.982 | 0 | 385291.3164
7313 | 0.007739% | 0.01163% | [6 empty] | 2019-02-01 | 23 | 60.1474 | 246845.1044 | kWh | GSD |  | 2019-11-01 | 23 | 414210.5739 | 109480.35 | 250514.7444 | 0 | 359995.0944
7314 | 0.008254% | 0.01083% | [6 empty] | 2019-02-01 | 24 | 57.1151 | 234400.4085 | kWh | GSD |  | 2019-11-01 | 24 | 375853.2755 | 103707.4878 | 234079.8632 | 0 | 337787.351
7315 | 0.008875% | 0.01033% | [6 empty] | 2019-02-02 | 1 | 54.5042 | 223685.1457 | kWh | GSD |  | 2019-11-02 | 1 | 322928.5139 | 95465.6509 | 220557.9378 | 0 | 316023.5887
7316 | 0.00911% | 0.01007% | [6 empty] | 2019-02-02 | 2 | 52.5737 | 215762.6405 | kWh | GSD |  | 2019-11-02 | 2 | 290161.571 | 91239.2974 | 211795.0074 | 0 | 303034.3048
7317 | 0.008972% | 0.01004% | [6 empty] | 2019-02-02 | 3 | 50.7979 | 208474.5582 | kWh | GSD |  | 2019-11-02 | 3 | 268213.1926 | 86901.0696 | 206519.5212 | 0 | 293420.5908
7318 | 0.008607% | 0.009458% | [6 empty] | 2019-02-02 | 4 | 50.9534 | 209112.8187 | kWh | GSD |  | 2019-11-02 | 4 | 261448.9547 | 84883.2861 | 203394.0308 | 0 | 288277.3169
7319 | 0.007576% | 0.008837% | [6 empty] | 2019-02-02 | 5 | 51.1516 | 209926.2028 | kWh | GSD |  | 2019-11-02 | 5 | 261880.3283 | 83973.3325 | 203390.3659 | 0 | 287363.6984
7320 | 0.006875% | 0.008292% | [6 empty] | 2019-02-02 | 6 | 54.6589 | 224320.0552 | kWh | GSD |  | 2019-11-02 | 6 | 268082.2879 | 84046.28 | 206996.9705 | 0 | 291043.2505
7321 | 0.005907% | 0.007758% | [6 empty] | 2019-02-02 | 7 | 58.9896 | 242093.313 | kWh | GSD |  | 2019-11-02 | 7 | 288596.0266 | 86041.3699 | 216462.7279 | 0 | 302504.0978
7322 | 0.005307% | 0.007439% | [6 empty] | 2019-02-02 | 8 | 64.2458 | 263664.8677 | kWh | GSD |  | 2019-11-02 | 8 | 344680.5524 | 89755.8757 | 236770.7882 | 0 | 326526.6639
7323 | 0.004906% | 0.007203% | [6 empty] | 2019-02-02 | 9 | 64.957 | 266583.4496 | kWh | GSD |  | 2019-11-02 | 9 | 414672.4338 | 93535.8852 | 244002.8574 | 0 | 337538.7426
7324 | 0.004782% | 0.007077% | [6 empty] | 2019-02-02 | 10 | 65.78 | 269960.9795 | kWh | GSD |  | 2019-11-02 | 10 | 463308.5999 | 91336.1448 | 252011.3206 | 0 | 343347.4654
7325 | 0.00479% | 0.007054% | [6 empty] | 2019-02-02 | 11 | 65.3543 | 268214.1206 | kWh | GSD |  | 2019-11-02 | 11 | 476324.641 | 99565.6748 | 257670.1243 | 0 | 357235.7991
7326 | 0.004904% | 0.007145% | [6 empty] | 2019-02-02 | 12 | 65.2489 | 267781.3903 | kWh | GSD |  | 2019-11-02 | 12 | 481599.1249 | 107090.2028 | 262652.7762 | 0 | 369742.979
7327 | 0.005279% | 0.007426% | [6 empty] | 2019-02-02 | 13 | 64.2568 | 263709.9647 | kWh | GSD |  | 2019-11-02 | 13 | 492561.8927 | 111155.1276 | 264568.9894 | 0 | 375724.117
7328 | 0.006305% | 0.008016% | [6 empty] | 2019-02-02 | 14 | 62.3013 | 255684.737 | kWh | GSD |  | 2019-11-02 | 14 | 475188.1285 | 111600.0179 | 263112.8414 | 0 | 374712.8593
7329 | 0.007585% | 0.008286% | [6 empty] | 2019-02-02 | 15 | 61.2073 | 251194.6031 | kWh | GSD |  | 2019-11-02 | 15 | 481528.2023 | 109846.5491 | 256738.6531 | 0 | 366585.2022
7330 | 0.008475% | 0.008428% | [6 empty] | 2019-02-02 | 16 | 60.5556 | 248520.0287 | kWh | GSD |  | 2019-11-02 | 16 | 468955.1291 | 108933.9115 | 252667.7489 | 0 | 361601.6604
7331 | 0.008713% | 0.008769% | [6 empty] | 2019-02-02 | 17 | 60.7801 | 249441.4814 | kWh | GSD |  | 2019-11-02 | 17 | 455562.8379 | 107833.1907 | 248958.8237 | 0 | 356792.0144
7332 | 0.008809% | 0.009076% | [6 empty] | 2019-02-02 | 18 | 60.7306 | 249238.4092 | kWh | GSD |  | 2019-11-02 | 18 | 462717.4082 | 107268.6546 | 246643.3541 | 0 | 353912.0087
7333 | 0.00901% | 0.009223% | [6 empty] | 2019-02-02 | 19 | 62.7245 | 257421.3815 | kWh | GSD |  | 2019-11-02 | 19 | 480241.8996 | 107327.6054 | 248093.1524 | 0 | 355420.7578
7334 | 0.008692% | 0.009198% | [6 empty] | 2019-02-02 | 20 | 60.6655 | 248971.0788 | kWh | GSD |  | 2019-11-02 | 20 | 507448.0993 | 109214.5275 | 248700.3501 | 0 | 357914.8776
7335 | 0.008808% | 0.008999% | [6 empty] | 2019-02-02 | 21 | 59.1536 | 242766.5238 | kWh | GSD |  | 2019-11-02 | 21 | 497276.1448 | 111888.7887 | 247272.1345 | 0 | 359160.9232
7336 | 0.008578% | 0.008877% | [6 empty] | 2019-02-02 | 22 | 57.2147 | 234809.1751 | kWh | GSD |  | 2019-11-02 | 22 | 470118.2133 | 109714.4227 | 239686.1293 | 0 | 349400.552
7337 | 0.008333% | 0.008759% | [6 empty] | 2019-02-02 | 23 | 53.894 | 221180.8243 | kWh | GSD |  | 2019-11-02 | 23 | 429352.276 | 106836.1899 | 228061.8704 | 0 | 334898.0603
7338 | 0.008464% | 0.008688% | [6 empty] | 2019-02-02 | 24 | 50.7668 | 208346.9876 | kWh | GSD |  | 2019-11-02 | 24 | 370832.3073 | 99127.6683 | 215632.5872 | 0 | 314760.2555
7339 | 0.008784% | 0.008725% | [6 empty] | 2019-02-03 | 1 | 49.1459 | 201694.8994 | kWh | GSD |  | 2019-11-03 | 1 | 321441.664 | 93259.4348 | 204917.7444 | 0 | 298177.1792
7340 | 0.009282% | 0.008786% | [6 empty] | 2019-02-03 | 2 | 48.4402 | 198798.5507 | kWh | GSD |  | 2019-11-03 | 2 | 282682.6474 | 90803.8263 | 198858.172 | 0 | 289661.9983
7341 | 0.009096% | 0.008817% | [6 empty] | 2019-02-03 | 3 | 47.8506 | 196378.927 | kWh | GSD |  | 2019-11-03 | 3 | 272652.3439 | 89414.7285 | 194150.1371 | 0 | 283564.8656
7342 | 0.008599% | 0.008577% | [6 empty] | 2019-02-03 | 4 | 47.7825 | 196099.251 | kWh | GSD |  | 2019-11-03 | 4 | 274781.465 | 88243.1524 | 192175.1546 | 0 | 280418.307
7343 | 0.007853% | 0.008221% | [6 empty] | 2019-02-03 | 5 | 48.8038 | 200290.5938 | kWh | GSD |  | 2019-11-03 | 5 | 279041.6626 | 86990.6709 | 192179.521 | 0 | 279170.1919
7344 | 0.006783% | 0.007727% | [6 empty] | 2019-02-03 | 6 | 51.3707 | 210825.5065 | kWh | GSD |  | 2019-11-03 | 6 | 297261.214 | 85063.7423 | 195089.5446 | 0 | 280153.2869
7345 | 0.00588% | 0.00732% | [6 empty] | 2019-02-03 | 7 | 55.1817 | 226465.6292 | kWh | GSD |  | 2019-11-03 | 7 | 369383.3844 | 84842.1454 | 202281.0368 | 0 | 287123.1822
7346 | 0.005171% | 0.007111% | [6 empty] | 2019-02-03 | 8 | 57.6123 | 236440.8401 | kWh | GSD |  | 2019-11-03 | 8 | 488895.7761 | 85971.7347 | 207369.9872 | 0 | 293341.7219
7347 | 0.004987% | 0.006961% | [6 empty] | 2019-02-03 | 9 | 59.0652 | 242403.4578 | kWh | GSD |  | 2019-11-03 | 9 | 552312.6971 | 83615.6938 | 214277.7434 | 0 | 297893.4372
7348 | 0.005026% | 0.006884% | [6 empty] | 2019-02-03 | 10 | 60.8804 | 249852.9871 | kWh | GSD |  | 2019-11-03 | 10 | 554314.0728 | 78595.2748 | 219242.9728 | 0 | 297838.2476
7349 | 0.005104% | 0.006853% | [6 empty] | 2019-02-03 | 11 | 60.8961 | 249917.5496 | kWh | GSD |  | 2019-11-03 | 11 | 522107.4062 | 87298.6232 | 232616.518 | 0 | 319915.1412
7350 | 0.005437% | 0.006877% | [6 empty] | 2019-02-03 | 12 | 60.8657 | 249792.8619 | kWh | GSD |  | 2019-11-03 | 12 | 514677.382 | 98602.9844 | 243883.1846 | 0 | 342486.169
7351 | 0.006757% | 0.007048% | [6 empty] | 2019-02-03 | 13 | 59.3786 | 243689.7398 | kWh | GSD |  | 2019-11-03 | 13 | 504468.3598 | 106460.9726 | 252889.4191 | 0 | 359350.3917
7352 | 0.008943% | 0.007201% | [6 empty] | 2019-02-03 | 14 | 58.3271 | 239374.2758 | kWh | GSD |  | 2019-11-03 | 14 | 517251.126 | 111987.0419 | 255958.815 | 0 | 367945.8569
7353 | 0.0101% | 0.007313% | [6 empty] | 2019-02-03 | 15 | 57.725 | 236903.3408 | kWh | GSD |  | 2019-11-03 | 15 | 533234.5324 | 114451.0007 | 256173.4072 | 0 | 370624.4079
7354 | 0.01014% | 0.007311% | [6 empty] | 2019-02-03 | 16 | 57.5035 | 235994.3615 | kWh | GSD |  | 2019-11-03 | 16 | 547504.2569 | 111510.1114 | 253739.0476 | 0 | 365249.159
7355 | 0.00955% | 0.007853% | [6 empty] | 2019-02-03 | 17 | 57.0101 | 233969.4604 | kWh | GSD |  | 2019-11-03 | 17 | 569165.8672 | 111211.3341 | 253772.3264 | 0 | 364983.6605
7356 | 0.009414% | 0.008407% | [6 empty] | 2019-02-03 | 18 | 58.5428 | 240259.4654 | kWh | GSD |  | 2019-11-03 | 18 | 592610.6493 | 111481.977 | 255959.1455 | 0 | 367441.1225
7357 | 0.009227% | 0.008821% | [6 empty] | 2019-02-03 | 19 | 60.0221 | 246330.7124 | kWh | GSD |  | 2019-11-03 | 19 | 615809.9285 | 110665.8235 | 252666.2252 | 0 | 363332.0487
7358 | 0.009461% | 0.009032% | [6 empty] | 2019-02-03 | 20 | 58.5346 | 240226.0393 | kWh | GSD |  | 2019-11-03 | 20 | 590868.0405 | 111308.3917 | 246913.1698 | 0 | 358221.5615
7359 | 0.009754% | 0.009098% | [6 empty] | 2019-02-03 | 21 | 56.8222 | 233198.484 | kWh | GSD |  | 2019-11-03 | 21 | 564406.8691 | 114424.4245 | 245540.8056 | 0 | 359965.2301
7360 | 0.01001% | 0.008966% | [6 empty] | 2019-02-03 | 22 | 55.2195 | 226620.8359 | kWh | GSD |  | 2019-11-03 | 22 | 495848.2557 | 107512.2542 | 238393.1283 | 0 | 345905.3825
7361 | 0.01041% | 0.00896% | [6 empty] | 2019-02-03 | 23 | 52.6994 | 216278.361 | kWh | GSD |  | 2019-11-03 | 23 | 423933.3555 | 102383.5406 | 226046.2618 | 0 | 328429.8024
7362 | 0.01084% | 0.00902% | [6 empty] | 2019-02-03 | 24 | 50.3805 | 206761.5265 | kWh | GSD |  | 2019-11-03 | 24 | 345256.0626 | 96766.1364 | 218607.7888 | 0 | 315373.9252
7363 | 0.01126% | 0.008919% | [6 empty] | 2019-02-04 | 1 | 49.1282 | 201622.0497 | kWh | GSD |  | 2019-11-04 | 1 | 293804.488 | 92692.5501 | 208474.9164 | 0 | 301167.4666
7364 | 0.01081% | 0.008794% | [6 empty] | 2019-02-04 | 2 | 49.0552 | 201322.5989 | kWh | GSD |  | 2019-11-04 | 2 | 268307.356 | 88436.9957 | 199554.0902 | 0 | 287991.0859
7365 | 0.01032% | 0.008836% | [6 empty] | 2019-02-04 | 3 | 48.9401 | 200850.1805 | kWh | GSD |  | 2019-11-04 | 3 | 253210.9897 | 85940.4308 | 197636.4212 | 0 | 283576.852
7366 | 0.00907% | 0.008491% | [6 empty] | 2019-02-04 | 4 | 49.2534 | 202135.8089 | kWh | GSD |  | 2019-11-04 | 4 | 255382.7375 | 83380.0955 | 199000.3114 | 0 | 282380.4069
7367 | 0.007754% | 0.008062% | [6 empty] | 2019-02-04 | 5 | 52.6215 | 215958.8142 | kWh | GSD |  | 2019-11-04 | 5 | 266846.4131 | 83488.6017 | 205585.387 | 0 | 289073.9887
7368 | 0.006315% | 0.007742% | [6 empty] | 2019-02-04 | 6 | 61.4085 | 252020.3277 | kWh | GSD |  | 2019-11-04 | 6 | 320913.6533 | 86187.8157 | 226263.8729 | 0 | 312451.6886
7369 | 0.005374% | 0.007393% | [6 empty] | 2019-02-04 | 7 | 73.137 | 300154.2459 | kWh | GSD |  | 2019-11-04 | 7 | 418166.1069 | 90777.2619 | 257421.1846 | 0 | 348198.4465
7370 | 0.004908% | 0.00707% | [6 empty] | 2019-02-04 | 8 | 83.0677 | 340909.8053 | kWh | GSD |  | 2019-11-04 | 8 | 424323.9124 | 98455.2006 | 300477.3193 | 0 | 398932.5199
7371 | 0.004632% | 0.006961% | [6 empty] | 2019-02-04 | 9 | 87.0515 | 357259.1919 | kWh | GSD |  | 2019-11-04 | 9 | 394442.4366 | 107767.6027 | 330375.0755 | 0 | 438142.6782
7372 | 0.004671% | 0.006932% | [6 empty] | 2019-02-04 | 10 | 89.0132 | 365310.0964 | kWh | GSD |  | 2019-11-04 | 10 | 386880.6668 | 128698.7946 | 362834.4615 | 0 | 491533.2561
7373 | 0.004881% | 0.007096% | [6 empty] | 2019-02-04 | 11 | 88.9535 | 365065.0629 | kWh | GSD |  | 2019-11-04 | 11 | 393961.7183 | 148930.0934 | 389537.6163 | 0 | 538467.7097
7374 | 0.00587% | 0.00767% | [6 empty] | 2019-02-04 | 12 | 89.0201 | 365338.5779 | kWh | GSD |  | 2019-11-04 | 12 | 413036.6902 | 164697.4138 | 406624.3514 | 0 | 571321.7652
7375 | 0.007649% | 0.008548% | [6 empty] | 2019-02-04 | 13 | 88.1572 | 361797.1512 | kWh | GSD |  | 2019-11-04 | 13 | 425759.1744 | 173700.0508 | 413476.6673 | 0 | 587176.7181
7376 | 0.007761% | 0.009793% | [6 empty] | 2019-02-04 | 14 | 88.1459 | 361750.7655 | kWh | GSD |  | 2019-11-04 | 14 | 429086.1558 | 173191.106 | 409464.2767 | 0 | 582655.3827
7377 | 0.007215% | 0.01076% | [6 empty] | 2019-02-04 | 15 | 87.145 | 357643.1464 | kWh | GSD |  | 2019-11-04 | 15 | 439164.9135 | 174330.9945 | 407644.9325 | 0 | 581975.927
7378 | 0.007077% | 0.01207% | [6 empty] | 2019-02-04 | 16 | 82.9641 | 340484.5872 | kWh | GSD |  | 2019-11-04 | 16 | 467994.3003 | 175057.517 | 401376.419 | 0 | 576433.936
7379 | 0.007206% | 0.01322% | [6 empty] | 2019-02-04 | 17 | 77.9041 | 319718.4219 | kWh | GSD |  | 2019-11-04 | 17 | 492673.6741 | 168476.5963 | 378084.3599 | 0 | 546560.9562
7380 | 0.007555% | 0.01402% | [6 empty] | 2019-02-04 | 18 | 73.3203 | 300906.5313 | kWh | GSD |  | 2019-11-04 | 18 | 567729.8947 | 155022.6371 | 356013.0421 | 0 | 511035.6792
7381 | 0.007788% | 0.01441% | [6 empty] | 2019-02-04 | 19 | 73.9276 | 303398.9287 | kWh | GSD |  | 2019-11-04 | 19 | 645702.8957 | 142764.0499 | 337996.0145 | 0 | 480760.0644
7382 | 0.007849% | 0.0143% | [6 empty] | 2019-02-04 | 20 | 71.7676 | 294534.101 | kWh | GSD |  | 2019-11-04 | 20 | 642915.4516 | 139823.8896 | 323660.9426 | 0 | 463484.8322
7383 | 0.008033% | 0.01429% | [6 empty] | 2019-02-04 | 21 | 68.7342 | 282085.3351 | kWh | GSD |  | 2019-11-04 | 21 | 622850.4051 | 133665.6269 | 311483.0282 | 0 | 445148.6551
7384 | 0.00856% | 0.01415% | [6 empty] | 2019-02-04 | 22 | 64.8362 | 266087.7291 | kWh | GSD |  | 2019-11-04 | 22 | 570606.4838 | 123491.061 | 294225.1238 | 0 | 417716.1848
7385 | 0.009012% | 0.01342% | [6 empty] | 2019-02-04 | 23 | 59.1437 | 242725.8579 | kWh | GSD |  | 2019-11-04 | 23 | 480881.7684 | 112497.9234 | 275464.9818 | 0 | 387962.9052
7386 | 0.01038% | 0.01254% | [6 empty] | 2019-02-04 | 24 | 57.0382 | 234084.6938 | kWh | GSD |  | 2019-11-04 | 24 | 409842.9271 | 104543.8317 | 258023.4585 | 0 | 362567.2902
7387 | 0.01181% | 0.0118% | [6 empty] | 2019-02-05 | 1 | 53.4924 | 219533.0033 | kWh | GSD |  | 2019-11-05 | 1 | 355502.6801 | 99205.9356 | 244178.7921 | 0 | 343384.7277
7388 | 0.01176% | 0.01138% | [6 empty] | 2019-02-05 | 2 | 52.4229 | 215143.6188 | kWh | GSD |  | 2019-11-05 | 2 | 318274.9138 | 96360.1634 | 234161.8654 | 0 | 330522.0288
7389 | 0.01139% | 0.01093% | [6 empty] | 2019-02-05 | 3 | 52.5642 | 215723.5241 | kWh | GSD |  | 2019-11-05 | 3 | 298406.1112 | 93515.5745 | 231700.542 | 0 | 325216.1165
7390 | 0.01044% | 0.01025% | [6 empty] | 2019-02-05 | 4 | 52.3442 | 214820.4851 | kWh | GSD |  | 2019-11-05 | 4 | 280591.1377 | 91861.2493 | 228717.3593 | 0 | 320578.6086
7391 | 0.008796% | 0.009524% | [6 empty] | 2019-02-05 | 5 | 55.6863 | 228536.6074 | kWh | GSD |  | 2019-11-05 | 5 | 284570.6401 | 91774.947 | 234427.4336 | 0 | 326202.3806
7392 | 0.007497% | 0.0089% | [6 empty] | 2019-02-05 | 6 | 64.76 | 265775.0739 | kWh | GSD |  | 2019-11-05 | 6 | 331304.0349 | 92892.4067 | 250532.0173 | 0 | 343424.424
7393 | 0.006503% | 0.008429% | [6 empty] | 2019-02-05 | 7 | 76.0423 | 312077.6333 | kWh | GSD |  | 2019-11-05 | 7 | 422099.2133 | 99052.8939 | 284752.6821 | 0 | 383805.576
7394 | 0.005822% | 0.008114% | [6 empty] | 2019-02-05 | 8 | 84.7624 | 347864.7016 | kWh | GSD |  | 2019-11-05 | 8 | 424694.8831 | 110596.5096 | 332790.093 | 0 | 443386.6026
7395 | 0.005458% | 0.007983% | [6 empty] | 2019-02-05 | 9 | 88.0449 | 361336.3415 | kWh | GSD |  | 2019-11-05 | 9 | 406895.4785 | 119067.7954 | 368059.0706 | 0 | 487126.866
7396 | 0.005132% | 0.00787% | [6 empty] | 2019-02-05 | 10 | 89.9576 | 369186.0563 | kWh | GSD |  | 2019-11-05 | 10 | 421733.9746 | 143597.798 | 399021.7435 | 0 | 542619.5415
7397 | 0.005205% | 0.008008% | [6 empty] | 2019-02-05 | 11 | 89.7554 | 368356.1465 | kWh | GSD |  | 2019-11-05 | 11 | 424823.3941 | 164080.8671 | 421580.9732 | 0 | 585661.8403
7398 | 0.00606% | 0.00843% | [6 empty] | 2019-02-05 | 12 | 90.3457 | 370778.6179 | kWh | GSD |  | 2019-11-05 | 12 | 446789.0255 | 178853.1813 | 432307.3858 | 0 | 611160.5671
7399 | 0.007721% | 0.009422% | [6 empty] | 2019-02-05 | 13 | 90.7136 | 372288.4188 | kWh | GSD |  | 2019-11-05 | 13 | 469987.6235 | 188228.6242 | 435668.2632 | 0 | 623896.8874
7400 | 0.007768% | 0.01088% | [6 empty] | 2019-02-05 | 14 | 92.8332 | 380987.2507 | kWh | GSD |  | 2019-11-05 | 14 | 494943.4943 | 192791.7563 | 436182.513 | 0 | 628974.2693
7401 | 0.007443% | 0.01196% | [6 empty] | 2019-02-05 | 15 | 92.1593 | 378221.5796 | kWh | GSD |  | 2019-11-05 | 15 | 512449.9959 | 192540.3979 | 434884.9076 | 0 | 627425.3055
7402 | 0.007714% | 0.01332% | [6 empty] | 2019-02-05 | 16 | 89.0311 | 365383.5571 | kWh | GSD |  | 2019-11-05 | 16 | 521193.2067 | 191607.6592 | 420446.4964 | 0 | 612054.1556
7403 | 0.007771% | 0.01438% | [6 empty] | 2019-02-05 | 17 | 83.6386 | 343252.9225 | kWh | GSD |  | 2019-11-05 | 17 | 542815.7336 | 183126.5844 | 398593.4243 | 0 | 581720.0087
7404 | 0.008172% | 0.015% | [6 empty] | 2019-02-05 | 18 | 77.952 | 319915.0041 | kWh | GSD |  | 2019-11-05 | 18 | 623857.4527 | 170356.595 | 374734.4495 | 0 | 545091.0445
7405 | 0.008597% | 0.01532% | [6 empty] | 2019-02-05 | 19 | 76.0778 | 312223.4898 | kWh | GSD |  | 2019-11-05 | 19 | 676080.2086 | 156291.2557 | 351464.3955 | 0 | 507755.6512
7406 | 0.009053% | 0.01544% | [6 empty] | 2019-02-05 | 20 | 73.9205 | 303369.5637 | kWh | GSD |  | 2019-11-05 | 20 | 678692.3786 | 152592.745 | 332507.7426 | 0 | 485100.4876
7407 | 0.009373% | 0.0154% | [6 empty] | 2019-02-05 | 21 | 70.13 | 287813.3897 | kWh | GSD |  | 2019-11-05 | 21 | 639327.221 | 141547.3877 | 316866.4426 | 0 | 458413.8303
7408 | 0.009533% | 0.01502% | [6 empty] | 2019-02-05 | 22 | 65.2709 | 267871.8721 | kWh | GSD |  | 2019-11-05 | 22 | 592470.3324 | 129326.7967 | 296755.3309 | 0 | 426082.1276
7409 | 0.009929% | 0.01428% | [6 empty] | 2019-02-05 | 23 | 59.3834 | 243709.3591 | kWh | GSD |  | 2019-11-05 | 23 | 506351.2822 | 116173.9081 | 270513.6229 | 0 | 386687.531
7410 | 0.01141% | 0.01338% | [6 empty] | 2019-02-05 | 24 | 55.9941 | 229799.7603 | kWh | GSD |  | 2019-11-05 | 24 | 416012.0031 | 105391.1445 | 253441.2378 | 0 | 358832.3823
7411 | 0.01237% | 0.01246% | [6 empty] | 2019-02-06 | 1 | 52.2546 | 214452.9561 | kWh | GSD |  | 2019-11-06 | 1 | 346725.7849 | 101361.2295 | 238852.4344 | 0 | 340213.6639
7412 | 0.01241% | 0.01191% | [6 empty] | 2019-02-06 | 2 | 51.8736 | 212889.0494 | kWh | GSD |  | 2019-11-06 | 2 | 310015.0667 | 96751.7768 | 228968.3373 | 0 | 325720.1141
7413 | 0.01169% | 0.01125% | [6 empty] | 2019-02-06 | 3 | 50.9128 | 208945.9531 | kWh | GSD |  | 2019-11-06 | 3 | 287762.7775 | 92726.022 | 226221.7947 | 0 | 318947.8167
7414 | 0.01084% | 0.01046% | [6 empty] | 2019-02-06 | 4 | 51.3225 | 210627.5952 | kWh | GSD |  | 2019-11-06 | 4 | 282039.8294 | 92204.9751 | 225127.2813 | 0 | 317332.2564
7415 | 0.009262% | 0.009492% | [6 empty] | 2019-02-06 | 5 | 53.864 | 221058.0168 | kWh | GSD |  | 2019-11-06 | 5 | 285570.0945 | 91291.9999 | 228888.1714 | 0 | 320180.1713
7416 | 0.007609% | 0.008809% | [6 empty] | 2019-02-06 | 6 | 62.5207 | 256584.803 | kWh | GSD |  | 2019-11-06 | 6 | 331084.4855 | 94027.778 | 247050.4316 | 0 | 341078.2096
7417 | 0.006342% | 0.008352% | [6 empty] | 2019-02-06 | 7 | 73.1144 | 300061.4446 | kWh | GSD |  | 2019-11-06 | 7 | 410614.3521 | 100694.5378 | 283139.138 | 0 | 383833.6758
7418 | 0.005671% | 0.007996% | [6 empty] | 2019-02-06 | 8 | 80.6933 | 331165.3321 | kWh | GSD |  | 2019-11-06 | 8 | 414792.0568 | 109338.9445 | 326533.0532 | 0 | 435871.9977
7419 | 0.005264% | 0.00783% | [6 empty] | 2019-02-06 | 9 | 85.4672 | 350757.2299 | kWh | GSD |  | 2019-11-06 | 9 | 404255.9746 | 121708.7992 | 363015.5263 | 0 | 484724.3255
7420 | 0.005159% | 0.00779% | [6 empty] | 2019-02-06 | 10 | 88.7431 | 364201.5798 | kWh | GSD |  | 2019-11-06 | 10 | 407617.1925 | 145856.1841 | 397932.1334 | 0 | 543788.3175
7421 | 0.005223% | 0.00786% | [6 empty] | 2019-02-06 | 11 | 92.0869 | 377924.4451 | kWh | GSD |  | 2019-11-06 | 11 | 434171.6783 | 169697.7175 | 418289.6119 | 0 | 587987.3294
7422 | 0.006056% | 0.008373% | [6 empty] | 2019-02-06 | 12 | 94.6974 | 388638.1495 | kWh | GSD |  | 2019-11-06 | 12 | 479127.4942 | 182047.8716 | 428667.5341 | 0 | 610715.4057
7423 | 0.007511% | 0.009422% | [6 empty] | 2019-02-06 | 13 | 96.5248 | 396137.9538 | kWh | GSD |  | 2019-11-06 | 13 | 505380.8404 | 189823.4359 | 434247.183 | 0 | 624070.6189
7424 | 0.007587% | 0.0107% | [6 empty] | 2019-02-06 | 14 | 96.8828 | 397606.8358 | kWh | GSD |  | 2019-11-06 | 14 | 532701.865 | 194541.1838 | 437166.312 | 0 | 631707.4958
7425 | 0.007394% | 0.0119% | [6 empty] | 2019-02-06 | 15 | 96.3996 | 395623.7827 | kWh | GSD |  | 2019-11-06 | 15 | 565454.7882 | 197301.7633 | 437004.8099 | 0 | 634306.5732
7426 | 0.007456% | 0.01335% | [6 empty] | 2019-02-06 | 16 | 93.6868 | 384490.4941 | kWh | GSD |  | 2019-11-06 | 16 | 593590.8181 | 199345.056 | 430412.9827 | 0 | 629758.0387
7427 | 0.007942% | 0.01443% | [6 empty] | 2019-02-06 | 17 | 89.0604 | 365504.0194 | kWh | GSD |  | 2019-11-06 | 17 | 606092.7588 | 190579.2895 | 408731.853 | 0 | 599311.1425
7428 | 0.008764% | 0.01499% | [6 empty] | 2019-02-06 | 18 | 82.9865 | 340576.6576 | kWh | GSD |  | 2019-11-06 | 18 | 653225.6384 | 176360.12 | 382625.8693 | 0 | 558985.9893
7429 | 0.009244% | 0.01532% | [6 empty] | 2019-02-06 | 19 | 80.45 | 330166.8368 | kWh | GSD |  | 2019-11-06 | 19 | 698441.9142 | 160016.557 | 359978.4826 | 0 | 519995.0396
7430 | 0.009744% | 0.01551% | [6 empty] | 2019-02-06 | 20 | 76.6609 | 314616.5062 | kWh | GSD |  | 2019-11-06 | 20 | 715922.6439 | 156206.3038 | 342771.168 | 0 | 498977.4718
7431 | 0.01034% | 0.01557% | [6 empty] | 2019-02-06 | 21 | 72.6902 | 298320.6501 | kWh | GSD |  | 2019-11-06 | 21 | 669461.1034 | 146060.6158 | 324875.6393 | 0 | 470936.2551
7432 | 0.01086% | 0.01546% | [6 empty] | 2019-02-06 | 22 | 67.3695 | 276484.6259 | kWh | GSD |  | 2019-11-06 | 22 | 611216.8534 | 132139.2137 | 305531.5572 | 0 | 437670.7709
7433 | 0.01109% | 0.01471% | [6 empty] | 2019-02-06 | 23 | 60.1297 | 246772.0891 | kWh | GSD |  | 2019-11-06 | 23 | 545123.0193 | 121131.7119 | 280674.3337 | 0 | 401806.0456
7434 | 0.01195% | 0.01372% | [6 empty] | 2019-02-06 | 24 | 56.3043 | 231072.8752 | kWh | GSD |  | 2019-11-06 | 24 | 463342.1107 | 110422.2527 | 260116.6147 | 0 | 370538.8674
7435 | 0.01278% | 0.01276% | [6 empty] | 2019-02-07 | 1 | 53.7825 | 220723.1965 | kWh | GSD |  | 2019-11-07 | 1 | 393915.73 | 104172.8616 | 246735.9886 | 0 | 350908.8502
7436 | 0.0131% | 0.01225% | [6 empty] | 2019-02-07 | 2 | 51.6151 | 211828.2723 | kWh | GSD |  | 2019-11-07 | 2 | 351382.4924 | 99889.3693 | 238883.7981 | 0 | 338773.1674
7437 | 0.01225% | 0.01156% | [6 empty] | 2019-02-07 | 3 | 50.6559 | 207891.6256 | kWh | GSD |  | 2019-11-07 | 3 | 329859.1032 | 96466.991 | 232434.3719 | 0 | 328901.3629
7438 | 0.01118% | 0.01074% | [6 empty] | 2019-02-07 | 4 | 50.6201 | 207744.6968 | kWh | GSD |  | 2019-11-07 | 4 | 313011.125 | 94835.3705 | 232113.8004 | 0 | 326949.1709
7439 | 0.009971% | 0.009864% | [6 empty] | 2019-02-07 | 5 | 53.6531 | 220192.3918 | kWh | GSD |  | 2019-11-07 | 5 | 311870.1772 | 92690.0542 | 235616.6609 | 0 | 328306.7151
7440 | 0.008475% | 0.009096% | [6 empty] | 2019-02-07 | 6 | 60.9035 | 249947.7655 | kWh | GSD |  | 2019-11-07 | 6 | 351509.2117 | 96933.031 | 254616.5084 | 0 | 351549.5394
7441 | 0.007205% | 0.008614% | [6 empty] | 2019-02-07 | 7 | 72.2005 | 296310.966 | kWh | GSD |  | 2019-11-07 | 7 | 426290.7656 | 103139.2556 | 289523.4633 | 0 | 392662.7189
7442 | 0.006427% | 0.008316% | [6 empty] | 2019-02-07 | 8 | 80.6928 | 331163.343 | kWh | GSD |  | 2019-11-07 | 8 | 440626.298 | 113612.8621 | 337915.8095 | 0 | 451528.6716
7443 | 0.006034% | 0.008074% | [6 empty] | 2019-02-07 | 9 | 85.884 | 352467.9707 | kWh | GSD |  | 2019-11-07 | 9 | 445935.0791 | 130940.277 | 381471.5633 | 0 | 512411.8403
7444 | 0.005725% | 0.008026% | [6 empty] | 2019-02-07 | 10 | 90.881 | 372975.5021 | kWh | GSD |  | 2019-11-07 | 10 | 477092.831 | 156771.9386 | 423163.0645 | 0 | 579935.0031
7445 | 0.005705% | 0.008059% | [6 empty] | 2019-02-07 | 11 | 94.091 | 386149.267 | kWh | GSD |  | 2019-11-07 | 11 | 517709.8832 | 183540.8852 | 449362.323 | 0 | 632903.2082
7446 | 0.00643% | 0.00863% | [6 empty] | 2019-02-07 | 12 | 97.3604 | 399567.1643 | kWh | GSD |  | 2019-11-07 | 12 | 581302.3822 | 198541.7183 | 458755.2898 | 0 | 657297.0081
7447 | 0.007797% | 0.009639% | [6 empty] | 2019-02-07 | 13 | 98.9712 | 406177.8199 | kWh | GSD |  | 2019-11-07 | 13 | 628185.6399 | 215121.1868 | 463593.6949 | 0 | 678714.8817
7448 | 0.00806% | 0.01108% | [6 empty] | 2019-02-07 | 14 | 100.4908 | 412414.2935 | kWh | GSD |  | 2019-11-07 | 14 | 674609.6574 | 222747.7496 | 461707.4497 | 0 | 684455.1993
7449 | 0.008157% | 0.01258% | [6 empty] | 2019-02-07 | 15 | 99.4987 | 408342.5129 | kWh | GSD |  | 2019-11-07 | 15 | 713374.3572 | 223867.0949 | 462540.9667 | 0 | 686408.0616
7450 | 0.008727% | 0.01424% | [6 empty] | 2019-02-07 | 16 | 96.0264 | 394092.2065 | kWh | GSD |  | 2019-11-07 | 16 | 731636.0872 | 226759.013 | 453873.9907 | 0 | 680633.0037
7451 | 0.00947% | 0.01554% | [6 empty] | 2019-02-07 | 17 | 90.8068 | 372671.02 | kWh | GSD |  | 2019-11-07 | 17 | 745820.8339 | 213706.629 | 427537.7254 | 0 | 641244.3544
7452 | 0.01063% | 0.01614% | [6 empty] | 2019-02-07 | 18 | 84.6857 | 347550.0899 | kWh | GSD |  | 2019-11-07 | 18 | 746622.5904 | 196546.7809 | 397993.8821 | 0 | 594540.663
7453 | 0.01149% | 0.01666% | [6 empty] | 2019-02-07 | 19 | 81.2961 | 333639.0533 | kWh | GSD |  | 2019-11-07 | 19 | 767567.39 | 174967.0674 | 371664.3379 | 0 | 546631.4053
7454 | 0.01234% | 0.0168% | [6 empty] | 2019-02-07 | 20 | 77.4356 | 317795.6127 | kWh | GSD |  | 2019-11-07 | 20 | 744430.6744 | 165604.6185 | 345488.6139 | 0 | 511093.2324
7455 | 0.01305% | 0.01685% | [6 empty] | 2019-02-07 | 21 | 73.4003 | 301235.0073 | kWh | GSD |  | 2019-11-07 | 21 | 701073.2666 | 152223.1984 | 328605.5353 | 0 | 480828.7337
7456 | 0.01338% | 0.01671% | [6 empty] | 2019-02-07 | 22 | 67.7075 | 277871.7709 | kWh | GSD |  | 2019-11-07 | 22 | 649365.3812 | 141615.8522 | 307685.716 | 0 | 449301.5682
7457 | 0.01364% | 0.01574% | [6 empty] | 2019-02-07 | 23 | 61.24 | 251328.9764 | kWh | GSD |  | 2019-11-07 | 23 | 576438.9958 | 125213.3615 | 282156.4856 | 0 | 407369.8471
7458 | 0.01366% | 0.01459% | [6 empty] | 2019-02-07 | 24 | 57.3773 | 235476.5598 | kWh | GSD |  | 2019-11-07 | 24 | 475681.4787 | 114662.6541 | 264146.8681 | 0 | 378809.5222
7459 | 0.01404% | 0.01342% | [6 empty] | 2019-02-08 | 1 | 54.5646 | 223933.2538 | kWh | GSD |  | 2019-11-08 | 1 | 413518.6188 | 107846.6697 | 249616.1596 | 0 | 357462.8293
7460 | 0.01362% | 0.01255% | [6 empty] | 2019-02-08 | 2 | 52.4702 | 215337.5573 | kWh | GSD |  | 2019-11-08 | 2 | 367913.7518 | 103606.9947 | 240927.9307 | 0 | 344534.9254
7461 | 0.01282% | 0.0118% | [6 empty] | 2019-02-08 | 3 | 51.3727 | 210833.6898 | kWh | GSD |  | 2019-11-08 | 3 | 344904.0349 | 100236.4762 | 234580.088 | 0 | 334816.5642
7462 | 0.01188% | 0.01103% | [6 empty] | 2019-02-08 | 4 | 50.8315 | 208612.4556 | kWh | GSD |  | 2019-11-08 | 4 | 326308.8858 | 97920.5977 | 232279.4796 | 0 | 330200.0773
7463 | 0.01054% | 0.01% | [6 empty] | 2019-02-08 | 5 | 53.7272 | 220496.3192 | kWh | GSD |  | 2019-11-08 | 5 | 322596.5597 | 97835.4044 | 239045.9554 | 0 | 336881.3598
7464 | 0.008701% | 0.009299% | [6 empty] | 2019-02-08 | 6 | 60.2724 | 247357.8438 | kWh | GSD |  | 2019-11-08 | 6 | 360915.5695 | 98896.6653 | 261375.4868 | 0 | 360272.1521
7465 | 0.007564% | 0.008775% | [6 empty] | 2019-02-08 | 7 | 71.5637 | 293697.4146 | kWh | GSD |  | 2019-11-08 | 7 | 434997.6936 | 105389.9235 | 294812.0192 | 0 | 400201.9427
7466 | 0.00673% | 0.008458% | [6 empty] | 2019-02-08 | 8 | 79.233 | 325172.2801 | kWh | GSD |  | 2019-11-08 | 8 | 432681.5363 | 114606.3895 | 332971.8669 | 0 | 447578.2564
7467 | 0.006309% | 0.008219% | [6 empty] | 2019-02-08 | 9 | 84.969 | 348712.8462 | kWh | GSD |  | 2019-11-08 | 9 | 407538.1259 | 123702.4634 | 352229.0343 | 0 | 475931.4977
7468 | 0.005969% | 0.008106% | [6 empty] | 2019-02-08 | 10 | 90.804 | 372659.644 | kWh | GSD |  | 2019-11-08 | 10 | 397376.8457 | 138742.0215 | 375287.9271 | 0 | 514029.9486
7469 | 0.005901% | 0.00827% | [6 empty] | 2019-02-08 | 11 | 93.7082 | 384578.2732 | kWh | GSD |  | 2019-11-08 | 11 | 395302.2554 | 146130.5258 | 384978.8359 | 0 | 531109.3617
7470 | 0.006602% | 0.008844% | [6 empty] | 2019-02-08 | 12 | 97.3082 | 399352.7897 | kWh | GSD |  | 2019-11-08 | 12 | 393966.1823 | 150573.0719 | 385166.4415 | 0 | 535739.5134
7471 | 0.007957% | 0.009824% | [6 empty] | 2019-02-08 | 13 | 98.3674 | 403699.7583 | kWh | GSD |  | 2019-11-08 | 13 | 396529.8507 | 151187.1134 | 385428.1647 | 0 | 536615.2781
7472 | 0.007914% | 0.01099% | [6 empty] | 2019-02-08 | 14 | 99.959 | 410231.8453 | kWh | GSD |  | 2019-11-08 | 14 | 392959.8664 | 151431.7206 | 382173.8108 | 0 | 533605.5314
7473 | 0.007454% | 0.01168% | [6 empty] | 2019-02-08 | 15 | 98.8512 | 405685.4051 | kWh | GSD |  | 2019-11-08 | 15 | 391755.5389 | 148586.8263 | 376866.5306 | 0 | 525453.3569
7474 | 0.007269% | 0.01262% | [6 empty] | 2019-02-08 | 16 | 94.4457 | 387604.9498 | kWh | GSD |  | 2019-11-08 | 16 | 415628.8067 | 146032.5191 | 365059.2634 | 0 | 511091.7825
7475 | 0.007231% | 0.01304% | [6 empty] | 2019-02-08 | 17 | 88.4735 | 363095.2748 | kWh | GSD |  | 2019-11-08 | 17 | 446028.4906 | 140413.7022 | 346862.8414 | 0 | 487276.5436
7476 | 0.007206% | 0.01315% | [6 empty] | 2019-02-08 | 18 | 81.1956 | 333226.876 | kWh | GSD |  | 2019-11-08 | 18 | 478312.0422 | 134191.4298 | 322072.0165 | 0 | 456263.4463
7477 | 0.007253% | 0.01317% | [6 empty] | 2019-02-08 | 19 | 79.4802 | 326186.7056 | kWh | GSD |  | 2019-11-08 | 19 | 498928.878 | 128768.4586 | 309320.9664 | 0 | 438089.425
7478 | 0.007188% | 0.0131% | [6 empty] | 2019-02-08 | 20 | 74.4071 | 305366.9065 | kWh | GSD |  | 2019-11-08 | 20 | 491804.4431 | 126371.2774 | 295710.4148 | 0 | 422081.6922
7479 | 0.007166% | 0.0129% | [6 empty] | 2019-02-08 | 21 | 71.1004 | 291796.0254 | kWh | GSD |  | 2019-11-08 | 21 | 476372.4706 | 120446.4622 | 283700.6017 | 0 | 404147.0639
7480 | 0.007602% | 0.01255% | [6 empty] | 2019-02-08 | 22 | 66.9874 | 274916.4032 | kWh | GSD |  | 2019-11-08 | 22 | 459514.3198 | 112544.2293 | 267570.9562 | 0 | 380115.1855
7481 | 0.008158% | 0.01196% | [6 empty] | 2019-02-08 | 23 | 58.9134 | 241780.4826 | kWh | GSD |  | 2019-11-08 | 23 | 422009.7925 | 106114.2204 | 250297.7974 | 0 | 356412.0178
7482 | 0.008749% | 0.0112% | [6 empty] | 2019-02-08 | 24 | 54.1498 | 222230.6987 | kWh | GSD |  | 2019-11-08 | 24 | 374159.9393 | 98622.4756 | 234623.7692 | 0 | 333246.2448
7483 | 0.009126% | 0.01075% | [6 empty] | 2019-02-09 | 1 | 52.0308 | 213534.2546 | kWh | GSD |  | 2019-11-09 | 1 | 313063.9232 | 91814.5491 | 224098.6158 | 0 | 315913.1649
7484 | 0.008996% | 0.01036% | [6 empty] | 2019-02-09 | 2 | 49.8084 | 204413.8737 | kWh | GSD |  | 2019-11-09 | 2 | 286039.8964 | 88035.8717 | 214504.1401 | 0 | 302540.0118
7485 | 0.008714% | 0.009921% | [6 empty] | 2019-02-09 | 3 | 48.576 | 199355.9132 | kWh | GSD |  | 2019-11-09 | 3 | 271335.0603 | 84988.4444 | 207725.2205 | 0 | 292713.6649
7486 | 0.008405% | 0.009331% | [6 empty] | 2019-02-09 | 4 | 47.2877 | 194068.7699 | kWh | GSD |  | 2019-11-09 | 4 | 264284.1884 | 82709.1019 | 206542.2015 | 0 | 289251.3034
7487 | 0.007719% | 0.008749% | [6 empty] | 2019-02-09 | 5 | 47.7819 | 196096.8243 | kWh | GSD |  | 2019-11-09 | 5 | 263987.6281 | 81773.5261 | 205229.4047 | 0 | 287002.9308
7488 | 0.006844% | 0.008181% | [6 empty] | 2019-02-09 | 6 | 50.6666 | 207935.5835 | kWh | GSD |  | 2019-11-09 | 6 | 285660.0326 | 82725.8212 | 209015.4497 | 0 | 291741.2709
7489 | 0.005726% | 0.007755% | [6 empty] | 2019-02-09 | 7 | 55.6247 | 228283.6189 | kWh | GSD |  | 2019-11-09 | 7 | 326829.9861 | 85302.9347 | 217914.2494 | 0 | 303217.1841
7490 | 0.005232% | 0.007427% | [6 empty] | 2019-02-09 | 8 | 59.3503 | 243573.4697 | kWh | GSD |  | 2019-11-09 | 8 | 403780.532 | 86225.2427 | 232133.1363 | 0 | 318358.379
7491 | 0.004963% | 0.007186% | [6 empty] | 2019-02-09 | 9 | 61.1304 | 250878.9975 | kWh | GSD |  | 2019-11-09 | 9 | 471878.121 | 85243.9485 | 240597.976 | 0 | 325841.9245
7492 | 0.004834% | 0.007101% | [6 empty] | 2019-02-09 | 10 | 63.7209 | 261510.7746 | kWh | GSD |  | 2019-11-09 | 10 | 490115.6574 | 90908.0173 | 253337.2286 | 0 | 344245.246
7493 | 0.004829% | 0.007045% | [6 empty] | 2019-02-09 | 11 | 64.1128 | 263118.751 | kWh | GSD |  | 2019-11-09 | 11 | 491446.7281 | 98284.2511 | 261696.0099 | 0 | 359980.261
7494 | 0.005225% | 0.007162% | [6 empty] | 2019-02-09 | 12 | 63.5876 | 260963.6422 | kWh | GSD |  | 2019-11-09 | 12 | 478567.5357 | 103823.1995 | 265602.4314 | 0 | 369425.6309
7495 | 0.005978% | 0.007443% | [6 empty] | 2019-02-09 | 13 | 63.1288 | 259080.7135 | kWh | GSD |  | 2019-11-09 | 13 | 487106.9613 | 107448.6402 | 269544.6146 | 0 | 376993.2548
7496 | 0.007386% | 0.007815% | [6 empty] | 2019-02-09 | 14 | 61.337 | 251726.9594 | kWh | GSD |  | 2019-11-09 | 14 | 477489.2666 | 107658.7506 | 264455.0332 | 0 | 372113.7838
7497 | 0.008631% | 0.007999% | [6 empty] | 2019-02-09 | 15 | 59.8601 | 245665.8454 | kWh | GSD |  | 2019-11-09 | 15 | 466774.0757 | 109061.2966 | 256639.7867 | 0 | 365701.0833
7498 | 0.008965% | 0.008451% | [6 empty] | 2019-02-09 | 16 | 59.2684 | 243237.3631 | kWh | GSD |  | 2019-11-09 | 16 | 468023.7805 | 107871.8025 | 254672.5126 | 0 | 362544.3151
7499 | 0.008989% | 0.008837% | [6 empty] | 2019-02-09 | 17 | 58.7664 | 241177.1811 | kWh | GSD |  | 2019-11-09 | 17 | 467210.9798 | 105329.1859 | 251051.588 | 0 | 356380.7739
7500 | 0.008754% | 0.009069% | [6 empty] | 2019-02-09 | 18 | 58.8202 | 241398.1226 | kWh | GSD |  | 2019-11-09 | 18 | 501035.4459 | 104218.652 | 250370.5325 | 0 | 354589.1845
7501 | 0.00891% | 0.009254% | [6 empty] | 2019-02-09 | 19 | 61.7865 | 253571.8877 | kWh | GSD |  | 2019-11-09 | 19 | 517195.4888 | 108718.3463 | 252393.8798 | 0 | 361112.2261
7502 | 0.008734% | 0.009135% | [6 empty] | 2019-02-09 | 20 | 60.138 | 246806.2509 | kWh | GSD |  | 2019-11-09 | 20 | 528473.2894 | 112939.2973 | 254201.9858 | 0 | 367141.2831
7503 | 0.008538% | 0.008977% | [6 empty] | 2019-02-09 | 21 | 59.0207 | 242220.7573 | kWh | GSD |  | 2019-11-09 | 21 | 510875.1664 | 108463.5935 | 248692.1182 | 0 | 357155.7117
7504 | 0.008561% | 0.0089% | [6 empty] | 2019-02-09 | 22 | 57.0163 | 233994.9167 | kWh | GSD |  | 2019-11-09 | 22 | 489581.3956 | 107246.4088 | 239271.0733 | 0 | 346517.4821
7505 | 0.008546% | 0.008748% | [6 empty] | 2019-02-09 | 23 | 54.2176 | 222509.0496 | kWh | GSD |  | 2019-11-09 | 23 | 459922.345 | 101914.5571 | 228308.6786 | 0 | 330223.2357
7506 | 0.009165% | 0.008704% | [6 empty] | 2019-02-09 | 24 | 51.1046 | 209733.1156 | kWh | GSD |  | 2019-11-09 | 24 | 398745.7332 | 95988.7403 | 216546.2527 | 0 | 312534.993
7507 | 0.00946% | 0.008865% | [6 empty] | 2019-02-10 | 1 | 48.9582 | 200924.409 | kWh | GSD |  | 2019-11-10 | 1 | 371873.9131 | 91794.0734 | 205017.3197 | 0 | 296811.3931
7508 | 0.009667% | 0.009013% | [6 empty] | 2019-02-10 | 2 | 47.919 | 196659.5405 | kWh | GSD |  | 2019-11-10 | 2 | 358362.7699 | 90030.7498 | 203749.5033 | 0 | 293780.2531
7509 | 0.009345% | 0.008767% | [6 empty] | 2019-02-10 | 3 | 47.3663 | 194391.3853 | kWh | GSD |  | 2019-11-10 | 3 | 354309.4864 | 87802.0362 | 200794.5028 | 0 | 288596.539
7510 | 0.008955% | 0.008506% | [6 empty] | 2019-02-10 | 4 | 47.318 | 194193.0329 | kWh | GSD |  | 2019-11-10 | 4 | 357612.4926 | 86770.5796 | 200281.0276 | 0 | 287051.6072
7511 | 0.008413% | 0.008106% | [6 empty] | 2019-02-10 | 5 | 48.314 | 198280.8283 | kWh | GSD |  | 2019-11-10 | 5 | 366182.6768 | 84521.6827 | 200445.6851 | 0 | 284967.3678
7512 | 0.007294% | 0.007672% | [6 empty] | 2019-02-10 | 6 | 50.891 | 208856.6077 | kWh | GSD |  | 2019-11-10 | 6 | 387963.3998 | 85148.6627 | 205909.7878 | 0 | 291058.4505
7513 | 0.006802% | 0.007286% | [6 empty] | 2019-02-10 | 7 | 53.824 | 220893.7901 | kWh | GSD |  | 2019-11-10 | 7 | 444106.017 | 85885.73 | 211816.9803 | 0 | 297702.7103
7514 | 0.006555% | 0.007212% | [6 empty] | 2019-02-10 | 8 | 56.2865 | 230999.6191 | kWh | GSD |  | 2019-11-10 | 8 | 555155.0497 | 84852.4834 | 219235.8559 | 0 | 304088.3393
7515 | 0.006481% | 0.007084% | [6 empty] | 2019-02-10 | 9 | 57.5814 | 236313.9869 | kWh | GSD |  | 2019-11-10 | 9 | 634180.6715 | 81721.9933 | 223098.5346 | 0 | 304820.5279
7516 | 0.006541% | 0.007047% | [6 empty] | 2019-02-10 | 10 | 59.4665 | 244050.5654 | kWh | GSD |  | 2019-11-10 | 10 | 623726.7029 | 87076.6917 | 232095.3791 | 0 | 319172.0708
7517 | 0.006698% | 0.006995% | [6 empty] | 2019-02-10 | 11 | 60.8783 | 249844.4862 | kWh | GSD |  | 2019-11-10 | 11 | 580608.2685 | 95541.3331 | 235501.871 | 0 | 331043.2041
7518 | 0.007096% | 0.007145% | [6 empty] | 2019-02-10 | 12 | 60.6117 | 248750.4197 | kWh | GSD |  | 2019-11-10 | 12 | 533069.6664 | 97230.9021 | 239595.8608 | 0 | 336826.763
7519 | 0.008123% | 0.007308% | [6 empty] | 2019-02-10 | 13 | 59.7053 | 245030.3545 | kWh | GSD |  | 2019-11-10 | 13 | 504168.0617 | 104727.5077 | 245790.9362 | 0 | 350518.4439
7520 | 0.01015% | 0.007465% | [6 empty] | 2019-02-10 | 14 | 59.9815 | 246164.0573 | kWh | GSD |  | 2019-11-10 | 14 | 508015.0655 | 106126.9606 | 245706.9505 | 0 | 351833.9111
7521 | 0.0116% | 0.007483% | [6 empty] | 2019-02-10 | 15 | 59.2727 | 243255.192 | kWh | GSD |  | 2019-11-10 | 15 | 498802.4533 | 106181.3119 | 245574.0421 | 0 | 351755.354
7522 | 0.01141% | 0.007835% | [6 empty] | 2019-02-10 | 16 | 58.7224 | 240996.9024 | kWh | GSD |  | 2019-11-10 | 16 | 503797.741 | 105540.6929 | 245461.251 | 0 | 351001.9439
7523 | 0.01062% | 0.008126% | [6 empty] | 2019-02-10 | 17 | 58.3464 | 239453.4632 | kWh | GSD |  | 2019-11-10 | 17 | 509665.5276 | 104358.4804 | 241735.6132 | 0 | 346094.0936
7524 | 0.009751% | 0.008268% | [6 empty] | 2019-02-10 | 18 | 59.7227 | 245101.9668 | kWh | GSD |  | 2019-11-10 | 18 | 547471.9117 | 103603.1248 | 239006.8634 | 0 | 342609.9882
7525 | 0.009222% | 0.008605% | [6 empty] | 2019-02-10 | 19 | 61.0643 | 250607.8908 | kWh | GSD |  | 2019-11-10 | 19 | 579941.3905 | 106878.3085 | 239893.4729 | 0 | 346771.7814
7526 | 0.009292% | 0.008637% | [6 empty] | 2019-02-10 | 20 | 59.3887 | 243731.3778 | kWh | GSD |  | 2019-11-10 | 20 | 567348.5655 | 110260.5674 | 237593.6815 | 0 | 347854.2489
7527 | 0.009124% | 0.008635% | [6 empty] | 2019-02-10 | 21 | 56.9224 | 233609.7302 | kWh | GSD |  | 2019-11-10 | 21 | 526046.8758 | 105923.2974 | 230447.6775 | 0 | 336370.9749
7528 | 0.009215% | 0.008616% | [6 empty] | 2019-02-10 | 22 | 55.1432 | 226307.6004 | kWh | GSD |  | 2019-11-10 | 22 | 501288.2949 | 101962.9332 | 221590.2144 | 0 | 323553.1476
7529 | 0.009322% | 0.008496% | [6 empty] | 2019-02-10 | 23 | 52.3716 | 214932.8782 | kWh | GSD |  | 2019-11-10 | 23 | 448445.4821 | 95945.7816 | 212455.1709 | 0 | 308400.9525
7530 | 0.01001% | 0.00841% | [6 empty] | 2019-02-10 | 24 | 49.9783 | 205110.7427 | kWh | GSD |  | 2019-11-10 | 24 | 417737.5132 | 90937.9242 | 204981.8278 | 0 | 295919.752
7531 | 0.01061% | 0.008513% | [6 empty] | 2019-02-11 | 1 | 48.6293 | 199574.8396 | kWh | GSD |  | 2019-11-11 | 1 | 380363.6777 | 88224.3656 | 197899.3033 | 0 | 286123.6689
7532 | 0.01038% | 0.008539% | [6 empty] | 2019-02-11 | 2 | 48.0959 | 197385.7301 | kWh | GSD |  | 2019-11-11 | 2 | 356712.3029 | 86547.6746 | 194456.5168 | 0 | 281004.1914
7533 | 0.009622% | 0.008257% | [6 empty] | 2019-02-11 | 3 | 48.1654 | 197670.6429 | kWh | GSD |  | 2019-11-11 | 3 | 348526.5998 | 85324.8472 | 193428.1988 | 0 | 278753.0459
7534 | 0.009169% | 0.007943% | [6 empty] | 2019-02-11 | 4 | 48.6343 | 199595.2822 | kWh | GSD |  | 2019-11-11 | 4 | 349096.3271 | 84175.492 | 194117.0783 | 0 | 278292.5703
7535 | 0.008203% | 0.007571% | [6 empty] | 2019-02-11 | 5 | 52.0501 | 213613.7017 | kWh | GSD |  | 2019-11-11 | 5 | 356814.0432 | 83867.1096 | 200945.3299 | 0 | 284812.4395
7536 | 0.007641% | 0.007264% | [6 empty] | 2019-02-11 | 6 | 59.8872 | 245777.2381 | kWh | GSD |  | 2019-11-11 | 6 | 406491.9068 | 85167.446 | 213583.5163 | 0 | 298750.9623
7537 | 0.006957% | 0.007024% | [6 empty] | 2019-02-11 | 7 | 70.878 | 290883.285 | kWh | GSD |  | 2019-11-11 | 7 | 480040.8229 | 91954.2331 | 245662.2983 | 0 | 337616.5314
7538 | 0.006525% | 0.006898% | [6 empty] | 2019-02-11 | 8 | 81.0866 | 332779.2317 | kWh | GSD |  | 2019-11-11 | 8 | 512172.2917 | 97833.2448 | 280303.0996 | 0 | 378136.3444
7539 | 0.006375% | 0.006843% | [6 empty] | 2019-02-11 | 9 | 86.9972 | 357036.624 | kWh | GSD |  | 2019-11-11 | 9 | 527866.3676 | 106464.3276 | 298249.9435 | 0 | 404714.2711
7540 | 0.006385% | 0.006832% | [6 empty] | 2019-02-11 | 10 | 90.6601 | 372069.0168 | kWh | GSD |  | 2019-11-11 | 10 | 487234.781 | 117860.6925 | 322047.6562 | 0 | 439908.3487
7541 | 0.006527% | 0.006992% | [6 empty] | 2019-02-11 | 11 | 92.6004 | 380031.9969 | kWh | GSD |  | 2019-11-11 | 11 | 465230.3656 | 126744.587 | 336641.8883 | 0 | 463386.4753
7542 | 0.007435% | 0.007334% | [6 empty] | 2019-02-11 | 12 | 94.3792 | 387332.212 | kWh | GSD |  | 2019-11-11 | 12 | 443760.5457 | 136111.4271 | 346601.4075 | 0 | 482712.8346
7543 | 0.008781% | 0.008288% | [6 empty] | 2019-02-11 | 13 | 95.2006 | 390703.4328 | kWh | GSD |  | 2019-11-11 | 13 | 442303.6713 | 146339.7214 | 354302.4396 | 0 | 500642.161
7544 | 0.009368% | 0.009282% | [6 empty] | 2019-02-11 | 14 | 96.1726 | 394692.2084 | kWh | GSD |  | 2019-11-11 | 14 | 443864.04 | 151829.4874 | 355994.5039 | 0 | 507823.9913
7545 | 0.009655% | 0.009935% | [6 empty] | 2019-02-11 | 15 | 96.4766 | 395939.8758 | kWh | GSD |  | 2019-11-11 | 15 | 451027.4662 | 154798.204 | 361401.5305 | 0 | 516199.7345
7546 | 0.008912% | 0.0108% | [6 empty] | 2019-02-11 | 16 | 93.8761 | 385267.3379 | kWh | GSD |  | 2019-11-11 | 16 | 463664.9307 | 160653.4864 | 358911.2627 | 0 | 519564.7491
7547 | 0.00851% | 0.01138% | [6 empty] | 2019-02-11 | 17 | 88.6573 | 363849.4788 | kWh | GSD |  | 2019-11-11 | 17 | 491472.8831 | 152266.697 | 341307.0994 | 0 | 493573.7964
7548 | 0.008117% | 0.01185% | [6 empty] | 2019-02-11 | 18 | 82.3715 | 338052.8349 | kWh | GSD |  | 2019-11-11 | 18 | 546765.4249 | 140441.583 | 316216.2807 | 0 | 456657.8637
7549 | 0.00809% | 0.01229% | [6 empty] | 2019-02-11 | 19 | 79.0984 | 324619.6595 | kWh | GSD |  | 2019-11-11 | 19 | 612108.4916 | 131605.5714 | 302899.1214 | 0 | 434504.6928
7550 | 0.008119% | 0.01247% | [6 empty] | 2019-02-11 | 20 | 75.2136 | 308676.6714 | kWh | GSD |  | 2019-11-11 | 20 | 599820.5569 | 128640.6361 | 290004.3219 | 0 | 418644.958
7551 | 0.00825% | 0.01267% | [6 empty] | 2019-02-11 | 21 | 71.6934 | 294229.7182 | kWh | GSD |  | 2019-11-11 | 21 | 562772.6357 | 117769.5133 | 275970.1949 | 0 | 393739.7082
7552 | 0.008481% | 0.01275% | [6 empty] | 2019-02-11 | 22 | 67.5277 | 277133.7714 | kWh | GSD |  | 2019-11-11 | 22 | 510613.4569 | 110688.8292 | 260745.182 | 0 | 371434.0112
7553 | 0.00899% | 0.01212% | [6 empty] | 2019-02-11 | 23 | 61.3254 | 251679.2554 | kWh | GSD |  | 2019-11-11 | 23 | 427874.0143 | 102353.3083 | 244382.1933 | 0 | 346735.5016
7554 | 0.01% | 0.01121% | [6 empty] | 2019-02-11 | 24 | 56.9657 | 233787.1865 | kWh | GSD |  | 2019-11-11 | 24 | 346522.0545 | 94296.673 | 228791.1755 | 0 | 323087.8485
7555 | 0.0112% | 0.01067% | [6 empty] | 2019-02-12 | 1 | 53.7948 | 220773.9435 | kWh | GSD |  | 2019-11-12 | 1 | 300797.8387 | 88645.8589 | 217710.8328 | 0 | 306356.6917
7556 | 0.01097% | 0.01028% | [6 empty] | 2019-02-12 | 2 | 52.5599 | 215705.7252 | kWh | GSD |  | 2019-11-12 | 2 | 269056.0834 | 86340.8162 | 211364.3338 | 0 | 297705.15
7557 | 0.01029% | 0.009666% | [6 empty] | 2019-02-12 | 3 | 51.6687 | 212048.1836 | kWh | GSD |  | 2019-11-12 | 3 | 262532.7899 | 84096.2743 | 207725.2653 | 0 | 291821.5396
7558 | 0.00934% | 0.009118% | [6 empty] | 2019-02-12 | 4 | 52.0407 | 213575.1526 | kWh | GSD |  | 2019-11-12 | 4 | 253837.0216 | 83024.7057 | 207380.1246 | 0 | 290404.8303
7559 | 0.007826% | 0.008512% | [6 empty] | 2019-02-12 | 5 | 54.4665 | 223530.6517 | kWh | GSD |  | 2019-11-12 | 5 | 270368.0744 | 82066.7671 | 210919.799 | 0 | 292986.5661
7560 | 0.006338% | 0.007931% | [6 empty] | 2019-02-12 | 6 | 62.1566 | 255090.6728 | kWh | GSD |  | 2019-11-12 | 6 | 325258.6341 | 83664.3983 | 227711.4541 | 0 | 311375.8524
7561 | 0.005502% | 0.00752% | [6 empty] | 2019-02-12 | 7 | 74.4356 | 305483.619 | kWh | GSD |  | 2019-11-12 | 7 | 421419.6403 | 90591.8303 | 259033.4759 | 0 | 349625.3062
7562 | 0.004921% | 0.007308% | [6 empty] | 2019-02-12 | 8 | 81.6093 | 334924.5123 | kWh | GSD |  | 2019-11-12 | 8 | 433294.3193 | 95768.0713 | 299588.7195 | 0 | 395356.7908
7563 | 0.004802% | 0.007164% | [6 empty] | 2019-02-12 | 9 | 88.5978 | 363605.2313 | kWh | GSD |  | 2019-11-12 | 9 | 396834.5248 | 107506.875 | 334178.5831 | 0 | 441685.4581
7564 | 0.004643% | 0.007129% | [6 empty] | 2019-02-12 | 10 | 96.1007 | 394397.0682 | kWh | GSD |  | 2019-11-12 | 10 | 368992.1087 | 128511.2625 | 372015.6733 | 0 | 500526.9358
7565 | 0.004945% | 0.007192% | [6 empty] | 2019-02-12 | 11 | 99.468 | 408216.8073 | kWh | GSD |  | 2019-11-12 | 11 | 375814.2467 | 146863.3632 | 398068.7659 | 0 | 544932.1291
7566 | 0.005949% | 0.007644% | [6 empty] | 2019-02-12 | 12 | 101.521 | 416642.3164 | kWh | GSD |  | 2019-11-12 | 12 | 409869.9034 | 161434.4402 | 416051.9105 | 0 | 577486.3507
7567 | 0.007708% | 0.008583% | [6 empty] | 2019-02-12 | 13 | 103.3462 | 424132.68 | kWh | GSD |  | 2019-11-12 | 13 | 440186.3757 | 173823.5914 | 422832.1607 | 0 | 596655.7521
7568 | 0.007926% | 0.009705% | [6 empty] | 2019-02-12 | 14 | 105.312 | 432200.6242 | kWh | GSD |  | 2019-11-12 | 14 | 456363.2596 | 184500.4789 | 423899.0438 | 0 | 608399.5227
7569 | 0.007259% | 0.01084% | [6 empty] | 2019-02-12 | 15 | 101.9184 | 418273.2398 | kWh | GSD |  | 2019-11-12 | 15 | 469673.3539 | 188346.6188 | 423100.2674 | 0 | 611446.8862
7570 | 0.006749% | 0.01229% | [6 empty] | 2019-02-12 | 16 | 96.8845 | 397614.0277 | kWh | GSD |  | 2019-11-12 | 16 | 460685.886 | 185380.0546 | 405373.3779 | 0 | 590753.4325
7571 | 0.006874% | 0.01338% | [6 empty] | 2019-02-12 | 17 | 92.5569 | 379853.4549 | kWh | GSD |  | 2019-11-12 | 17 | 483993.9703 | 165523.8223 | 375151.7272 | 0 | 540675.5495
7572 | 0.007497% | 0.01418% | [6 empty] | 2019-02-12 | 18 | 86.7624 | 356072.8729 | kWh | GSD |  | 2019-11-12 | 18 | 531546.9748 | 148780.2338 | 349167.3056 | 0 | 497947.5394
7573 | 0.008052% | 0.01465% | [6 empty] | 2019-02-12 | 19 | 83.8838 | 344258.9804 | kWh | GSD |  | 2019-11-12 | 19 | 585724.0796 | 138102.5849 | 325137.9725 | 0 | 463240.5574
7574 | 0.008348% | 0.01493% | [6 empty] | 2019-02-12 | 20 | 79.4787 | 326180.6328 | kWh | GSD |  | 2019-11-12 | 20 | 592793.6195 | 131395.0126 | 303386.6384 | 0 | 434781.651
7575 | 0.008591% | 0.01501% | [6 empty] | 2019-02-12 | 21 | 74.8844 | 307325.5169 | kWh | GSD |  | 2019-11-12 | 21 | 554527.9214 | 121596.3503 | 287549.4107 | 0 | 409145.761
7576 | 0.008427% | 0.0145% | [6 empty] | 2019-02-12 | 22 | 66.9116 | 274605.2991 | kWh | GSD |  | 2019-11-12 | 22 | 495954.3645 | 113586.8609 | 267203.8802 | 0 | 380790.7411
7577 | 0.008853% | 0.01327% | [6 empty] | 2019-02-12 | 23 | 59.7312 | 245136.8366 | kWh | GSD |  | 2019-11-12 | 23 | 446943.7204 | 102747.7743 | 246720.7254 | 0 | 349468.4997
7578 | 0.009723% | 0.01222% | [6 empty] | 2019-02-12 | 24 | 55.9719 | 229708.7306 | kWh | GSD |  | 2019-11-12 | 24 | 392655.097 | 94883.6205 | 231559.759 | 0 | 326443.3795
7579 | 0.01071% | 0.01137% | [6 empty] | 2019-02-13 | 1 | 52.803 | 216703.4459 | kWh | GSD |  | 2019-11-13 | 1 | 357075.6172 | 92159.1382 | 220873.5454 | 0 | 313032.6836
7580 | 0.01084% | 0.01067% | [6 empty] | 2019-02-13 | 2 | 51.7612 | 212428.0545 | kWh | GSD |  | 2019-11-13 | 2 | 344188.5581 | 89239.8309 | 214437.658 | 0 | 303677.4889
7581 | 0.01014% | 0.01004% | [6 empty] | 2019-02-13 | 3 | 50.0491 | 205401.3044 | kWh | GSD |  | 2019-11-13 | 3 | 357298.6516 | 88667.9296 | 209659.4226 | 0 | 298327.3522
7582 | 0.009072% | 0.009348% | [6 empty] | 2019-02-13 | 4 | 50.3393 | 206592.6552 | kWh | GSD |  | 2019-11-13 | 4 | 392581.1755 | 87400.4799 | 210202.899 | 0 | 297603.3789
7583 | 0.008175% | 0.008579% | [6 empty] | 2019-02-13 | 5 | 53.1608 | 218172.1172 | kWh | GSD |  | 2019-11-13 | 5 | 437619.9358 | 89093.3246 | 215650.1814 | 0 | 304743.506
7584 | 0.007182% | 0.008014% | [6 empty] | 2019-02-13 | 6 | 60.2666 | 247333.9463 | kWh | GSD |  | 2019-11-13 | 6 | 526794.151 | 92410.1314 | 235423.5212 | 0 | 327833.6526
7585 | 0.006531% | 0.007684% | [6 empty] | 2019-02-13 | 7 | 71.0823 | 291721.9295 | kWh | GSD |  | 2019-11-13 | 7 | 671767.3227 | 100147.0928 | 266865.9358 | 0 | 367013.0286
7586 | 0.006296% | 0.007455% | [6 empty] | 2019-02-13 | 8 | 80.193 | 329112.1813 | kWh | GSD |  | 2019-11-13 | 8 | 717585.5687 | 113226.1606 | 307548.43 | 0 | 420774.5906
7587 | 0.006535% | 0.007323% | [6 empty] | 2019-02-13 | 9 | 84.8058 | 348043.2065 | kWh | GSD |  | 2019-11-13 | 9 | 700837.0848 | 129083.3788 | 339685.2588 | 0 | 468768.6376
7588 | 0.007181% | 0.007306% | [6 empty] | 2019-02-13 | 10 | 88.4171 | 362863.7184 | kWh | GSD |  | 2019-11-13 | 10 | 647608.7513 | 145424.3652 | 359821.4611 | 0 | 505245.8263
7589 | 0.008005% | 0.007481% | [6 empty] | 2019-02-13 | 11 | 86.9211 | 356724.2609 | kWh | GSD |  | 2019-11-13 | 11 | 600438.5512 | 159665.8118 | 359175.0173 | 0 | 518840.8291
7590 | 0.009636% | 0.008048% | [6 empty] | 2019-02-13 | 12 | 87.7347 | 360063.3184 | kWh | GSD |  | 2019-11-13 | 12 | 561339.9063 | 162821.9056 | 366154.9785 | 0 | 528976.8841
7591 | 0.01229% | 0.009009% | [6 empty] | 2019-02-13 | 13 | 86.1277 | 353468.0929 | kWh | GSD |  | 2019-11-13 | 13 | 510367.6235 | 156012.0037 | 361799.8701 | 0 | 517811.8738
7592 | 0.01313% | 0.01033% | [6 empty] | 2019-02-13 | 14 | 85.6586 | 351543.0679 | kWh | GSD |  | 2019-11-13 | 14 | 486599.4659 | 151103.0968 | 355175.568 | 0 | 506278.6648
7593 | 0.01282% | 0.01151% | [6 empty] | 2019-02-13 | 15 | 83.9277 | 344439.3143 | kWh | GSD |  | 2019-11-13 | 15 | 480644.5102 | 149118.6049 | 350225.5058 | 0 | 499344.1107
7594 | 0.01185% | 0.0124% | [6 empty] | 2019-02-13 | 16 | 81.1667 | 333108.2453 | kWh | GSD |  | 2019-11-13 | 16 | 515904.3797 | 147723.029 | 345449.7265 | 0 | 493172.7555
7595 | 0.01098% | 0.01274% | [6 empty] | 2019-02-13 | 17 | 77.6335 | 318607.7863 | kWh | GSD |  | 2019-11-13 | 17 | 562467.4191 | 140950.2281 | 327772.998 | 0 | 468723.2261
7596 | 0.01027% | 0.01299% | [6 empty] | 2019-02-13 | 18 | 74.6941 | 306544.4149 | kWh | GSD |  | 2019-11-13 | 18 | 656687.564 | 136699.9967 | 317408.8863 | 0 | 454108.883
7597 | 0.009335% | 0.01271% | [6 empty] | 2019-02-13 | 19 | 75.6023 | 310271.9733 | kWh | GSD |  | 2019-11-13 | 19 | 749924.1995 | 130966.3508 | 310510.217 | 0 | 441476.5678
7598 | 0.008901% | 0.01243% | [6 empty] | 2019-02-13 | 20 | 72.6453 | 298136.1721 | kWh | GSD |  | 2019-11-13 | 20 | 769405.176 | 133734.6085 | 302652.6829 | 0 | 436387.2914
7599 | 0.008792% | 0.01226% | [6 empty] | 2019-02-13 | 21 | 69.8086 | 286494.4338 | kWh | GSD |  | 2019-11-13 | 21 | 750645.6352 | 127391.18 | 294423.4599 | 0 | 421814.6399
7600 | 0.009437% | 0.01211% | [6 empty] | 2019-02-13 | 22 | 64.5614 | 264959.9507 | kWh | GSD |  | 2019-11-13 | 22 | 714848.6344 | 118484.9812 | 277646.0608 | 0 | 396131.042
7601 | 0.01029% | 0.01151% | [6 empty] | 2019-02-13 | 23 | 58.4002 | 239674.2184 | kWh | GSD |  | 2019-11-13 | 23 | 658303.946 | 111901.9577 | 258063.0092 | 0 | 369964.9669
7602 | 0.01201% | 0.01115% | [6 empty] | 2019-02-13 | 24 | 55.5167 | 227840.6686 | kWh | GSD |  | 2019-11-13 | 24 | 572599.053 | 105209.4482 | 240732.5332 | 0 | 345941.9814
7603 | 0.01372% | 0.01084% | [6 empty] | 2019-02-14 | 1 | 53.5079 | 219596.3438 | kWh | GSD |  | 2019-11-14 | 1 | 526071.148 | 101819.5916 | 230162.2258 | 0 | 331981.8174
7604 | 0.01407% | 0.01071% | [6 empty] | 2019-02-14 | 2 | 53.459 | 219395.6094 | kWh | GSD |  | 2019-11-14 | 2 | 472877.8864 | 98459.1604 | 222598.4896 | 0 | 321057.65
7605 | 0.01373% | 0.01035% | [6 empty] | 2019-02-14 | 3 | 52.6281 | 215985.6618 | kWh | GSD |  | 2019-11-14 | 3 | 438800.3968 | 94559.2665 | 216694.9878 | 0 | 311254.2543
7606 | 0.01308% | 0.009724% | [6 empty] | 2019-02-14 | 4 | 53.7858 | 220736.9987 | kWh | GSD |  | 2019-11-14 | 4 | 431468.2383 | 91808.5063 | 215543.7837 | 0 | 307352.29
7607 | 0.01204% | 0.009082% | [6 empty] | 2019-02-14 | 5 | 57.8207 | 237296.293 | kWh | GSD |  | 2019-11-14 | 5 | 425438.5921 | 92149.436 | 218171.0829 | 0 | 310320.5189
7608 | 0.01047% | 0.008492% | [6 empty] | 2019-02-14 | 6 | 67.9801 | 278990.2348 | kWh | GSD |  | 2019-11-14 | 6 | 483171.3393 | 93500.4696 | 235880.8189 | 0 | 329381.2885
7609 | 0.009623% | 0.008149% | [6 empty] | 2019-02-14 | 7 | 79.5259 | 326374.3775 | kWh | GSD |  | 2019-11-14 | 7 | 572292.953 | 99890.2389 | 263681.1646 | 0 | 363571.4035
7610 | 0.00865% | 0.007881% | [6 empty] | 2019-02-14 | 8 | 87.8047 | 360350.394 | kWh | GSD |  | 2019-11-14 | 8 | 582891.0043 | 109907.133 | 304245.9146 | 0 | 414153.0476
7611 | 0.008026% | 0.007641% | [6 empty] | 2019-02-14 | 9 | 90.6797 | 372149.486 | kWh | GSD |  | 2019-11-14 | 9 | 550309.2014 | 119969.5143 | 331913.3791 | 0 | 451882.8934
7612 | 0.007892% | 0.007545% | [6 empty] | 2019-02-14 | 10 | 89.6327 | 367852.5009 | kWh | GSD |  | 2019-11-14 | 10 | 513833.2197 | 134462.4113 | 351725.5219 | 0 | 486187.9332
7613 | 0.007782% | 0.007618% | [6 empty] | 2019-02-14 | 11 | 88.0616 | 361405.008 | kWh | GSD |  | 2019-11-14 | 11 | 476771.7729 | 141154.4152 | 359558.9882 | 0 | 500713.4034
7614 | 0.008838% | 0.008086% | [6 empty] | 2019-02-14 | 12 | 88.574 | 363507.6112 | kWh | GSD |  | 2019-11-14 | 12 | 457003.0372 | 145636.6631 | 360735.2323 | 0 | 506371.8954
7615 | 0.01047% | 0.008925% | [6 empty] | 2019-02-14 | 13 | 88.3402 | 362548.319 | kWh | GSD |  | 2019-11-14 | 13 | 443485.4524 | 148955.9074 | 361513.0292 | 0 | 510468.9366
7616 | 0.01066% | 0.01017% | [6 empty] | 2019-02-14 | 14 | 89.8173 | 368610.3114 | kWh | GSD |  | 2019-11-14 | 14 | 422205.2305 | 148747.7034 | 359744.1719 | 0 | 508491.8753
7617 | 0.01007% | 0.01109% | [6 empty] | 2019-02-14 | 15 | 89.1123 | 365716.919 | kWh | GSD |  | 2019-11-14 | 15 | 415040.6546 | 145616.7401 | 361733.2467 | 0 | 507349.9868
7618 | 0.009399% | 0.01193% | [6 empty] | 2019-02-14 | 16 | 85.1207 | 349335.284 | kWh | GSD |  | 2019-11-14 | 16 | 439553.2831 | 147481.3659 | 351518.431 | 0 | 498999.7969
7619 | 0.008721% | 0.01229% | [6 empty] | 2019-02-14 | 17 | 79.7084 | 327123.4704 | kWh | GSD |  | 2019-11-14 | 17 | 496173.094 | 143624.4116 | 333810.8357 | 0 | 477435.2473
7620 | 0.008359% | 0.01243% | [6 empty] | 2019-02-14 | 18 | 74.9907 | 307761.8078 | kWh | GSD |  | 2019-11-14 | 18 | 581666.3767 | 138502.5705 | 321364.3006 | 0 | 459866.8711
7621 | 0.008112% | 0.01253% | [6 empty] | 2019-02-14 | 19 | 74.6753 | 306467.386 | kWh | GSD |  | 2019-11-14 | 19 | 626615.6387 | 132892.4987 | 311754.8407 | 0 | 444647.3394
7622 | 0.007723% | 0.01248% | [6 empty] | 2019-02-14 | 20 | 71.3836 | 292958.126 | kWh | GSD |  | 2019-11-14 | 20 | 640549.0386 | 129032.5603 | 298262.9871 | 0 | 427295.5474
7623 | 0.007592% | 0.01245% | [6 empty] | 2019-02-14 | 21 | 68.1321 | 279614.2277 | kWh | GSD |  | 2019-11-14 | 21 | 640466.2648 | 124222.8144 | 287217.3028 | 0 | 411440.1172
7624 | 0.00804% | 0.01225% | [6 empty] | 2019-02-14 | 22 | 64.0471 | 262849.4778 | kWh | GSD |  | 2019-11-14 | 22 | 598505.9617 | 117289.3466 | 272645.0011 | 0 | 389934.3477
7625 | 0.009076% | 0.01172% | [6 empty] | 2019-02-14 | 23 | 57.3708 | 235449.6814 | kWh | GSD |  | 2019-11-14 | 23 | 509907.3689 | 107354.6454 | 252371.9439 | 0 | 359726.5893
7626 | 0.01064% | 0.01129% | [6 empty] | 2019-02-14 | 24 | 53.7013 | 220390.275 | kWh | GSD |  | 2019-11-14 | 24 | 430145.1874 | 100178.6039 | 235514.7431 | 0 | 335693.347
7627 | 0.01146% | 0.01092% | [6 empty] | 2019-02-15 | 1 | 51.6981 | 212168.8527 | kWh | GSD |  | 2019-11-15 | 1 | 371873.4289 | 94097.1095 | 224003.5204 | 0 | 318100.6299
7628 | 0.01172% | 0.01049% | [6 empty] | 2019-02-15 | 2 | 50.4393 | 207002.7389 | kWh | GSD |  | 2019-11-15 | 2 | 349673.198 | 92004.8506 | 215784.3901 | 0 | 307789.2407
7629 | 0.01172% | 0.0101% | [6 empty] | 2019-02-15 | 3 | 49.5157 | 203212.4837 | kWh | GSD |  | 2019-11-15 | 3 | 341199.5765 | 90948.6169 | 211655.7037 | 0 | 302604.3206
7630 | 0.01095% | 0.009572% | [6 empty] | 2019-02-15 | 4 | 49.6419 | 203730.2422 | kWh | GSD |  | 2019-11-15 | 4 | 345493.6164 | 89918.3845 | 212119.2268 | 0 | 302037.6113
7631 | 0.009327% | 0.008831% | [6 empty] | 2019-02-15 | 5 | 52.7799 | 216608.7084 | kWh | GSD |  | 2019-11-15 | 5 | 355086.7843 | 88760.8423 | 213363.6401 | 0 | 302124.4824
7632 | 0.007868% | 0.008241% | [6 empty] | 2019-02-15 | 6 | 60.7656 | 249381.9397 | kWh | GSD |  | 2019-11-15 | 6 | 416467.3269 | 91232.478 | 232933.9296 | 0 | 324166.4076
7633 | 0.006802% | 0.007809% | [6 empty] | 2019-02-15 | 7 | 70.9354 | 291118.9766 | kWh | GSD |  | 2019-11-15 | 7 | 484602.1183 | 95810.9891 | 262683.3826 | 0 | 358494.3716
7634 | 0.006396% | 0.007556% | [6 empty] | 2019-02-15 | 8 | 77.8687 | 319573.2904 | kWh | GSD |  | 2019-11-15 | 8 | 491909.5136 | 106300.6074 | 303278.2048 | 0 | 409578.8122
7635 | 0.006241% | 0.007428% | [6 empty] | 2019-02-15 | 9 | 80.8529 | 331820.2703 | kWh | GSD |  | 2019-11-15 | 9 | 480437.004 | 116947.988 | 334380.1305 | 0 | 451328.1185
7636 | 0.00632% | 0.007414% | [6 empty] | 2019-02-15 | 10 | 83.3404 | 342029.098 | kWh | GSD |  | 2019-11-15 | 10 | 497772.6648 | 128906.4157 | 354204.5842 | 0 | 483110.9999
7637 | 0.006495% | 0.007417% | [6 empty] | 2019-02-15 | 11 | 83.585 | 343032.984 | kWh | GSD |  | 2019-11-15 | 11 | 508914.495 | 139932.254 | 362911.1442 | 0 | 502843.3982
7638 | 0.007618% | 0.007958% | [6 empty] | 2019-02-15 | 12 | 83.9997 | 344734.7276 | kWh | GSD |  | 2019-11-15 | 12 | 523204.5773 | 147186.2353 | 361850.0423 | 0 | 509036.2776
7639 | 0.008864% | 0.0088% | [6 empty] | 2019-02-15 | 13 | 82.7331 | 339536.6666 | kWh | GSD |  | 2019-11-15 | 13 | 510954.5745 | 149325.7974 | 360784.9921 | 0 | 510110.7895
7640 | 0.008998% | 0.01005% | [6 empty] | 2019-02-15 | 14 | 82.9971 | 340619.9565 | kWh | GSD |  | 2019-11-15 | 14 | 515420.6538 | 148638.9027 | 357319.8933 | 0 | 505958.796
7641 | 0.008788% | 0.01108% | [6 empty] | 2019-02-15 | 15 | 81.6808 | 335218.1181 | kWh | GSD |  | 2019-11-15 | 15 | 496628.2453 | 144045.9847 | 355830.524 | 0 | 499876.5087
7642 | 0.009105% | 0.01186% | [6 empty] | 2019-02-15 | 16 | 78.88 | 323723.3685 | kWh | GSD |  | 2019-11-15 | 16 | 522806.2514 | 142700.6928 | 345508.1395 | 0 | 488208.8323
7643 | 0.009309% | 0.01234% | [6 empty] | 2019-02-15 | 17 | 75.1666 | 308483.5241 | kWh | GSD |  | 2019-11-15 | 17 | 571856.3169 | 137056.2689 | 327472.7399 | 0 | 464529.0088
7644 | 0.00957% | 0.0125% | [6 empty] | 2019-02-15 | 18 | 72.8476 | 298966.636 | kWh | GSD |  | 2019-11-15 | 18 | 639517.1101 | 133443.2779 | 309098.987 | 0 | 442542.2649
7645 | 0.009346% | 0.01252% | [6 empty] | 2019-02-15 | 19 | 72.4927 | 297509.9164 | kWh | GSD |  | 2019-11-15 | 19 | 674080.5322 | 132891.9994 | 302513.9713 | 0 | 435405.9707
7646 | 0.009428% | 0.01242% | [6 empty] | 2019-02-15 | 20 | 69.0843 | 283521.7849 | kWh | GSD |  | 2019-11-15 | 20 | 662466.9055 | 133212.6489 | 292092.3518 | 0 | 425305.0007
7647 | 0.009084% | 0.01227% | [6 empty] | 2019-02-15 | 21 | 67.6463 | 277620.6141 | kWh | GSD |  | 2019-11-15 | 21 | 628954.0648 | 126112.5207 | 281851.6206 | 0 | 407964.1413
7648 | 0.009563% | 0.01198% | [6 empty] | 2019-02-15 | 22 | 63.1504 | 259169.1245 | kWh | GSD |  | 2019-11-15 | 22 | 595536.1302 | 119485.0443 | 266416.7927 | 0 | 385901.837
7649 | 0.01046% | 0.0114% | [6 empty] | 2019-02-15 | 23 | 58.0304 | 238156.9438 | kWh | GSD |  | 2019-11-15 | 23 | 544568.5348 | 110496.8344 | 245016.6099 | 0 | 355513.4443
7650 | 0.0117% | 0.01086% | [6 empty] | 2019-02-15 | 24 | 54.4244 | 223357.8406 | kWh | GSD |  | 2019-11-15 | 24 | 485955.2057 | 104057.7228 | 230370.9634 | 0 | 334428.6862
7651 | 0.01233% | 0.01069% | [6 empty] | 2019-02-16 | 1 | 51.2653 | 210392.6921 | kWh | GSD |  | 2019-11-16 | 1 | 439184.9218 | 98721.0285 | 221734.573 | 0 | 320455.6015
7652 | 0.01212% | 0.01044% | [6 empty] | 2019-02-16 | 2 | 50.0615 | 205452.4676 | kWh | GSD |  | 2019-11-16 | 2 | 414782.2269 | 95092.6226 | 212945.7463 | 0 | 308038.3689
7653 | 0.0115% | 0.01001% | [6 empty] | 2019-02-16 | 3 | 49.0078 | 201127.9434 | kWh | GSD |  | 2019-11-16 | 3 | 389581.9287 | 93571.818 | 207622.9863 | 0 | 301194.8043
7654 | 0.01089% | 0.009473% | [6 empty] | 2019-02-16 | 4 | 48.9392 | 200846.3697 | kWh | GSD |  | 2019-11-16 | 4 | 380149.7985 | 90752.0841 | 206284.8358 | 0 | 297036.92
7655 | 0.009961% | 0.008727% | [6 empty] | 2019-02-16 | 5 | 49.6621 | 203813.3706 | kWh | GSD |  | 2019-11-16 | 5 | 397025.4726 | 90637.6965 | 209169.2343 | 0 | 299806.9308
7656 | 0.008889% | 0.00821% | [6 empty] | 2019-02-16 | 6 | 52.1602 | 214065.3809 | kWh | GSD |  | 2019-11-16 | 6 | 415741.225 | 92425.0727 | 214461.3759 | 0 | 306886.4486
7657 | 0.008033% | 0.007867% | [6 empty] | 2019-02-16 | 7 | 56.7328 | 232831.5674 | kWh | GSD |  | 2019-11-16 | 7 | 471566.0172 | 96560.2469 | 226962.9899 | 0 | 323523.2368
7658 | 0.007587% | 0.007562% | [6 empty] | 2019-02-16 | 8 | 61.7213 | 253304.2636 | kWh | GSD |  | 2019-11-16 | 8 | 548968.6193 | 99526.1112 | 246499.5611 | 0 | 346025.6723
7659 | 0.007126% | 0.007394% | [6 empty] | 2019-02-16 | 9 | 64.0472 | 262849.5402 | kWh | GSD |  | 2019-11-16 | 9 | 653271.0277 | 102746.5965 | 258729.1378 | 0 | 361475.7343
7660 | 0.006953% | 0.007292% | [6 empty] | 2019-02-16 | 10 | 65.1197 | 267251.0823 | kWh | GSD |  | 2019-11-16 | 10 | 713815.3192 | 108623.9282 | 269375.138 | 0 | 377999.0662
7661 | 0.007262% | 0.00736% | [6 empty] | 2019-02-16 | 11 | 65.9488 | 270653.96 | kWh | GSD |  | 2019-11-16 | 11 | 730798.642 | 118624.4154 | 274635.9891 | 0 | 393260.4045
7662 | 0.007604% | 0.007533% | [6 empty] | 2019-02-16 | 12 | 67.9183 | 278736.5119 | kWh | GSD |  | 2019-11-16 | 12 | 710506.061 | 124595.0185 | 275155.1489 | 0 | 399750.1674
7663 | 0.008626% | 0.007942% | [6 empty] | 2019-02-16 | 13 | 67.9023 | 278670.9557 | kWh | GSD |  | 2019-11-16 | 13 | 699606.1548 | 122407.5914 | 271690.5623 | 0 | 394098.1537
7664 | 0.01004% | 0.008494% | [6 empty] | 2019-02-16 | 14 | 67.5813 | 277353.5069 | kWh | GSD |  | 2019-11-16 | 14 | 702679.6231 | 115511.7124 | 264058.3403 | 0 | 379570.0527
7665 | 0.01195% | 0.008874% | [6 empty] | 2019-02-16 | 15 | 67.1503 | 275584.8016 | kWh | GSD |  | 2019-11-16 | 15 | 664002.6983 | 113088.8926 | 254816.683 | 0 | 367905.5756
7666 | 0.01306% | 0.009279% | [6 empty] | 2019-02-16 | 16 | 67.0994 | 275375.8515 | kWh | GSD |  | 2019-11-16 | 16 | 680989.916 | 111878.7031 | 249073.5819 | 0 | 360952.285
7667 | 0.01337% | 0.009654% | [6 empty] | 2019-02-16 | 17 | 65.8643 | 270307.1268 | kWh | GSD |  | 2019-11-16 | 17 | 728059.8959 | 116569.5523 | 249354.3484 | 0 | 365923.9007
7668 | 0.013% | 0.009813% | [6 empty] | 2019-02-16 | 18 | 66.1223 | 271365.9196 | kWh | GSD |  | 2019-11-16 | 18 | 774170.6112 | 119593.496 | 252286.3324 | 0 | 371879.8284
7669 | 0.0128% | 0.009674% | [6 empty] | 2019-02-16 | 19 | 67.3521 | 276412.9385 | kWh | GSD |  | 2019-11-16 | 19 | 789773.2443 | 127932.2087 | 257975.2792 | 0 | 385907.4879
7670 | 0.01285% | 0.009318% | [6 empty] | 2019-02-16 | 20 | 65.5521 | 269025.8501 | kWh | GSD |  | 2019-11-16 | 20 | 771804.4581 | 131141.5971 | 259808.1961 | 0 | 390949.7932
7671 | 0.01215% | 0.009031% | [6 empty] | 2019-02-16 | 21 | 63.3406 | 259949.6654 | kWh | GSD |  | 2019-11-16 | 21 | 756860.1446 | 128024.8573 | 254712.4771 | 0 | 382737.3344
7672 | 0.01246% | 0.008861% | [6 empty] | 2019-02-16 | 22 | 60.453 | 248098.9367 | kWh | GSD |  | 2019-11-16 | 22 | 740356.1319 | 124866.1229 | 247664.0939 | 0 | 372530.2168
7673 | 0.01332% | 0.008983% | [6 empty] | 2019-02-16 | 23 | 57.0374 | 234081.5289 | kWh | GSD |  | 2019-11-16 | 23 | 685900.7713 | 119471.8217 | 236059.5228 | 0 | 355531.3445
7674 | 0.01416% | 0.009129% | [6 empty] | 2019-02-16 | 24 | 53.0601 | 217758.4964 | kWh | GSD |  | 2019-11-16 | 24 | 610615.5637 | 113603.3848 | 226464.1424 | 0 | 340067.5272
7675 | 0.01445% | 0.009473% | [6 empty] | 2019-02-17 | 1 | 49.9829 | 205130.0196 | kWh | GSD |  | 2019-11-17 | 1 | 554795.8146 | 108941.5828 | 218712.7144 | 0 | 327654.2972
7676 | 0.01412% | 0.009597% | [6 empty] | 2019-02-17 | 2 | 48.7461 | 200053.89 | kWh | GSD |  | 2019-11-17 | 2 | 512519.128 | 104237.6448 | 212662.4242 | 0 | 316900.069
7677 | 0.01384% | 0.009395% | [6 empty] | 2019-02-17 | 3 | 48.2143 | 197871.6 | kWh | GSD |  | 2019-11-17 | 3 | 499849.4589 | 102558.9986 | 209623.2369 | 0 | 312182.2355
7678 | 0.01354% | 0.009145% | [6 empty] | 2019-02-17 | 4 | 48.3454 | 198409.3894 | kWh | GSD |  | 2019-11-17 | 4 | 499942.4784 | 102027.8767 | 208099.9063 | 0 | 310127.783
7679 | 0.01255% | 0.008728% | [6 empty] | 2019-02-17 | 5 | 49.0857 | 201447.7088 | kWh | GSD |  | 2019-11-17 | 5 | 499776.3198 | 102872.4247 | 208416.1565 | 0 | 311288.5812
7680 | 0.01117% | 0.008348% | [6 empty] | 2019-02-17 | 6 | 50.9166 | 208961.5898 | kWh | GSD |  | 2019-11-17 | 6 | 533211.2018 | 103935.1009 | 213509.2457 | 0 | 317444.3466
7681 | 0.01015% | 0.008043% | [6 empty] | 2019-02-17 | 7 | 54.4585 | 223497.8616 | kWh | GSD |  | 2019-11-17 | 7 | 558769.9287 | 102391.1512 | 221939.3598 | 0 | 324330.511
7682 | 0.009375% | 0.007779% | [6 empty] | 2019-02-17 | 8 | 56.4494 | 231668.3507 | kWh | GSD |  | 2019-11-17 | 8 | 654547.3868 | 103249.5376 | 234750.3122 | 0 | 337999.8498
7683 | 0.009143% | 0.007663% | [6 empty] | 2019-02-17 | 9 | 58.9258 | 241831.3239 | kWh | GSD |  | 2019-11-17 | 9 | 772581.365 | 99565.5252 | 241674.5912 | 0 | 341240.1164
7684 | 0.009145% | 0.007613% | [6 empty] | 2019-02-17 | 10 | 61.9755 | 254347.4004 | kWh | GSD |  | 2019-11-17 | 10 | 834150.8965 | 109027.4612 | 251007.0899 | 0 | 360034.5511
7685 | 0.009142% | 0.007642% | [6 empty] | 2019-02-17 | 11 | 63.82 | 261917.2036 | kWh | GSD |  | 2019-11-17 | 11 | 820605.5871 | 123173.7911 | 256314.5166 | 0 | 379488.3077
7686 | 0.009753% | 0.007793% | [6 empty] | 2019-02-17 | 12 | 65.7244 | 269732.7807 | kWh | GSD |  | 2019-11-17 | 12 | 797818.0636 | 125248.416 | 257809.039 | 0 | 383057.455
7687 | 0.01022% | 0.007962% | [6 empty] | 2019-02-17 | 13 | 66.8171 | 274217.5269 | kWh | GSD |  | 2019-11-17 | 13 | 787202.6252 | 124129.8653 | 257334.9473 | 0 | 381464.8126
7688 | 0.01197% | 0.008297% | [6 empty] | 2019-02-17 | 14 | 65.78 | 269960.9539 | kWh | GSD |  | 2019-11-17 | 14 | 784788.5566 | 120484.3861 | 249800.5991 | 0 | 370284.9852
7689 | 0.01413% | 0.008377% | [6 empty] | 2019-02-17 | 15 | 64.9266 | 266458.6922 | kWh | GSD |  | 2019-11-17 | 15 | 710873.9951 | 106857.7429 | 241777.5168 | 0 | 348635.2597
7690 | 0.01526% | 0.008838% | [6 empty] | 2019-02-17 | 16 | 66.0596 | 271108.4298 | kWh | GSD |  | 2019-11-17 | 16 | 640872.6883 | 103346.042 | 240653.7478 | 0 | 343999.7898
7691 | 0.01501% | 0.009316% | [6 empty] | 2019-02-17 | 17 | 65.726 | 269739.5868 | kWh | GSD |  | 2019-11-17 | 17 | 614575.7076 | 104786.4219 | 239166.0323 | 0 | 343952.4542
7692 | 0.01459% | 0.009403% | [6 empty] | 2019-02-17 | 18 | 65.4879 | 268762.1781 | kWh | GSD |  | 2019-11-17 | 18 | 692300.8214 | 107521.4985 | 241952.8048 | 0 | 349474.3033
7693 | 0.0144% | 0.009364% | [6 empty] | 2019-02-17 | 19 | 66.1435 | 271453.0614 | kWh | GSD |  | 2019-11-17 | 19 | 755176.276 | 114328.1155 | 248878.7101 | 0 | 363206.8256
7694 | 0.01435% | 0.00909% | [6 empty] | 2019-02-17 | 20 | 65.1472 | 267364.0332 | kWh | GSD |  | 2019-11-17 | 20 | 754920.9187 | 120452.1069 | 249100.514 | 0 | 369552.6209
7695 | 0.013% | 0.008558% | [6 empty] | 2019-02-17 | 21 | 61.8749 | 253934.5864 | kWh | GSD |  | 2019-11-17 | 21 | 729371.2859 | 117403.3022 | 244210.0611 | 0 | 361613.3633
7696 | 0.01172% | 0.008445% | [6 empty] | 2019-02-17 | 22 | 59.2926 | 243336.9108 | kWh | GSD |  | 2019-11-17 | 22 | 674720.8917 | 113748.2765 | 238956.9088 | 0 | 352705.1853
7697 | 0.01124% | 0.008443% | [6 empty] | 2019-02-17 | 23 | 55.6719 | 228477.5841 | kWh | GSD |  | 2019-11-17 | 23 | 603918.2754 | 107581.5652 | 229186.3088 | 0 | 336767.874
7698 | 0.01266% | 0.008579% | [6 empty] | 2019-02-17 | 24 | 53.7947 | 220773.2743 | kWh | GSD |  | 2019-11-17 | 24 | 541675.38 | 102073.8693 | 220574.3969 | 0 | 322648.2662
7699 | 0.01381% | 0.008916% | [6 empty] | 2019-02-18 | 1 | 51.5386 | 211514.5542 | kWh | GSD |  | 2019-11-18 | 1 | 518242.561 | 99312.653 | 214395.9795 | 0 | 313708.6325
7700 | 0.01381% | 0.009072% | [6 empty] | 2019-02-18 | 2 | 51.5471 | 211549.177 | kWh | GSD |  | 2019-11-18 | 2 | 485297.3039 | 100353.9223 | 209028.4634 | 0 | 309382.3857
7701 | 0.01334% | 0.008877% | [6 empty] | 2019-02-18 | 3 | 50.8176 | 208555.5355 | kWh | GSD |  | 2019-11-18 | 3 | 477311.756 | 99443.356 | 207503.6036 | 0 | 306946.9596
7702 | 0.01234% | 0.008658% | [6 empty] | 2019-02-18 | 4 | 51.5142 | 211414.3406 | kWh | GSD |  | 2019-11-18 | 4 | 486013.2063 | 99799.3211 | 208613.4238 | 0 | 308412.7449
7703 | 0.01105% | 0.008267% | [6 empty] | 2019-02-18 | 5 | 53.9642 | 221469.0143 | kWh | GSD |  | 2019-11-18 | 5 | 505558.7632 | 100479.883 | 215068.979 | 0 | 315548.862
7704 | 0.009908% | 0.00792% | [6 empty] | 2019-02-18 | 6 | 59.93 | 245952.6621 | kWh | GSD |  | 2019-11-18 | 6 | 577931.7809 | 102108.3305 | 238006.547 | 0 | 340114.8775
7705 | 0.009479% | 0.007701% | [6 empty] | 2019-02-18 | 7 | 69.284 | 284341.451 | kWh | GSD |  | 2019-11-18 | 7 | 668436.5534 | 109947.7445 | 277837.922 | 0 | 387785.6665
7706 | 0.008877% | 0.007595% | [6 empty] | 2019-02-18 | 8 | 75.8583 | 311322.3222 | kWh | GSD |  | 2019-11-18 | 8 | 694166.3512 | 121508.6214 | 319137.7121 | 0 | 440646.3335
7707 | 0.008731% | 0.007535% | [6 empty] | 2019-02-18 | 9 | 81.3801 | 333984.1101 | kWh | GSD |  | 2019-11-18 | 9 | 626259.9026 | 133073.808 | 346223.3325 | 0 | 479297.1405
7708 | 0.00889% | 0.007571% | [6 empty] | 2019-02-18 | 10 | 86.896 | 356621.0951 | kWh | GSD |  | 2019-11-18 | 10 | 525105.8211 | 147040.2258 | 362032.8289 | 0 | 509073.0547
7709 | 0.009247% | 0.007746% | [6 empty] | 2019-02-18 | 11 | 90.5618 | 371665.4328 | kWh | GSD |  | 2019-11-18 | 11 | 476851.2238 | 147741.9408 | 365498.1994 | 0 | 513240.1402
7710 | 0.01057% | 0.008349% | [6 empty] | 2019-02-18 | 12 | 94.0887 | 386140.1071 | kWh | GSD |  | 2019-11-18 | 12 | 438553.6431 | 148553.5596 | 369738.9986 | 0 | 518292.5582
7711 | 0.01223% | 0.009519% | [6 empty] | 2019-02-18 | 13 | 96.5247 | 396137.2945 | kWh | GSD |  | 2019-11-18 | 13 | 402532.3758 | 152112.5148 | 371727.3484 | 0 | 523839.8632
7712 | 0.0127% | 0.01082% | [6 empty] | 2019-02-18 | 14 | 96.0235 | 394080.3815 | kWh | GSD |  | 2019-11-18 | 14 | 391308.6755 | 151322.9595 | 369517.8219 | 0 | 520840.7814
7713 | 0.01146% | 0.01177% | [6 empty] | 2019-02-18 | 15 | 91.9313 | 377286.0578 | kWh | GSD |  | 2019-11-18 | 15 | 378547.0624 | 152419.5 | 369263.1592 | 0 | 521682.6592
7714 | 0.009605% | 0.0125% | [6 empty] | 2019-02-18 | 16 | 85.1375 | 349404.3414 | kWh | GSD |  | 2019-11-18 | 16 | 395214.4647 | 151164.5494 | 361737.3708 | 0 | 512901.9202
7715 | 0.008722% | 0.0126% | [6 empty] | 2019-02-18 | 17 | 79.8933 | 327882.0142 | kWh | GSD |  | 2019-11-18 | 17 | 437939.7482 | 145588.6953 | 344442.5898 | 0 | 490031.2851
7716 | 0.008022% | 0.01272% | [6 empty] | 2019-02-18 | 18 | 75.933 | 311629.1021 | kWh | GSD |  | 2019-11-18 | 18 | 509639.6854 | 137546.7458 | 323885.0701 | 0 | 461431.8159
7717 | 0.007363% | 0.01286% | [6 empty] | 2019-02-18 | 19 | 75.1844 | 308556.5943 | kWh | GSD |  | 2019-11-18 | 19 | 600018.795 | 128155.3647 | 310551.5286 | 0 | 438706.8933
7718 | 0.007158% | 0.01279% | [6 empty] | 2019-02-18 | 20 | 71.4875 | 293384.8873 | kWh | GSD |  | 2019-11-18 | 20 | 631850.2454 | 126129.3672 | 296123.1265 | 0 | 422252.4937
7719 | 0.006924% | 0.01281% | [6 empty] | 2019-02-18 | 21 | 68.0712 | 279364.1397 | kWh | GSD |  | 2019-11-18 | 21 | 619681.7296 | 117379.3257 | 284046.5016 | 0 | 401425.8273
7720 | 0.007229% | 0.01259% | [6 empty] | 2019-02-18 | 22 | 64.512 | 264757.4 | kWh | GSD |  | 2019-11-18 | 22 | 570515.8193 | 111167.4922 | 265602.6429 | 0 | 376770.1351
7721 | 0.008011% | 0.01203% | [6 empty] | 2019-02-18 | 23 | 57.9604 | 237869.6434 | kWh | GSD |  | 2019-11-18 | 23 | 497244.5117 | 102929.0397 | 247602.1299 | 0 | 350531.1696
7722 | 0.009322% | 0.01133% | [6 empty] | 2019-02-18 | 24 | 54.4538 | 223478.4231 | kWh | GSD |  | 2019-11-18 | 24 | 435171.6123 | 98335.7315 | 230190.9934 | 0 | 328526.7249
7723 | 0.01098% | 0.01077% | [6 empty] | 2019-02-19 | 1 | 51.5739 | 211659.3124 | kWh | GSD |  | 2019-11-19 | 1 | 395677.4329 | 94523.7492 | 219821.8954 | 0 | 314345.6446
7724 | 0.01156% | 0.01037% | [6 empty] | 2019-02-19 | 2 | 50.8042 | 208500.4009 | kWh | GSD |  | 2019-11-19 | 2 | 382645.1785 | 91535.8072 | 211833.7715 | 0 | 303369.5787
7725 | 0.01133% | 0.009854% | [6 empty] | 2019-02-19 | 3 | 49.9101 | 204830.975 | kWh | GSD |  | 2019-11-19 | 3 | 371826.3283 | 92030.0483 | 207714.9857 | 0 | 299745.034
7726 | 0.01044% | 0.009249% | [6 empty] | 2019-02-19 | 4 | 49.8652 | 204646.6466 | kWh | GSD |  | 2019-11-19 | 4 | 387569.562 | 91407.31 | 208394.3768 | 0 | 299801.6868
7727 | 0.009095% | 0.008605% | [6 empty] | 2019-02-19 | 5 | 52.6965 | 216266.5351 | kWh | GSD |  | 2019-11-19 | 5 | 420766.0004 | 93159.2449 | 215245.0298 | 0 | 308404.2747
7728 | 0.00796% | 0.008065% | [6 empty] | 2019-02-19 | 6 | 59.617 | 244668.2493 | kWh | GSD |  | 2019-11-19 | 6 | 513924.6959 | 97465.9737 | 235470.7716 | 0 | 332936.7453
7729 | 0.007237% | 0.007717% | [6 empty] | 2019-02-19 | 7 | 70.6659 | 290012.8354 | kWh | GSD |  | 2019-11-19 | 7 | 633501.4412 | 105948.529 | 268003.3373 | 0 | 373951.8663
7730 | 0.006999% | 0.007447% | [6 empty] | 2019-02-19 | 8 | 78.6696 | 322859.9534 | kWh | GSD |  | 2019-11-19 | 8 | 669727.7831 | 117042.9161 | 309640.2375 | 0 | 426683.1536
7731 | 0.006801% | 0.007358% | [6 empty] | 2019-02-19 | 9 | 85.7459 | 351901.2608 | kWh | GSD |  | 2019-11-19 | 9 | 618353.9912 | 129562.546 | 338671.0538 | 0 | 468233.5998
7732 | 0.007089% | 0.00736% | [6 empty] | 2019-02-19 | 10 | 91.417 | 375175.4958 | kWh | GSD |  | 2019-11-19 | 10 | 564837.6835 | 140271.61 | 357804.7486 | 0 | 498076.3586
7733 | 0.007696% | 0.007571% | [6 empty] | 2019-02-19 | 11 | 92.1846 | 378325.512 | kWh | GSD |  | 2019-11-19 | 11 | 497724.3045 | 145107.1845 | 366310.5505 | 0 | 511417.735
7734 | 0.0094% | 0.008173% | [6 empty] | 2019-02-19 | 12 | 92.0813 | 377901.7867 | kWh | GSD |  | 2019-11-19 | 12 | 468333.0438 | 147693.8017 | 369905.7378 | 0 | 517599.5395
7735 | 0.01159% | 0.00918% | [6 empty] | 2019-02-19 | 13 | 90.275 | 370488.448 | kWh | GSD |  | 2019-11-19 | 13 | 438115.9686 | 148950.7814 | 367200.6359 | 0 | 516151.4173
7736 | 0.01225% | 0.01047% | [6 empty] | 2019-02-19 | 14 | 89.1151 | 365728.3576 | kWh | GSD |  | 2019-11-19 | 14 | 412763.2976 | 151052.122 | 363651.3371 | 0 | 514703.4591
7737 | 0.01131% | 0.01149% | [6 empty] | 2019-02-19 | 15 | 87.0155 | 357111.5177 | kWh | GSD |  | 2019-11-19 | 15 | 401584.8031 | 150738.1229 | 365402.8878 | 0 | 516141.0107
7738 | 0.01033% | 0.01223% | [6 empty] | 2019-02-19 | 16 | 83.5041 | 342700.8305 | kWh | GSD |  | 2019-11-19 | 16 | 399933.4687 | 151896.3492 | 357469.0367 | 0 | 509365.3859
7739 | 0.009104% | 0.01255% | [6 empty] | 2019-02-19 | 17 | 79.3695 | 325732.605 | kWh | GSD |  | 2019-11-19 | 17 | 453837.6125 | 145610.7692 | 341084.6193 | 0 | 486695.3885
7740 | 0.008566% | 0.01271% | [6 empty] | 2019-02-19 | 18 | 75.7621 | 310927.5901 | kWh | GSD |  | 2019-11-19 | 18 | 547578.5208 | 138809.3368 | 323401.684 | 0 | 462211.0208
7741 | 0.008014% | 0.01267% | [6 empty] | 2019-02-19 | 19 | 75.2118 | 308669.2159 | kWh | GSD |  | 2019-11-19 | 19 | 632959.1695 | 129699.7581 | 310822.083 | 0 | 440521.8411
7742 | 0.00755% | 0.01263% | [6 empty] | 2019-02-19 | 20 | 72.2079 | 296341.3373 | kWh | GSD |  | 2019-11-19 | 20 | 692589.6399 | 133449.4301 | 300008.4744 | 0 | 433457.9045
7743 | 0.007346% | 0.01267% | [6 empty] | 2019-02-19 | 21 | 69.5587 | 285469.0469 | kWh | GSD |  | 2019-11-19 | 21 | 661862.8684 | 126327.7185 | 287671.0352 | 0 | 413998.7537
7744 | 0.007315% | 0.0125% | [6 empty] | 2019-02-19 | 22 | 64.9999 | 266759.5537 | kWh | GSD |  | 2019-11-19 | 22 | 621622.4193 | 123232.7932 | 271566.2608 | 0 | 394799.054
7745 | 0.008301% | 0.01195% | [6 empty] | 2019-02-19 | 23 | 58.8198 | 241396.4816 | kWh | GSD |  | 2019-11-19 | 23 | 562778.2847 | 112846.233 | 251667.4228 | 0 | 364513.6558
7746 | 0.01002% | 0.01135% | [6 empty] | 2019-02-19 | 24 | 54.7107 | 224532.7033 | kWh | GSD |  | 2019-11-19 | 24 | 529848.2181 | 105770.9848 | 238421.8205 | 0 | 344192.8053
7747 | 0.01158% | 0.01081% | [6 empty] | 2019-02-20 | 1 | 52.0323 | 213540.5195 | kWh | GSD |  | 2019-11-20 | 1 | 499917.6736 | 102250.4824 | 226824.7268 | 0 | 329075.2092
7748 | 0.01267% | 0.01064% | [6 empty] | 2019-02-20 | 2 | 51.2044 | 210143.045 | kWh | GSD |  | 2019-11-20 | 2 | 466139.8099 | 100682.0885 | 221550.0819 | 0 | 322232.1704
7749 | 0.01211% | 0.01016% | [6 empty] | 2019-02-20 | 3 | 50.3465 | 206622.2328 | kWh | GSD |  | 2019-11-20 | 3 | 469111.7991 | 100249.9324 | 219193.2633 | 0 | 319443.1957
7750 | 0.01137% | 0.009692% | [6 empty] | 2019-02-20 | 4 | 50.2497 | 206224.7842 | kWh | GSD |  | 2019-11-20 | 4 | 493244.42 | 99838.8302 | 216943.7539 | 0 | 316782.5841
7751 | 0.01029% | 0.008948% | [6 empty] | 2019-02-20 | 5 | 53.3125 | 218794.5288 | kWh | GSD |  | 2019-11-20 | 5 | 515006.6083 | 100750.9952 | 220823.0674 | 0 | 321574.0626
7752 | 0.009692% | 0.008449% | [6 empty] | 2019-02-20 | 6 | 61.0875 | 250703.1497 | kWh | GSD |  | 2019-11-20 | 6 | 597363.6418 | 103754.7708 | 241916.5116 | 0 | 345671.2824
7753 | 0.009144% | 0.008078% | [6 empty] | 2019-02-20 | 7 | 72.3262 | 296826.7162 | kWh | GSD |  | 2019-11-20 | 7 | 718085.89 | 110853.3484 | 276354.5373 | 0 | 387207.8857
7754 | 0.008526% | 0.00791% | [6 empty] | 2019-02-20 | 8 | 80.7522 | 331407.1764 | kWh | GSD |  | 2019-11-20 | 8 | 739814.0287 | 122531.1853 | 314581.4376 | 0 | 437112.6229
7755 | 0.008581% | 0.007842% | [6 empty] | 2019-02-20 | 9 | 86.8322 | 356359.1524 | kWh | GSD |  | 2019-11-20 | 9 | 655651.788 | 136461.1076 | 345771.3233 | 0 | 482232.4309
7756 | 0.009022% | 0.007776% | [6 empty] | 2019-02-20 | 10 | 91.8415 | 376917.5055 | kWh | GSD |  | 2019-11-20 | 10 | 568553.7539 | 147778.4858 | 361788.6988 | 0 | 509567.1846
7757 | 0.00942% | 0.007894% | [6 empty] | 2019-02-20 | 11 | 93.7043 | 384562.6019 | kWh | GSD |  | 2019-11-20 | 11 | 491667.5618 | 150992.4321 | 369866.1001 | 0 | 520858.5322
7758 | 0.01093% | 0.008486% | [6 empty] | 2019-02-20 | 12 | 96.6737 | 396748.9575 | kWh | GSD |  | 2019-11-20 | 12 | 437824.9393 | 149845.7003 | 372513.3749 | 0 | 522359.0752
7759 | 0.01313% | 0.009505% | [6 empty] | 2019-02-20 | 13 | 98.6707 | 404944.6602 | kWh | GSD |  | 2019-11-20 | 13 | 409369.6996 | 151514.9346 | 369927.4674 | 0 | 521442.402
7760 | 0.01353% | 0.01073% | [6 empty] | 2019-02-20 | 14 | 101.5569 | 416789.4769 | kWh | GSD |  | 2019-11-20 | 14 | 387417.9792 | 152433.6608 | 372189.5222 | 0 | 524623.183
7761 | 0.01199% | 0.01184% | [6 empty] | 2019-02-20 | 15 | 101.2207 | 415409.6681 | kWh | GSD |  | 2019-11-20 | 15 | 375978.265 | 153067.1066 | 375863.5906 | 0 | 528930.6972
7762 | 0.0104% | 0.01251% | [6 empty] | 2019-02-20 | 16 | 98.4082 | 403867.1307 | kWh | GSD |  | 2019-11-20 | 16 | 390578.9363 | 153464.14 | 369275.4661 | 0 | 522739.6061
7763 | 0.008993% | 0.01279% | [6 empty] | 2019-02-20 | 17 | 93.2905 | 382864.2167 | kWh | GSD |  | 2019-11-20 | 17 | 437661.2508 | 147442.9954 | 353370.8668 | 0 | 500813.8622
7764 | 0.008008% | 0.01282% | [6 empty] | 2019-02-20 | 18 | 87.5554 | 359327.177 | kWh | GSD |  | 2019-11-20 | 18 | 530883.3305 | 141193.955 | 332010.1082 | 0 | 473204.0632
7765 | 0.007488% | 0.0128% | [6 empty] | 2019-02-20 | 19 | 84.5338 | 346926.8244 | kWh | GSD |  | 2019-11-20 | 19 | 593869.8172 | 128905.7794 | 317793.6441 | 0 | 446699.4235
7766 | 0.007086% | 0.01288% | [6 empty] | 2019-02-20 | 20 | 79.7835 | 327431.5187 | kWh | GSD |  | 2019-11-20 | 20 | 615258.4777 | 125782.2596 | 307280.1799 | 0 | 433062.4395
7767 | 0.006877% | 0.01298% | [6 empty] | 2019-02-20 | 21 | 75.2321 | 308752.4608 | kWh | GSD |  | 2019-11-20 | 21 | 613432.3076 | 121114.0049 | 295484.079 | 0 | 416598.0839
7768 | 0.007144% | 0.01283% | [6 empty] | 2019-02-20 | 22 | 69.4381 | 284973.8576 | kWh | GSD |  | 2019-11-20 | 22 | 592720.8404 | 114122.419 | 279287.2369 | 0 | 393409.6559
7769 | 0.008005% | 0.01229% | [6 empty] | 2019-02-20 | 23 | 63.0244 | 258652.057 | kWh | GSD |  | 2019-11-20 | 23 | 528787.3445 | 105118.3812 | 257667.9938 | 0 | 362786.375
7770 | 0.009711% | 0.01162% | [6 empty] | 2019-02-20 | 24 | 58.7501 | 241110.4507 | kWh | GSD |  | 2019-11-20 | 24 | 474811.7297 | 100515.4518 | 242305.6071 | 0 | 342821.0589
7771 | 0.01086% | 0.01097% | [6 empty] | 2019-02-21 | 1 | 55.3743 | 227256.2927 | kWh | GSD |  | 2019-11-21 | 1 | 442320.3607 | 97888.2719 | 228826.873 | 0 | 326715.1449
7772 | 0.01125% | 0.01063% | [6 empty] | 2019-02-21 | 2 | 54.0263 | 221723.9996 | kWh | GSD |  | 2019-11-21 | 2 | 433136.8438 | 97154.2433 | 221731.2584 | 0 | 318885.5017
7773 | 0.01122% | 0.01023% | [6 empty] | 2019-02-21 | 3 | 53.483 | 219494.0846 | kWh | GSD |  | 2019-11-21 | 3 | 449339.6404 | 96016.2576 | 217783.1823 | 0 | 313799.4399
7774 | 0.01084% | 0.009657% | [6 empty] | 2019-02-21 | 4 | 53.4971 | 219552.0363 | kWh | GSD |  | 2019-11-21 | 4 | 472963.2961 | 96874.7177 | 217420.5113 | 0 | 314295.229
7775 | 0.009672% | 0.008906% | [6 empty] | 2019-02-21 | 5 | 56.3948 | 231444.3472 | kWh | GSD |  | 2019-11-21 | 5 | 492890.546 | 98032.2688 | 220855.9771 | 0 | 318888.2459
7776 | 0.008685% | 0.008416% | [6 empty] | 2019-02-21 | 6 | 64.0479 | 262852.714 | kWh | GSD |  | 2019-11-21 | 6 | 600658.0041 | 101321.7015 | 241220.8327 | 0 | 342542.5342
7777 | 0.008091% | 0.00802% | [6 empty] | 2019-02-21 | 7 | 75.7095 | 310711.7304 | kWh | GSD |  | 2019-11-21 | 7 | 700540.9511 | 110372.4725 | 271870.932 | 0 | 382243.4045
7778 | 0.007923% | 0.007828% | [6 empty] | 2019-02-21 | 8 | 83.6309 | 343221.2818 | kWh | GSD |  | 2019-11-21 | 8 | 715179.3078 | 122761.5012 | 312117.5144 | 0 | 434879.0156
7779 | 0.008219% | 0.007703% | [6 empty] | 2019-02-21 | 9 | 92.3158 | 378863.9099 | kWh | GSD |  | 2019-11-21 | 9 | 653659.444 | 134612.6095 | 337175.398 | 0 | 471788.0075
7780 | 0.008651% | 0.007715% | [6 empty] | 2019-02-21 | 10 | 99.254 | 407338.5987 | kWh | GSD |  | 2019-11-21 | 10 | 544905.6897 | 143980.5833 | 357673.7872 | 0 | 501654.3705
7781 | 0.009016% | 0.007828% | [6 empty] | 2019-02-21 | 11 | 104.1653 | 427494.5211 | kWh | GSD |  | 2019-11-21 | 11 | 479516.7124 | 147322.2363 | 365720.0139 | 0 | 513042.2502
7782 | 0.01099% | 0.008409% | [6 empty] | 2019-02-21 | 12 | 107.2248 | 440050.7578 | kWh | GSD |  | 2019-11-21 | 12 | 429178.2128 | 150792.0211 | 369558.2393 | 0 | 520350.2604
7783 | 0.01281% | 0.009383% | [6 empty] | 2019-02-21 | 13 | 108.7245 | 446205.3004 | kWh | GSD |  | 2019-11-21 | 13 | 394881.9073 | 152969.1621 | 370466.1196 | 0 | 523435.2817
7784 | 0.01308% | 0.01068% | [6 empty] | 2019-02-21 | 14 | 109.3838 | 448910.9332 | kWh | GSD |  | 2019-11-21 | 14 | 383280.1228 | 153454.5793 | 370112.8083 | 0 | 523567.3876
7785 | 0.01196% | 0.01158% | [6 empty] | 2019-02-21 | 15 | 109.463 | 449236.2176 | kWh | GSD |  | 2019-11-21 | 15 | 374515.0076 | 154058.8109 | 370864.1711 | 0 | 524922.982
7786 | 0.009967% | 0.01231% | [6 empty] | 2019-02-21 | 16 | 105.3075 | 432182.0755 | kWh | GSD |  | 2019-11-21 | 16 | 386328.6188 | 155230.615 | 364804.7355 | 0 | 520035.3505
7787 | 0.008771% | 0.01259% | [6 empty] | 2019-02-21 | 17 | 99.5212 | 408434.8048 | kWh | GSD |  | 2019-11-21 | 17 | 433302.8159 | 147443.8647 | 346123.9309 | 0 | 493567.7956
7788 | 0.00785% | 0.01277% | [6 empty] | 2019-02-21 | 18 | 93.0123 | 381722.6055 | kWh | GSD |  | 2019-11-21 | 18 | 501610.2653 | 138518.5503 | 328573.3908 | 0 | 467091.9411
7789 | 0.007223% | 0.01285% | [6 empty] | 2019-02-21 | 19 | 88.7176 | 364096.9987 | kWh | GSD |  | 2019-11-21 | 19 | 569457.3166 | 131387.1237 | 316707.831 | 0 | 448094.9547
7790 | 0.007011% | 0.01285% | [6 empty] | 2019-02-21 | 20 | 84.773 | 347908.5904 | kWh | GSD |  | 2019-11-21 | 20 | 581631.2985 | 129871.2392 | 303221.602 | 0 | 433092.8412
7791 | 0.00685% | 0.01289% | [6 empty] | 2019-02-21 | 21 | 79.9106 | 327953.1175 | kWh | GSD |  | 2019-11-21 | 21 | 576501.0974 | 124039.9224 | 289504.2846 | 0 | 413544.207
7792 | 0.007066% | 0.01277% | [6 empty] | 2019-02-21 | 22 | 73.8969 | 303273.0172 | kWh | GSD |  | 2019-11-21 | 22 | 571249.6457 | 117849.9346 | 272959.6429 | 0 | 390809.5775
7793 | 0.007926% | 0.01212% | [6 empty] | 2019-02-21 | 23 | 65.4274 | 268513.8647 | kWh | GSD |  | 2019-11-21 | 23 | 488441.0637 | 109683.4253 | 251739.1136 | 0 | 361422.5389
7794 | 0.009175% | 0.01147% | [6 empty] | 2019-02-21 | 24 | 60.6008 | 248705.6468 | kWh | GSD |  | 2019-11-21 | 24 | 416512.7987 | 102627.2012 | 235372.7762 | 0 | 337999.9774
7795 | 0.01042% | 0.011% | [6 empty] | 2019-02-22 | 1 | 56.5937 | 232260.4183 | kWh | GSD |  | 2019-11-22 | 1 | 381848.4404 | 97789.1673 | 224394.9239 | 0 | 322184.0912
7796 | 0.01064% | 0.01063% | [6 empty] | 2019-02-22 | 2 | 55.5503 | 227978.2413 | kWh | GSD |  | 2019-11-22 | 2 | 355779.5851 | 95357.5136 | 215918.5708 | 0 | 311276.0844
7797 | 0.01055% | 0.01015% | [6 empty] | 2019-02-22 | 3 | 53.9932 | 221588.1869 | kWh | GSD |  | 2019-11-22 | 3 | 352890.2766 | 93924.0206 | 212734.6645 | 0 | 306658.6851
7798 | 0.01045% | 0.009594% | [6 empty] | 2019-02-22 | 4 | 54.2393 | 222598.2721 | kWh | GSD |  | 2019-11-22 | 4 | 354388.487 | 92260.998 | 209358.6984 | 0 | 301619.6964
7799 | 0.008934% | 0.008872% | [6 empty] | 2019-02-22 | 5 | 56.6448 | 232470.3018 | kWh | GSD |  | 2019-11-22 | 5 | 379825.29 | 92791.7755 | 213921.4719 | 0 | 306713.2474
7800 | 0.007619% | 0.008297% | [6 empty] | 2019-02-22 | 6 | 63.4562 | 260424.3584 | kWh | GSD |  | 2019-11-22 | 6 | 443449.9545 | 95412.7919 | 231088.7105 | 0 | 326501.5024
7801 | 0.006985% | 0.007909% | [6 empty] | 2019-02-22 | 7 | 74.7304 | 306693.571 | kWh | GSD |  | 2019-11-22 | 7 | 552893.9038 | 103987.6056 | 264917.2509 | 0 | 368904.8565
7802 | 0.006508% | 0.007641% | [6 empty] | 2019-02-22 | 8 | 83.1686 | 341323.9965 | kWh | GSD |  | 2019-11-22 | 8 | 577238.4081 | 110963.3735 | 303610.4746 | 0 | 414573.8481
7803 | 0.006455% | 0.007528% | [6 empty] | 2019-02-22 | 9 | 91.0849 | 373812.5495 | kWh | GSD |  | 2019-11-22 | 9 | 522802.6324 | 117950.7085 | 333595.6989 | 0 | 451546.4074
7804 | 0.006482% | 0.007404% | [6 empty] | 2019-02-22 | 10 | 98.681 | 404986.9108 | kWh | GSD |  | 2019-11-22 | 10 | 467700.7118 | 130444.1165 | 354816.5374 | 0 | 485260.6539
7805 | 0.006948% | 0.007529% | [6 empty] | 2019-02-22 | 11 | 103.7733 | 425885.7233 | kWh | GSD |  | 2019-11-22 | 11 | 426613.1075 | 138885.956 | 367974.0325 | 0 | 506859.9885
7806 | 0.008111% | 0.008015% | [6 empty] | 2019-02-22 | 12 | 107.1662 | 439809.9746 | kWh | GSD |  | 2019-11-22 | 12 | 400744.9763 | 145033.2209 | 382514.3133 | 0 | 527547.5342
7807 | 0.01011% | 0.009056% | [6 empty] | 2019-02-22 | 13 | 108.4936 | 445257.6423 | kWh | GSD |  | 2019-11-22 | 13 | 397610.5588 | 149706.9287 | 389823.4137 | 0 | 539530.3424
7808 | 0.01056% | 0.01018% | [6 empty] | 2019-02-22 | 14 | 109.2751 | 448464.8089 | kWh | GSD |  | 2019-11-22 | 14 | 386767.2615 | 154454.0386 | 387358.54 | 0 | 541812.5786
7809 | 0.009563% | 0.01108% | [6 empty] | 2019-02-22 | 15 | 106.6552 | 437712.8999 | kWh | GSD |  | 2019-11-22 | 15 | 381495.9212 | 157128.5709 | 384399.4474 | 0 | 541528.0183
7810 | 0.008555% | 0.01191% | [6 empty] | 2019-02-22 | 16 | 102.1151 | 419080.5487 | kWh | GSD |  | 2019-11-22 | 16 | 408199.3703 | 160454.5836 | 376300.1409 | 0 | 536754.7245
7811 | 0.007803% | 0.01244% | [6 empty] | 2019-02-22 | 17 | 94.4846 | 387764.921 | kWh | GSD |  | 2019-11-22 | 17 | 426688.1876 | 152345.8137 | 354640.3145 | 0 | 506986.1282
7812 | 0.00733% | 0.01295% | [6 empty] | 2019-02-22 | 18 | 88.8431 | 364612.1311 | kWh | GSD |  | 2019-11-22 | 18 | 478866.8979 | 144668.8318 | 329440.9827 | 0 | 474109.8145
7813 | 0.007273% | 0.01324% | [6 empty] | 2019-02-22 | 19 | 85.8825 | 352461.7046 | kWh | GSD |  | 2019-11-22 | 19 | 520222.7124 | 135705.9948 | 312250.9028 | 0 | 447956.8976
7814 | 0.007075% | 0.0133% | [6 empty] | 2019-02-22 | 20 | 80.9837 | 332357.2308 | kWh | GSD |  | 2019-11-22 | 20 | 515651.834 | 133879.0789 | 294932.3638 | 0 | 428811.4427
7815 | 0.006978% | 0.01329% | [6 empty] | 2019-02-22 | 21 | 77.1399 | 316582.1349 | kWh | GSD |  | 2019-11-22 | 21 | 500502.196 | 123482.2909 | 282787.1962 | 0 | 406269.4871
7816 | 0.007467% | 0.01318% | [6 empty] | 2019-02-22 | 22 | 72.0038 | 295503.7932 | kWh | GSD |  | 2019-11-22 | 22 | 465367.5464 | 116938.6155 | 267863.4817 | 0 | 384802.0972
7817 | 0.007805% | 0.01245% | [6 empty] | 2019-02-22 | 23 | 64.2935 | 263860.5127 | kWh | GSD |  | 2019-11-22 | 23 | 425452.4565 | 109582.8455 | 248664.4 | 0 | 358247.2455
7818 | 0.008759% | 0.01164% | [6 empty] | 2019-02-22 | 24 | 59.9409 | 245997.2702 | kWh | GSD |  | 2019-11-22 | 24 | 378689.6329 | 100672.2315 | 231299.4693 | 0 | 331971.7008
7819 | 0.009516% | 0.011% | [6 empty] | 2019-02-23 | 1 | 56.4312 | 231593.7024 | kWh | GSD |  | 2019-11-23 | 1 | 339680.232 | 94685.3636 | 218543.951 | 0 | 313229.3146
7820 | 0.009432% | 0.01053% | [6 empty] | 2019-02-23 | 2 | 54.2849 | 222785.0974 | kWh | GSD |  | 2019-11-23 | 2 | 317359.6999 | 91373.4874 | 209544.9484 | 0 | 300918.4358
7821 | 0.009155% | 0.009973% | [6 empty] | 2019-02-23 | 3 | 53.4808 | 219485.2019 | kWh | GSD |  | 2019-11-23 | 3 | 300354.2581 | 88754.5619 | 203873.2303 | 0 | 292627.7922
7822 | 0.008512% | 0.009446% | [6 empty] | 2019-02-23 | 4 | 53.4422 | 219326.6804 | kWh | GSD |  | 2019-11-23 | 4 | 298980.463 | 86707.8937 | 201581.1007 | 0 | 288288.9944
7823 | 0.007782% | 0.008794% | [6 empty] | 2019-02-23 | 5 | 53.9988 | 221611.2024 | kWh | GSD |  | 2019-11-23 | 5 | 310766.0497 | 86263.3244 | 202314.1361 | 0 | 288577.4605
7824 | 0.006927% | 0.008149% | [6 empty] | 2019-02-23 | 6 | 55.9654 | 229681.9327 | kWh | GSD |  | 2019-11-23 | 6 | 344242.1096 | 87338.1924 | 206980.6387 | 0 | 294318.8311
7825 | 0.006213% | 0.007689% | [6 empty] | 2019-02-23 | 7 | 60.5824 | 248630.2186 | kWh | GSD |  | 2019-11-23 | 7 | 385690.5463 | 91542.2472 | 224077.628 | 0 | 315619.8752
7826 | 0.005805% | 0.007387% | [6 empty] | 2019-02-23 | 8 | 64.369 | 264170.1847 | kWh | GSD |  | 2019-11-23 | 8 | 463788.0422 | 92628.5862 | 244319.4898 | 0 | 336948.076
7827 | 0.005494% | 0.007183% | [6 empty] | 2019-02-23 | 9 | 68.5287 | 281241.9192 | kWh | GSD |  | 2019-11-23 | 9 | 538858.5846 | 93106.1643 | 254018.7327 | 0 | 347124.897
7828 | 0.005469% | 0.007077% | [6 empty] | 2019-02-23 | 10 | 71.1135 | 291849.9688 | kWh | GSD |  | 2019-11-23 | 10 | 515409.8809 | 99076.095 | 265953.5211 | 0 | 365029.6161
7829 | 0.005684% | 0.007084% | [6 empty] | 2019-02-23 | 11 | 72.5705 | 297829.1576 | kWh | GSD |  | 2019-11-23 | 11 | 505647.8585 | 107294.5361 | 279194.6261 | 0 | 386489.1622
7830 | 0.006297% | 0.007225% | [6 empty] | 2019-02-23 | 12 | 75.5608 | 310101.5451 | kWh | GSD |  | 2019-11-23 | 12 | 493355.1726 | 112728.9302 | 289587.5059 | 0 | 402316.4361
7831 | 0.007055% | 0.007748% | [6 empty] | 2019-02-23 | 13 | 77.8036 | 319306.1183 | kWh | GSD |  | 2019-11-23 | 13 | 492144.3271 | 116993.7425 | 296025.8967 | 0 | 413019.6392
7832 | 0.008483% | 0.008271% | [6 empty] | 2019-02-23 | 14 | 77.5215 | 318148.3236 | kWh | GSD |  | 2019-11-23 | 14 | 502640.9943 | 120461.4754 | 293620.2084 | 0 | 414081.6838
7833 | 0.009856% | 0.008521% | [6 empty] | 2019-02-23 | 15 | 75.652 | 310475.9423 | kWh | GSD |  | 2019-11-23 | 15 | 508583.0128 | 124251.8789 | 285712.6951 | 0 | 409964.574
7834 | 0.009428% | 0.008961% | [6 empty] | 2019-02-23 | 16 | 73.3734 | 301124.3632 | kWh | GSD |  | 2019-11-23 | 16 | 524602.3383 | 124011.1446 | 285311.2097 | 0 | 409322.3543
7835 | 0.009249% | 0.009488% | [6 empty] | 2019-02-23 | 17 | 71.8191 | 294745.6922 | kWh | GSD |  | 2019-11-23 | 17 | 527873.4115 | 120493.0909 | 279623.5962 | 0 | 400116.6871
7836 | 0.009024% | 0.009876% | [6 empty] | 2019-02-23 | 18 | 70.239 | 288260.7637 | kWh | GSD |  | 2019-11-23 | 18 | 542633.8826 | 121333.7625 | 272819.7751 | 0 | 394153.5376
7837 | 0.009002% | 0.01014% | [6 empty] | 2019-02-23 | 19 | 71.025 | 291486.7785 | kWh | GSD |  | 2019-11-23 | 19 | 549406.2465 | 122465.0794 | 273873.258 | 0 | 396338.3374
7838 | 0.009194% | 0.01016% | [6 empty] | 2019-02-23 | 20 | 69.9383 | 287026.5932 | kWh | GSD |  | 2019-11-23 | 20 | 532186.0075 | 123188.639 | 271298.0524 | 0 | 394486.6914
7839 | 0.009303% | 0.01006% | [6 empty] | 2019-02-23 | 21 | 67.4977 | 277010.3924 | kWh | GSD |  | 2019-11-23 | 21 | 506898.5342 | 119808.3425 | 262238.3454 | 0 | 382046.6879
7840 | 0.009596% | 0.01005% | [6 empty] | 2019-02-23 | 22 | 64.7365 | 265678.6095 | kWh | GSD |  | 2019-11-23 | 22 | 473531.0238 | 116564.6652 | 253123.2061 | 0 | 369687.8713
7841 | 0.009656% | 0.009822% | [6 empty] | 2019-02-23 | 23 | 60.2702 | 247348.7304 | kWh | GSD |  | 2019-11-23 | 23 | 447319.5417 | 109354.5069 | 239784.569 | 0 | 349139.0759
7842 | 0.009926% | 0.009676% | [6 empty] | 2019-02-23 | 24 | 56.0436 | 230002.7884 | kWh | GSD |  | 2019-11-23 | 24 | 380522.4294 | 102105.3251 | 226252.9233 | 0 | 328358.2484
7843 | 0.01005% | 0.009729% | [6 empty] | 2019-02-24 | 1 | 53.3085 | 218777.9809 | kWh | GSD |  | 2019-11-24 | 1 | 333471.6261 | 96312.8899 | 216965.4643 | 0 | 313278.3542
7844 | 0.009734% | 0.009684% | [6 empty] | 2019-02-24 | 2 | 51.7689 | 212459.4462 | kWh | GSD |  | 2019-11-24 | 2 | 298854.2923 | 94060.1708 | 210153.4634 | 0 | 304213.6342
7845 | 0.009272% | 0.009378% | [6 empty] | 2019-02-24 | 3 | 51.2463 | 210314.9426 | kWh | GSD |  | 2019-11-24 | 3 | 270824.4646 | 90886.5837 | 205224.5962 | 0 | 296111.1799
7846 | 0.008662% | 0.009075% | [6 empty] | 2019-02-24 | 4 | 51.3853 | 210885.1427 | kWh | GSD |  | 2019-11-24 | 4 | 254690.29 | 89165.5635 | 202006.8494 | 0 | 291172.4129
7847 | 0.008182% | 0.008571% | [6 empty] | 2019-02-24 | 5 | 52.1574 | 214053.8601 | kWh | GSD |  | 2019-11-24 | 5 | 254047.2115 | 85790.3209 | 199278.9837 | 0 | 285069.3046
7848 | 0.00696% | 0.008061% | [6 empty] | 2019-02-24 | 6 | 54.5528 | 223884.6123 | kWh | GSD |  | 2019-11-24 | 6 | 265465.3179 | 84776.1877 | 204097.534 | 0 | 288873.7217
7849 | 0.0061% | 0.00769% | [6 empty] | 2019-02-24 | 7 | 58.334 | 239402.7114 | kWh | GSD |  | 2019-11-24 | 7 | 304141.6059 | 85598.4212 | 213254.9191 | 0 | 298853.3404
7850 | 0.005466% | 0.007468% | [6 empty] | 2019-02-24 | 8 | 59.8596 | 245663.964 | kWh | GSD |  | 2019-11-24 | 8 | 389463.9629 | 85692.6821 | 224252.003 | 0 | 309944.6851
7851 | 0.004954% | 0.007269% | [6 empty] | 2019-02-24 | 9 | 65.9472 | 270647.3779 | kWh | GSD |  | 2019-11-24 | 9 | 485772.2307 | 80867.9399 | 225870.1302 | 0 | 306738.0701
7852 | 0.004659% | 0.007148% | [6 empty] | 2019-02-24 | 10 | 70.0868 | 287636.3953 | kWh | GSD |  | 2019-11-24 | 10 | 524950.0487 | 88139.9834 | 237010.3591 | 0 | 325150.3425
7853 | 0.004647% | 0.006998% | [6 empty] | 2019-02-24 | 11 | 72.6676 | 298227.8073 | kWh | GSD |  | 2019-11-24 | 11 | 537226.2355 | 96977.3831 | 240767.9323 | 0 | 337745.3154
7854 | 0.004856% | 0.007091% | [6 empty] | 2019-02-24 | 12 | 74.5918 | 306124.6787 | kWh | GSD |  | 2019-11-24 | 12 | 533991.9892 | 105670.4635 | 243155.2328 | 0 | 348825.6963
7855 | 0.005563% | 0.007336% | [6 empty] | 2019-02-24 | 13 | 73.0258 | 299697.9406 | kWh | GSD |  | 2019-11-24 | 13 | 523735.0735 | 109610.1512 | 245477.9031 | 0 | 355088.0543
7856 | 0.007124% | 0.007609% | [6 empty] | 2019-02-24 | 14 | 71.8307 | 294793.13 | kWh | GSD |  | 2019-11-24 | 14 | 540551.3856 | 107021.0778 | 244201.7734 | 0 | 351222.8512
7857 | 0.008885% | 0.00753% | [6 empty] | 2019-02-24 | 15 | 68.4069 | 280742.1221 | kWh | GSD |  | 2019-11-24 | 15 | 522842.3382 | 104357.9513 | 241957.1786 | 0 | 346315.1299
7858 | 0.009602% | 0.007982% | [6 empty] | 2019-02-24 | 16 | 66.6438 | 273506.0497 | kWh | GSD |  | 2019-11-24 | 16 | 534437.7354 | 101531.9952 | 240285.6888 | 0 | 341817.684
7859 | 0.009827% | 0.008291% | [6 empty] | 2019-02-24 | 17 | 65.3508 | 268199.5889 | kWh | GSD |  | 2019-11-24 | 17 | 556377.0739 | 98836.0296 | 238570.105 | 0 | 337406.1346
7860 | 0.009767% | 0.008563% | [6 empty] | 2019-02-24 | 18 | 64.3228 | 263980.9691 | kWh | GSD |  | 2019-11-24 | 18 | 594651.2668 | 100930.0486 | 238833.8476 | 0 | 339763.8962
7861 | 0.00958% | 0.008717% | [6 empty] | 2019-02-24 | 19 | 64.0514 | 262866.9216 | kWh | GSD |  | 2019-11-24 | 19 | 657841.9663 | 105998.8173 | 241340.1318 | 0 | 347338.9491
7862 | 0.009887% | 0.008622% | [6 empty] | 2019-02-24 | 20 | 61.984 | 254382.5333 | kWh | GSD |  | 2019-11-24 | 20 | 666161.6147 | 111593.7747 | 239671.2215 | 0 | 351264.9962
7863 | 0.009564% | 0.008501% | [6 empty] | 2019-02-24 | 21 | 58.9543 | 241948.3248 | kWh | GSD |  | 2019-11-24 | 21 | 644504.7249 | 108902.7106 | 235283.546 | 0 | 344186.2566
7864 | 0.009776% | 0.008391% | [6 empty] | 2019-02-24 | 22 | 56.6426 | 232461.1943 | kWh | GSD |  | 2019-11-24 | 22 | 591768.0651 | 106925.012 | 229400.5797 | 0 | 336325.5917
7865 | 0.01018% | 0.008283% | [6 empty] | 2019-02-24 | 23 | 53.3454 | 218929.6078 | kWh | GSD |  | 2019-11-24 | 23 | 551836.9299 | 102165.9228 | 220224.0334 | 0 | 322389.9562
7866 | 0.01088% | 0.008341% | [6 empty] | 2019-02-24 | 24 | 50.7542 | 208295.2863 | kWh | GSD |  | 2019-11-24 | 24 | 495119.9739 | 98097.641 | 215139.7206 | 0 | 313237.3616
7867 | 0.01203% | 0.008526% | [6 empty] | 2019-02-25 | 1 | 48.4234 | 198729.6523 | kWh | GSD |  | 2019-11-25 | 1 | 470437.113 | 96717.0484 | 210174.181 | 0 | 306891.2294
7868 | 0.01219% | 0.008623% | [6 empty] | 2019-02-25 | 2 | 47.2894 | 194075.6519 | kWh | GSD |  | 2019-11-25 | 2 | 458697.4712 | 97310.9538 | 206096.3232 | 0 | 303407.277
7869 | 0.01179% | 0.008449% | [6 empty] | 2019-02-25 | 3 | 46.8286 | 192184.5613 | kWh | GSD |  | 2019-11-25 | 3 | 463227.4547 | 97294.0066 | 205563.8398 | 0 | 302857.8464
7870 | 0.01082% | 0.008256% | [6 empty] | 2019-02-25 | 4 | 47.5036 | 194954.6457 | kWh | GSD |  | 2019-11-25 | 4 | 482109.9261 | 97837.7463 | 208058.1248 | 0 | 305895.8711
7871 | 0.01009% | 0.007914% | [6 empty] | 2019-02-25 | 5 | 51.0112 | 209350.0503 | kWh | GSD |  | 2019-11-25 | 5 | 517627.479 | 98044.1202 | 216453.2286 | 0 | 314497.3488
7872 | 0.009056% | 0.007689% | [6 empty] | 2019-02-25 | 6 | 58.5029 | 240095.7697 | kWh | GSD |  | 2019-11-25 | 6 | 624434.0757 | 101695.9182 | 236482.2616 | 0 | 338178.1798
7873 | 0.008605% | 0.007534% | [6 empty] | 2019-02-25 | 7 | 69.2912 | 284370.9448 | kWh | GSD |  | 2019-11-25 | 7 | 743578.7483 | 108834.5036 | 272067.4359 | 0 | 380901.9395
7874 | 0.00839% | 0.007448% | [6 empty] | 2019-02-25 | 8 | 78.0044 | 320129.9587 | kWh | GSD |  | 2019-11-25 | 8 | 784411.8491 | 120618.2106 | 310572.6036 | 0 | 431190.8142
7875 | 0.008473% | 0.007435% | [6 empty] | 2019-02-25 | 9 | 83.3284 | 341979.8288 | kWh | GSD |  | 2019-11-25 | 9 | 758280.8496 | 141422.0288 | 336535.4395 | 0 | 477957.4683
7876 | 0.008818% | 0.007509% | [6 empty] | 2019-02-25 | 10 | 87.3689 | 358562.0586 | kWh | GSD |  | 2019-11-25 | 10 | 661384.3257 | 148834.7939 | 353903.0292 | 0 | 502737.8231
7877 | 0.009468% | 0.00772% | [6 empty] | 2019-02-25 | 11 | 88.7592 | 364267.9251 | kWh | GSD |  | 2019-11-25 | 11 | 577992.7521 | 150794.2153 | 359136.953 | 0 | 509931.1683
7878 | 0.01142% | 0.008302% | [6 empty] | 2019-02-25 | 12 | 89.8382 | 368696.0043 | kWh | GSD |  | 2019-11-25 | 12 | 510058.7397 | 150064.7748 | 359525.4136 | 0 | 509590.1884
7879 | 0.0136% | 0.00935% | [6 empty] | 2019-02-25 | 13 | 88.9099 | 364886.1864 | kWh | GSD |  | 2019-11-25 | 13 | 474517.7948 | 149646.8857 | 360858.9733 | 0 | 510505.859
7880 | 0.01435% | 0.01058% | [6 empty] | 2019-02-25 | 14 | 89.8225 | 368631.5135 | kWh | GSD |  | 2019-11-25 | 14 | 436038.1916 | 149441.1478 | 358320.2575 | 0 | 507761.4053
7881 | 0.01387% | 0.01173% | [6 empty] | 2019-02-25 | 15 | 88.2106 | 362016.1814 | kWh | GSD |  | 2019-11-25 | 15 | 413158.47 | 146532.5992 | 356829.2999 | 0 | 503361.8991
7882 | 0.0121% | 0.01234% | [6 empty] | 2019-02-25 | 16 | 84.0922 | 345114.4408 | kWh | GSD |  | 2019-11-25 | 16 | 423197.828 | 148514.4902 | 346632.6823 | 0 | 495147.1725
7883 | 0.01057% | 0.01252% | [6 empty] | 2019-02-25 | 17 | 79.4451 | 326042.6627 | kWh | GSD |  | 2019-11-25 | 17 | 470161.0108 | 141671.6859 | 331501.2041 | 0 | 473172.89
7884 | 0.00933% | 0.01251% | [6 empty] | 2019-02-25 | 18 | 74.8058 | 307003.1806 | kWh | GSD |  | 2019-11-25 | 18 | 549809.215 | 133874.6981 | 314904.7635 | 0 | 448779.4616
7885 | 0.00868% | 0.01253% | [6 empty] | 2019-02-25 | 19 | 73.348 | 301020.1623 | kWh | GSD |  | 2019-11-25 | 19 | 653296.9196 | 126424.385 | 308270.6776 | 0 | 434695.0626
7886 | 0.007976% | 0.01246% | [6 empty] | 2019-02-25 | 20 | 71.634 | 293986.0737 | kWh | GSD |  | 2019-11-25 | 20 | 675441.7422 | 125608.1201 | 293866.919 | 0 | 419475.0391
7887 | 0.007557% | 0.01236% | [6 empty] | 2019-02-25 | 21 | 68.4212 | 280800.4623 | kWh | GSD |  | 2019-11-25 | 21 | 659312.0014 | 116372.7296 | 283100.4527 | 0 | 399473.1823
7888 | 0.007741% | 0.01215% | [6 empty] | 2019-02-25 | 22 | 64.5161 | 264774.1109 | kWh | GSD |  | 2019-11-25 | 22 | 637590.5953 | 112911.9907 | 267992.8541 | 0 | 380904.8448
7889 | 0.0086% | 0.01162% | [6 empty] | 2019-02-25 | 23 | 58.1447 | 238625.9139 | kWh | GSD |  | 2019-11-25 | 23 | 598131.8313 | 106241.5424 | 250777.548 | 0 | 357019.0904
7890 | 0.01006% | 0.01102% | [6 empty] | 2019-02-25 | 24 | 54.5267 | 223777.4952 | kWh | GSD |  | 2019-11-25 | 24 | 557520.3035 | 102802.6219 | 234168.3105 | 0 | 336970.9324
7891 | 0.01195% | 0.01067% | [6 empty] | 2019-02-26 | 1 | 52.1808 | 214150.156 | kWh | GSD |  | 2019-11-26 | 1 | 513726.5388 | 100603.8767 | 223519.7859 | 0 | 324123.6626
7892 | 0.01235% | 0.0103% | [6 empty] | 2019-02-26 | 2 | 51.4256 | 211050.8297 | kWh | GSD |  | 2019-11-26 | 2 | 500953.6559 | 99355.3084 | 220368.7468 | 0 | 319724.0552
7893 | 0.01206% | 0.009806% | [6 empty] | 2019-02-26 | 3 | 50.7429 | 208248.7918 | kWh | GSD |  | 2019-11-26 | 3 | 506518.9082 | 99755.4068 | 217651.1759 | 0 | 317406.5827
7894 | 0.01166% | 0.00935% | [6 empty] | 2019-02-26 | 4 | 50.3226 | 206523.7982 | kWh | GSD |  | 2019-11-26 | 4 | 527357.8792 | 100946.0262 | 218113.4678 | 0 | 319059.494
7895 | 0.01094% | 0.008764% | [6 empty] | 2019-02-26 | 5 | 53.6934 | 220357.5795 | kWh | GSD |  | 2019-11-26 | 5 | 571166.3703 | 104299.8395 | 226626.8959 | 0 | 330926.7354
7896 | 0.0102% | 0.008272% | [6 empty] | 2019-02-26 | 6 | 60.4904 | 248252.6526 | kWh | GSD |  | 2019-11-26 | 6 | 668834.4454 | 109395.3626 | 249219.2814 | 0 | 358614.644
7897 | 0.009397% | 0.007957% | [6 empty] | 2019-02-26 | 7 | 70.6278 | 289856.509 | kWh | GSD |  | 2019-11-26 | 7 | 800242.4871 | 119738.0552 | 282113.5896 | 0 | 401851.6448
7898 | 0.009163% | 0.007849% | [6 empty] | 2019-02-26 | 8 | 78.453 | 321971.2922 | kWh | GSD |  | 2019-11-26 | 8 | 843763.3137 | 133107.6217 | 321387.6492 | 0 | 454495.2709
7899 | 0.009265% | 0.007792% | [6 empty] | 2019-02-26 | 9 | 85.3379 | 350226.6507 | kWh | GSD |  | 2019-11-26 | 9 | 771425.5846 | 141106.1733 | 346345.1284 | 0 | 487451.3017
7900 | 0.009646% | 0.007832% | [6 empty] | 2019-02-26 | 10 | 88.0997 | 361561.1797 | kWh | GSD |  | 2019-11-26 | 10 | 646431.6885 | 147402.6585 | 356130.3335 | 0 | 503532.992
7901 | 0.01045% | 0.008124% | [6 empty] | 2019-02-26 | 11 | 90.6277 | 371935.8819 | kWh | GSD |  | 2019-11-26 | 11 | 540127.7934 | 149530.4971 | 361353.153 | 0 | 510883.6501
7902 | 0.01223% | 0.008803% | [6 empty] | 2019-02-26 | 12 | 90.6832 | 372163.7335 | kWh | GSD |  | 2019-11-26 | 12 | 480709.0322 | 149929.5011 | 362458.6712 | 0 | 512388.1723
7903 | 0.01464% | 0.009865% | [6 empty] | 2019-02-26 | 13 | 91.3517 | 374907.4706 | kWh | GSD |  | 2019-11-26 | 13 | 448544.1292 | 150649.2074 | 362392.4025 | 0 | 513041.6099
7904 | 0.01543% | 0.01116% | [6 empty] | 2019-02-26 | 14 | 91.1138 | 373931.2026 | kWh | GSD |  | 2019-11-26 | 14 | 410082.6234 | 150112.0401 | 363913.9849 | 0 | 514026.025
7905 | 0.01411% | 0.01197% | [6 empty] | 2019-02-26 | 15 | 89.7662 | 368400.5527 | kWh | GSD |  | 2019-11-26 | 15 | 398324.4093 | 148613.7836 | 363533.936 | 0 | 512147.7196
7906 | 0.01182% | 0.01236% | [6 empty] | 2019-02-26 | 16 | 86.2567 | 353997.4846 | kWh | GSD |  | 2019-11-26 | 16 | 413578.3004 | 153118.4265 | 351896.1924 | 0 | 505014.6189
7907 | 0.00988% | 0.01254% | [6 empty] | 2019-02-26 | 17 | 81.1285 | 332951.3803 | kWh | GSD |  | 2019-11-26 | 17 | 450532.8477 | 145558.842 | 339484.8709 | 0 | 485043.7129
7908 | 0.008793% | 0.01258% | [6 empty] | 2019-02-26 | 18 | 77.6711 | 318762.3554 | kWh | GSD |  | 2019-11-26 | 18 | 526205.9132 | 139499.3774 | 319438.663 | 0 | 458938.0404
7909 | 0.008205% | 0.01259% | [6 empty] | 2019-02-26 | 19 | 76.8738 | 315490.225 | kWh | GSD |  | 2019-11-26 | 19 | 589940.0076 | 128196.1227 | 311284.425 | 0 | 439480.5477
7910 | 0.007501% | 0.01262% | [6 empty] | 2019-02-26 | 20 | 74.2645 | 304781.5537 | kWh | GSD |  | 2019-11-26 | 20 | 601110.8342 | 127238.6953 | 298205.0187 | 0 | 425443.714
7911 | 0.007286% | 0.01257% | [6 empty] | 2019-02-26 | 21 | 71.1748 | 292101.2483 | kWh | GSD |  | 2019-11-26 | 21 | 600497.5417 | 120094.2942 | 282076.6889 | 0 | 402170.9831
7912 | 0.007565% | 0.0124% | [6 empty] | 2019-02-26 | 22 | 66.6965 | 273722.5075 | kWh | GSD |  | 2019-11-26 | 22 | 571714.5145 | 116984.7002 | 266455.4545 | 0 | 383440.1547
7913 | 0.008241% | 0.01191% | [6 empty] | 2019-02-26 | 23 | 60.1843 | 246996.4842 | kWh | GSD |  | 2019-11-26 | 23 | 498876.7084 | 107393.5679 | 246938.5422 | 0 | 354332.1101
7914 | 0.009625% | 0.01127% | [6 empty] | 2019-02-26 | 24 | 56.4732 | 231766.2038 | kWh | GSD |  | 2019-11-26 | 24 | 455049.2085 | 100799.5628 | 233521.2085 | 0 | 334320.7713
7915 | 0.01079% | 0.01079% | [6 empty] | 2019-02-27 | 1 | 54.018 | 221689.8949 | kWh | GSD |  | 2019-11-27 | 1 | 422246.8159 | 96972.8315 | 221822.2282 | 0 | 318795.0597
7916 | 0.011% | 0.01044% | [6 empty] | 2019-02-27 | 2 | 52.3887 | 215003.1479 | kWh | GSD |  | 2019-11-27 | 2 | 404956.8345 | 95261.3841 | 216791.0028 | 0 | 312052.3869
7917 | 0.01098% | 0.009872% | [6 empty] | 2019-02-27 | 3 | 51.5635 | 211616.4019 | kWh | GSD |  | 2019-11-27 | 3 | 405989.3632 | 93359.307 | 212501.9527 | 0 | 305861.2597
7918 | 0.01046% | 0.009413% | [6 empty] | 2019-02-27 | 4 | 50.8286 | 208600.5741 | kWh | GSD |  | 2019-11-27 | 4 | 404443.5792 | 93752.0048 | 210482.7802 | 0 | 304234.785
7919 | 0.009125% | 0.008698% | [6 empty] | 2019-02-27 | 5 | 54.3462 | 223036.6044 | kWh | GSD |  | 2019-11-27 | 5 | 427165.7028 | 94804.5711 | 214341.1569 | 0 | 309145.728
7920 | 0.008323% | 0.008207% | [6 empty] | 2019-02-27 | 6 | 61.1789 | 251078.3734 | kWh | GSD |  | 2019-11-27 | 6 | 485912.2447 | 98216.3952 | 232623.1203 | 0 | 330839.5155
7921 | 0.007723% | 0.007826% | [6 empty] | 2019-02-27 | 7 | 71.9346 | 295219.5868 | kWh | GSD |  | 2019-11-27 | 7 | 553328.0947 | 104361.1917 | 262979.5365 | 0 | 367340.7282
7922 | 0.007407% | 0.00766% | [6 empty] | 2019-02-27 | 8 | 79.0591 | 324458.6595 | kWh | GSD |  | 2019-11-27 | 8 | 611536.9946 | 110676.8512 | 290308.7798 | 0 | 400985.631
7923 | 0.007426% | 0.007508% | [6 empty] | 2019-02-27 | 9 | 86.8594 | 356471.0881 | kWh | GSD |  | 2019-11-27 | 9 | 596550.5387 | 121159.7932 | 308790.2771 | 0 | 429950.0703
7924 | 0.007398% | 0.007468% | [6 empty] | 2019-02-27 | 10 | 92.6674 | 380307.0271 | kWh | GSD |  | 2019-11-27 | 10 | 557935.232 | 131321.5762 | 322199.9738 | 0 | 453521.55
7925 | 0.007813% | 0.007589% | [6 empty] | 2019-02-27 | 11 | 96.1547 | 394618.8056 | kWh | GSD |  | 2019-11-27 | 11 | 502827.1993 | 138440.5216 | 330251.0761 | 0 | 468691.5977
7926 | 0.008888% | 0.008121% | [6 empty] | 2019-02-27 | 12 | 98.6415 | 404824.891 | kWh | GSD |  | 2019-11-27 | 12 | 487323.2847 | 145073.6466 | 337998.7585 | 0 | 483072.4051
7927 | 0.01012% | 0.009017% | [6 empty] | 2019-02-27 | 13 | 98.7874 | 405423.2881 | kWh | GSD |  | 2019-11-27 | 13 | 478606.7847 | 146932.3789 | 345947.2627 | 0 | 492879.6416
7928 | 0.01119% | 0.009843% | [6 empty] | 2019-02-27 | 14 | 98.1295 | 402723.6139 | kWh | GSD |  | 2019-11-27 | 14 | 467199.1712 | 153126.2846 | 350193.5027 | 0 | 503319.7873
7929 | 0.01091% | 0.01055% | [6 empty] | 2019-02-27 | 15 | 95.1076 | 390321.5812 | kWh | GSD |  | 2019-11-27 | 15 | 499631.1422 | 158847.3518 | 348918.8123 | 0 | 507766.1641
7930 | 0.01021% | 0.01113% | [6 empty] | 2019-02-27 | 16 | 90.9006 | 373056.0193 | kWh | GSD |  | 2019-11-27 | 16 | 526819.5152 | 158070.0606 | 341198.0962 | 0 | 499268.1568
7931 | 0.009197% | 0.01151% | [6 empty] | 2019-02-27 | 17 | 85.1222 | 349341.516 | kWh | GSD |  | 2019-11-27 | 17 | 553474.7667 | 153652.5374 | 330660.8389 | 0 | 484313.3763
7932 | 0.008914% | 0.01186% | [6 empty] | 2019-02-27 | 18 | 80.4307 | 330087.5472 | kWh | GSD |  | 2019-11-27 | 18 | 591759.7439 | 142747.4915 | 318678.2141 | 0 | 461425.7056
7933 | 0.008754% | 0.0121% | [6 empty] | 2019-02-27 | 19 | 78.5934 | 322547.1784 | kWh | GSD |  | 2019-11-27 | 19 | 622025.0087 | 131656.1996 | 308166.2095 | 0 | 439822.4091
7934 | 0.008546% | 0.01236% | [6 empty] | 2019-02-27 | 20 | 74.7556 | 306796.9919 | kWh | GSD |  | 2019-11-27 | 20 | 606946.5993 | 127330.6317 | 292908.5906 | 0 | 420239.2223
7935 | 0.009139% | 0.01246% | [6 empty] | 2019-02-27 | 21 | 71.0913 | 291758.8792 | kWh | GSD |  | 2019-11-27 | 21 | 577424.7645 | 121414.8582 | 280464.2441 | 0 | 401879.1023
7936 | 0.009636% | 0.01226% | [6 empty] | 2019-02-27 | 22 | 66.386 | 272448.0358 | kWh | GSD |  | 2019-11-27 | 22 | 565188.1279 | 114919.485 | 269241.2807 | 0 | 384160.7657
7937 | 0.01012% | 0.01189% | [6 empty] | 2019-02-27 | 23 | 60.2359 | 247208.0169 | kWh | GSD |  | 2019-11-27 | 23 | 501034.1004 | 106158.8702 | 252697.328 | 0 | 358856.1982
7938 | 0.01082% | 0.01133% | [6 empty] | 2019-02-27 | 24 | 56.4161 | 231531.6711 | kWh | GSD |  | 2019-11-27 | 24 | 440993.1805 | 99414.8902 | 236582.8639 | 0 | 335997.7541
7939 | 0.01138% | 0.0108% | [6 empty] | 2019-02-28 | 1 | 53.4143 | 219212.0832 | kWh | GSD |  | 2019-11-28 | 1 | 371970.0308 | 93159.5058 | 224762.5432 | 0 | 317922.049
7940 | 0.0111% | 0.01032% | [6 empty] | 2019-02-28 | 2 | 52.074 | 213711.5392 | kWh | GSD |  | 2019-11-28 | 2 | 318570.4259 | 89346.0899 | 216275.6402 | 0 | 305621.7301
7941 | 0.01056% | 0.009865% | [6 empty] | 2019-02-28 | 3 | 51.2319 | 210255.6871 | kWh | GSD |  | 2019-11-28 | 3 | 286404.0544 | 86042.3598 | 210843.6371 | 0 | 296885.9969
7942 | 0.01034% | 0.00943% | [6 empty] | 2019-02-28 | 4 | 51.0967 | 209700.9271 | kWh | GSD |  | 2019-11-28 | 4 | 272146.6663 | 84551.0067 | 207439.6008 | 0 | 291990.6075
7943 | 0.009165% | 0.008809% | [6 empty] | 2019-02-28 | 5 | 53.714 | 220442.1859 | kWh | GSD |  | 2019-11-28 | 5 | 266768.3526 | 83816.7521 | 206817.9729 | 0 | 290634.725
7944 | 0.008066% | 0.008248% | [6 empty] | 2019-02-28 | 6 | 61.2634 | 251424.8166 | kWh | GSD |  | 2019-11-28 | 6 | 290908.5802 | 83530.0994 | 214113.0339 | 0 | 297643.1333
7945 | 0.006804% | 0.007804% | [6 empty] | 2019-02-28 | 7 | 71.4346 | 293167.7679 | kWh | GSD |  | 2019-11-28 | 7 | 326671.5592 | 84404.0447 | 224603.1315 | 0 | 309007.1762
7946 | 0.005827% | 0.007502% | [6 empty] | 2019-02-28 | 8 | 79.2411 | 325205.335 | kWh | GSD |  | 2019-11-28 | 8 | 413128.0754 | 83300.8158 | 231574.869 | 0 | 314875.6848
7947 | 0.005239% | 0.007288% | [6 empty] | 2019-02-28 | 9 | 86.4775 | 354903.6256 | kWh | GSD |  | 2019-11-28 | 9 | 532195.4302 | 76956.1183 | 228046.2002 | 0 | 305002.3185
7948 | 0.004978% | 0.007168% | [6 empty] | 2019-02-28 | 10 | 90.7791 | 372557.4359 | kWh | GSD |  | 2019-11-28 | 10 | 649070.2735 | 76746.8211 | 227086.6445 | 0 | 303833.4656
7949 | 0.00488% | 0.007135% | [6 empty] | 2019-02-28 | 11 | 93.7454 | 384730.9393 | kWh | GSD |  | 2019-11-28 | 11 | 711912.2702 | 79798.2558 | 230637.7926 | 0 | 310436.0484
7950 | 0.005321% | 0.007307% | [6 empty] | 2019-02-28 | 12 | 96.2867 | 395160.569 | kWh | GSD |  | 2019-11-28 | 12 | 748853.4268 | 82722.5993 | 232156.5741 | 0 | 314879.1734
7951 | 0.005975% | 0.007586% | [6 empty] | 2019-02-28 | 13 | 97.6991 | 400957.192 | kWh | GSD |  | 2019-11-28 | 13 | 740834.3149 | 85128.6617 | 234761.5308 | 0 | 319890.1925
7952 | 0.007557% | 0.00773% | [6 empty] | 2019-02-28 | 14 | 98.1247 | 402703.7575 | kWh | GSD |  | 2019-11-28 | 14 | 725611.2647 | 89084.2508 | 238730.5892 | 0 | 327814.84
7953 | 0.009735% | 0.007487% | [6 empty] | 2019-02-28 | 15 | 96.1054 | 394416.5359 | kWh | GSD |  | 2019-11-28 | 15 | 699193.4034 | 95029.875 | 239094.9472 | 0 | 334124.8222
7954 | 0.01187% | 0.007459% | [6 empty] | 2019-02-28 | 16 | 91.2683 | 374565.1856 | kWh | GSD |  | 2019-11-28 | 16 | 646960.3406 | 95599.4017 | 239854.1337 | 0 | 335453.5354
7955 | 0.01302% | 0.007621% | [6 empty] | 2019-02-28 | 17 | 85.3792 | 350396.2782 | kWh | GSD |  | 2019-11-28 | 17 | 588985.9226 | 94729.1406 | 238988.6618 | 0 | 333717.8024
7956 | 0.0137% | 0.00773% | [6 empty] | 2019-02-28 | 18 | 81.6107 | 334930.2939 | kWh | GSD |  | 2019-11-28 | 18 | 542703.6083 | 92149.5106 | 234970.2123 | 0 | 327119.7229
7957 | 0.01355% | 0.007853% | [6 empty] | 2019-02-28 | 19 | 80.0393 | 328481.2428 | kWh | GSD |  | 2019-11-28 | 19 | 520367.3696 | 94910.9633 | 228510.0757 | 0 | 323421.0389
7958 | 0.01327% | 0.008047% | [6 empty] | 2019-02-28 | 20 | 76.7441 | 314957.9271 | kWh | GSD |  | 2019-11-28 | 20 | 486367.803 | 96871.8761 | 222916.9114 | 0 | 319788.7875
7959 | 0.01279% | 0.008202% | [6 empty] | 2019-02-28 | 21 | 72.6462 | 298140.1794 | kWh | GSD |  | 2019-11-28 | 21 | 470860.5905 | 96117.4238 | 217675.3886 | 0 | 313792.8124
7960 | 0.01183% | 0.008235% | [6 empty] | 2019-02-28 | 22 | 67.2626 | 276045.8732 | kWh | GSD |  | 2019-11-28 | 22 | 443865.4189 | 94717.8987 | 214936.3059 | 0 | 309654.2046
7961 | 0.01077% | 0.008192% | [6 empty] | 2019-02-28 | 23 | 60.0462 | 246429.7171 | kWh | GSD |  | 2019-11-28 | 23 | 421562.9611 | 91326.7455 | 208494.2281 | 0 | 299820.9736
7962 | 0.009927% | 0.00803% | [6 empty] | 2019-02-28 | 24 | 55.9091 | 229450.9253 | kWh | GSD |  | 2019-11-28 | 24 | 393560.1564 | 88155.0425 | 203719.5427 | 0 | 291874.5852
7963 | 0.009518% | 0.007939% | [6 empty] | 2019-03-01 | 1 | 53.2854 | 218683.4305 | kWh | GSD |  | 2019-11-29 | 1 | 355632.6803 | 87211.7896 | 202427.1226 | 0 | 289638.9122
7964 | 0.008896% | 0.00785% | [6 empty] | 2019-03-01 | 2 | 52.024 | 213506.6145 | kWh | GSD |  | 2019-11-29 | 2 | 330969.1143 | 88368.3443 | 199940.9647 | 0 | 288309.309
7965 | 0.008613% | 0.007703% | [6 empty] | 2019-03-01 | 3 | 51.3109 | 210580.0192 | kWh | GSD |  | 2019-11-29 | 3 | 328728.6286 | 88146.5066 | 199402.9517 | 0 | 287549.4583
7966 | 0.008119% | 0.007601% | [6 empty] | 2019-03-01 | 4 | 51.1139 | 209771.5011 | kWh | GSD |  | 2019-11-29 | 4 | 327502.3884 | 87855.8538 | 200273.9754 | 0 | 288129.8292
7967 | 0.007711% | 0.00736% | [6 empty] | 2019-03-01 | 5 | 53.5752 | 219872.7717 | kWh | GSD |  | 2019-11-29 | 5 | 338358.2835 | 88809.9478 | 205830.6747 | 0 | 294640.6225
7968 | 0.007199% | 0.007165% | [6 empty] | 2019-03-01 | 6 | 61.279 | 251489.0888 | kWh | GSD |  | 2019-11-29 | 6 | 381233.6105 | 90438.7812 | 217303.1366 | 0 | 307741.9178
7969 | 0.006505% | 0.00711% | [6 empty] | 2019-03-01 | 7 | 71.4243 | 293125.295 | kWh | GSD |  | 2019-11-29 | 7 | 431928.1033 | 96684.2979 | 239265.8202 | 0 | 335950.1181
7970 | 0.006054% | 0.007077% | [6 empty] | 2019-03-01 | 8 | 79.7576 | 327325.3118 | kWh | GSD |  | 2019-11-29 | 8 | 514362.2848 | 97910.7029 | 255908.4269 | 0 | 353819.1298
7971 | 0.006013% | 0.007059% | [6 empty] | 2019-03-01 | 9 | 87.1543 | 357681.0761 | kWh | GSD |  | 2019-11-29 | 9 | 558075.0383 | 97209.781 | 258786.6599 | 0 | 355996.4409
7972 | 0.00599% | 0.007073% | [6 empty] | 2019-03-01 | 10 | 91.8097 | 376786.8631 | kWh | GSD |  | 2019-11-29 | 10 | 542855.255 | 96946.665 | 266323.414 | 0 | 363270.079
7973 | 0.006189% | 0.007233% | [6 empty] | 2019-03-01 | 11 | 95.1428 | 390466.083 | kWh | GSD |  | 2019-11-29 | 11 | 515940.3096 | 101473.0236 | 271920.7267 | 0 | 373393.7503
7974 | 0.006973% | 0.007554% | [6 empty] | 2019-03-01 | 12 | 99.1135 | 406761.7761 | kWh | GSD |  | 2019-11-29 | 12 | 492018.9576 | 105714.0306 | 276745.5301 | 0 | 382459.5607
7975 | 0.007901% | 0.008247% | [6 empty] | 2019-03-01 | 13 | 99.8032 | 409592.2475 | kWh | GSD |  | 2019-11-29 | 13 | 469439.5118 | 109388.8976 | 280549.9178 | 0 | 389938.8154
7976 | 0.009408% | 0.008686% | [6 empty] | 2019-03-01 | 14 | 99.5692 | 408632.0068 | kWh | GSD |  | 2019-11-29 | 14 | 456213.3317 | 111042.0929 | 282349.8649 | 0 | 393391.9578
7977 | 0.01021% | 0.008739% | [6 empty] | 2019-03-01 | 15 | 97.7656 | 401229.9043 | kWh | GSD |  | 2019-11-29 | 15 | 468584.8555 | 111540.3415 | 280572.2728 | 0 | 392112.6143
7978 | 0.00993% | 0.008918% | [6 empty] | 2019-03-01 | 16 | 87.1689 | 357741.1039 | kWh | GSD |  | 2019-11-29 | 16 | 463656.4242 | 114681.3065 | 278648.5955 | 0 | 393329.902
7979 | 0.009437% | 0.009166% | [6 empty] | 2019-03-01 | 17 | 79.5279 | 326382.4352 | kWh | GSD |  | 2019-11-29 | 17 | 454994.258 | 112370.4663 | 273552.0235 | 0 | 385922.4898
7980 | 0.009% | 0.009389% | [6 empty] | 2019-03-01 | 18 | 74.7135 | 306624.3813 | kWh | GSD |  | 2019-11-29 | 18 | 488010.7562 | 112116.1319 | 269640.204 | 0 | 381756.3359
7981 | 0.008587% | 0.009572% | [6 empty] | 2019-03-01 | 19 | 74.0825 | 304034.5902 | kWh | GSD |  | 2019-11-29 | 19 | 511979.3478 | 116083.3211 | 269627.5477 | 0 | 385710.8688
7982 | 0.008345% | 0.009657% | [6 empty] | 2019-03-01 | 20 | 71.7946 | 294644.9436 | kWh | GSD |  | 2019-11-29 | 20 | 525224.4605 | 116007.1253 | 262361.7556 | 0 | 378368.8809
7983 | 0.008571% | 0.009626% | [6 empty] | 2019-03-01 | 21 | 68.9235 | 282861.8813 | kWh | GSD |  | 2019-11-29 | 21 | 497597.7781 | 110231.5371 | 254673.1021 | 0 | 364904.6392
7984 | 0.008481% | 0.009655% | [6 empty] | 2019-03-01 | 22 | 64.414 | 264355.235 | kWh | GSD |  | 2019-11-29 | 22 | 476816.5136 | 107083.8427 | 244634.2312 | 0 | 351718.0739
7985 | 0.008322% | 0.009474% | [6 empty] | 2019-03-01 | 23 | 59.1919 | 242923.5334 | kWh | GSD |  | 2019-11-29 | 23 | 459472.9094 | 103040.1339 | 232310.2518 | 0 | 335350.3857
7986 | 0.008926% | 0.009371% | [6 empty] | 2019-03-01 | 24 | 54.7081 | 224522.0862 | kWh | GSD |  | 2019-11-29 | 24 | 428452.3188 | 98021.0732 | 219423.7277 | 0 | 317444.8009
7987 | 0.009365% | 0.009468% | [6 empty] | 2019-03-02 | 1 | 51.8868 | 212943.2391 | kWh | GSD |  | 2019-11-30 | 1 | 388591.8369 | 93429.8118 | 210032.5862 | 0 | 303462.398
7988 | 0.009607% | 0.009288% | [6 empty] | 2019-03-02 | 2 | 50.4109 | 206886.5054 | kWh | GSD |  | 2019-11-30 | 2 | 360987.2456 | 90164.4621 | 204346.1718 | 0 | 294510.6339
7989 | 0.009102% | 0.008958% | [6 empty] | 2019-03-02 | 3 | 49.2761 | 202228.9379 | kWh | GSD |  | 2019-11-30 | 3 | 359673.6928 | 87893.0171 | 201264.4014 | 0 | 289157.4185
7990 | 0.008722% | 0.008634% | [6 empty] | 2019-03-02 | 4 | 49.0923 | 201474.6985 | kWh | GSD |  | 2019-11-30 | 4 | 357997.1099 | 87197.969 | 200261.1183 | 0 | 287459.0873
7991 | 0.008404% | 0.008232% | [6 empty] | 2019-03-02 | 5 | 49.9507 | 204997.5659 | kWh | GSD |  | 2019-11-30 | 5 | 366700.2467 | 88879.6257 | 201718.808 | 0 | 290598.4337
7992 | 0.007837% | 0.007793% | [6 empty] | 2019-03-02 | 6 | 51.9096 | 213037.1083 | kWh | GSD |  | 2019-11-30 | 6 | 393543.7957 | 90575.7935 | 209125.1909 | 0 | 299700.9844
7993 | 0.007108% | 0.007449% | [6 empty] | 2019-03-02 | 7 | 57.1387 | 234497.0903 | kWh | GSD |  | 2019-11-30 | 7 | 443984.7379 | 92219.6645 | 217555.1283 | 0 | 309774.7928
7994 | 0.006603% | 0.00723% | [6 empty] | 2019-03-02 | 8 | 60.1132 | 246704.585 | kWh | GSD |  | 2019-11-30 | 8 | 529757.1402 | 95020.8985 | 230399.7432 | 0 | 325420.6417
7995 | 0.006579% | 0.007098% | [6 empty] | 2019-03-02 | 9 | 63.4857 | 260545.3752 | kWh | GSD |  | 2019-11-30 | 9 | 590027.7718 | 91725.2207 | 236513.6697 | 0 | 328238.8904
7996 | 0.006548% | 0.007057% | [6 empty] | 2019-03-02 | 10 | 67.2055 | 275811.3422 | kWh | GSD |  | 2019-11-30 | 10 | 582286.1978 | 93919.1376 | 244066.4837 | 0 | 337985.6213
7997 | 0.006707% | 0.007134% | [6 empty] | 2019-03-02 | 11 | 67.979 | 278985.7488 | kWh | GSD |  | 2019-11-30 | 11 | 545388.6758 | 99668.5875 | 250472.5269 | 0 | 350141.1144
7998 | 0.007198% | 0.007357% | [6 empty] | 2019-03-02 | 12 | 67.9598 | 278907.1392 | kWh | GSD |  | 2019-11-30 | 12 | 515775.8562 | 103447.5536 | 255675.575 | 0 | 359123.1286
7999 | 0.008121% | 0.007604% | [6 empty] | 2019-03-02 | 13 | 67.2257 | 275894.0707 | kWh | GSD |  | 2019-11-30 | 13 | 517198.966 | 107922.1913 | 261148.3499 | 0 | 369070.5412
8000 | 0.00969% | 0.007988% | [6 empty] | 2019-03-02 | 14 | 65.2728 | 267879.692 | kWh | GSD |  | 2019-11-30 | 14 | 502927.8539 | 109881.6579 | 262162.6918 | 0 | 372044.3497
8001 | 0.01079% | 0.008058% | [6 empty] | 2019-03-02 | 15 | 64.5539 | 264929.0872 | kWh | GSD |  | 2019-11-30 | 15 | 511333.9224 | 112739.8718 | 260612.7423 | 0 | 373352.6141
8002 | 0.01065% | 0.008297% | [6 empty] | 2019-03-02 | 16 | 63.5827 | 260943.1983 | kWh | GSD |  | 2019-11-30 | 16 | 518556.4976 | 116836.1877 | 264039.8669 | 0 | 380876.0546
8003 | 0.009976% | 0.008595% | [6 empty] | 2019-03-02 | 17 | 62.9612 | 258392.5924 | kWh | GSD |  | 2019-11-30 | 17 | 532083.9765 | 116320.0254 | 264040.1372 | 0 | 380360.1626
8004 | 0.009434% | 0.008816% | [6 empty] | 2019-03-02 | 18 | 62.8491 | 257932.5449 | kWh | GSD |  | 2019-11-30 | 18 | 522460.4084 | 115026.971 | 260740.5082 | 0 | 375767.4792
8005 | 0.00946% | 0.00906% | [6 empty] | 2019-03-02 | 19 | 64.9776 | 266667.9935 | kWh | GSD |  | 2019-11-30 | 19 | 550258.0199 | 116199.8483 | 261615.1709 | 0 | 377815.0192
8006 | 0.009199% | 0.009133% | [6 empty] | 2019-03-02 | 20 | 63.2524 | 259587.8488 | kWh | GSD |  | 2019-11-30 | 20 | 528327.7051 | 117811.2464 | 256410.4961 | 0 | 374221.7425
8007 | 0.009353% | 0.009165% | [6 empty] | 2019-03-02 | 21 | 61.8329 | 253762.3676 | kWh | GSD |  | 2019-11-30 | 21 | 506695.478 | 112016.3959 | 249733.66 | 0 | 361750.0559
8008 | 0.009485% | 0.00935% | [6 empty] | 2019-03-02 | 22 | 60.212 | 247110.0386 | kWh | GSD |  | 2019-11-30 | 22 | 472753.4742 | 110596.1157 | 241210.5838 | 0 | 351806.6995
8009 | 0.009733% | 0.009337% | [6 empty] | 2019-03-02 | 23 | 56.4119 | 231514.4008 | kWh | GSD |  | 2019-11-30 | 23 | 440904.7924 | 105424.7291 | 231072.9728 | 0 | 336497.7019
8010 | 0.009557% | 0.009224% | [6 empty] | 2019-03-02 | 24 | 52.5048 | 215479.5239 | kWh | GSD |  | 2019-11-30 | 24 | 384811.154 | 100248.4718 | 221427.9487 | 0 | 321676.4205
8011 | 0.01006% | 0.009275% | [6 empty] | 2019-03-03 | 1 | 49.8031 | 204392.0668 | kWh | GSD |  | 2019-12-01 | 1 | 336577.5269 | 93805.4493 | 211769.1792 | 0 | 305574.6285
8012 | 0.009664% | 0.009186% | [6 empty] | 2019-03-03 | 2 | 48.782 | 200201.2623 | kWh | GSD |  | 2019-12-01 | 2 | 298324.0498 | 92183.0356 | 206467.0639 | 0 | 298650.0995
8013 | 0.009268% | 0.00888% | [6 empty] | 2019-03-03 | 3 | 47.4052 | 194550.8635 | kWh | GSD |  | 2019-12-01 | 3 | 275124.607 | 89854.7387 | 203688.119 | 0 | 293542.8577
8014 | 0.008647% | 0.008636% | [6 empty] | 2019-03-03 | 4 | 47.5053 | 194961.7697 | kWh | GSD |  | 2019-12-01 | 4 | 267276.5692 | 87960.1886 | 201239.3133 | 0 | 289199.5019
8015 | 0.008065% | 0.00826% | [6 empty] | 2019-03-03 | 5 | 48.6344 | 199595.4816 | kWh | GSD |  | 2019-12-01 | 5 | 264727.5775 | 84822.9922 | 201200.5937 | 0 | 286023.5859
8016 | 0.007039% | 0.007897% | [6 empty] | 2019-03-03 | 6 | 50.5631 | 207510.8623 | kWh | GSD |  | 2019-12-01 | 6 | 276670.8195 | 85024.6619 | 205742.0481 | 0 | 290766.71
8017 | 0.006156% | 0.007501% | [6 empty] | 2019-03-03 | 7 | 54.0881 | 221977.4627 | kWh | GSD |  | 2019-12-01 | 7 | 296358.1688 | 84772.9236 | 215506.308 | 0 | 300279.2316
8018 | 0.005457% | 0.007331% | [6 empty] | 2019-03-03 | 8 | 55.7902 | 228962.9564 | kWh | GSD |  | 2019-12-01 | 8 | 354218.2715 | 85375.255 | 228541.3525 | 0 | 313916.6075
8019 | 0.005032% | 0.007206% | [6 empty] | 2019-03-03 | 9 | 58.9034 | 241739.4141 | kWh | GSD |  | 2019-12-01 | 9 | 431907.0429 | 82558.5773 | 237121.3056 | 0 | 319679.8829
8020 | 0.004889% | 0.007099% | [6 empty] | 2019-03-03 | 10 | 62.5348 | 256642.7356 | kWh | GSD |  | 2019-12-01 | 10 | 484425.6564 | 87336.9688 | 248780.3792 | 0 | 336117.348
8021 | 0.004842% | 0.007021% | [6 empty] | 2019-03-03 | 11 | 64.1303 | 263190.9211 | kWh | GSD |  | 2019-12-01 | 11 | 502941.7715 | 99041.5565 | 260163.9301 | 0 | 359205.4866
8022 | 0.005061% | 0.007138% | [6 empty] | 2019-03-03 | 12 | 65.1525 | 267385.9738 | kWh | GSD |  | 2019-12-01 | 12 | 514674.0208 | 108034.9881 | 270822.5269 | 0 | 378857.515
8023 | 0.005421% | 0.007371% | [6 empty] | 2019-03-03 | 13 | 65.431 | 268528.6525 | kWh | GSD |  | 2019-12-01 | 13 | 536983.4652 | 115748.5521 | 281437.6416 | 0 | 397186.1937
8024 | 0.006479% | 0.007706% | [6 empty] | 2019-03-03 | 14 | 65.1014 | 267176.2886 | kWh | GSD |  | 2019-12-01 | 14 | 560521.7295 | 122005.6768 | 287313.8324 | 0 | 409319.5092
8025 | 0.0079% | 0.007848% | [6 empty] | 2019-03-03 | 15 | 66.5809 | 273248.2005 | kWh | GSD |  | 2019-12-01 | 15 | 582324.255 | 123128.0034 | 279199.9076 | 0 | 402327.911
8026 | 0.008861% | 0.008251% | [6 empty] | 2019-03-03 | 16 | 67.7874 | 278199.6546 | kWh | GSD |  | 2019-12-01 | 16 | 585275.0378 | 121289.621 | 278170.3197 | 0 | 399459.9407
8027 | 0.0092% | 0.008818% | [6 empty] | 2019-03-03 | 17 | 68.3119 | 280351.8804 | kWh | GSD |  | 2019-12-01 | 17 | 618136.0416 | 119779.6859 | 277785.461 | 0 | 397565.1469
8028 | 0.009414% | 0.0093% | [6 empty] | 2019-03-03 | 18 | 68.1756 | 279792.5292 | kWh | GSD |  | 2019-12-01 | 18 | 656809.0784 | 119420.8365 | 277118.4653 | 0 | 396539.3018
8029 | 0.009822% | 0.00975% | [6 empty] | 2019-03-03 | 19 | 67.7041 | 277857.6966 | kWh | GSD |  | 2019-12-01 | 19 | 683777.0319 | 124305.1424 | 277826.6214 | 0 | 402131.7638
8030 | 0.01025% | 0.01005% | [6 empty] | 2019-03-03 | 20 | 65.3394 | 268152.8626 | kWh | GSD |  | 2019-12-01 | 20 | 687633.4312 | 126618.4863 | 274314.9939 | 0 | 400933.4802
8031 | 0.01065% | 0.009876% | [6 empty] | 2019-03-03 | 21 | 61.4505 | 252192.7373 | kWh | GSD |  | 2019-12-01 | 21 | 663454.1569 | 122351.79 | 266109.9575 | 0 | 388461.7475
8032 | 0.01071% | 0.009806% | [6 empty] | 2019-03-03 | 22 | 58.1635 | 238702.9972 | kWh | GSD |  | 2019-12-01 | 22 | 609251.3869 | 116897.8662 | 256551.5033 | 0 | 373449.3695
8033 | 0.01131% | 0.009759% | [6 empty] | 2019-03-03 | 23 | 53.9771 | 221522.1819 | kWh | GSD |  | 2019-12-01 | 23 | 515056.5227 | 111107.547 | 242223.2368 | 0 | 353330.7838
8034 | 0.01201% | 0.009734% | [6 empty] | 2019-03-03 | 24 | 51.6066 | 211793.6882 | kWh | GSD |  | 2019-12-01 | 24 | 426027.8605 | 100591.5927 | 227831.3427 | 0 | 328422.9354
8035 | 0.01251% | 0.009872% | [6 empty] | 2019-03-04 | 1 | 49.9291 | 204908.8719 | kWh | GSD |  | 2019-12-02 | 1 | 345313.4009 | 94705.3309 | 217035.5715 | 0 | 311740.9024
8036 | 0.01258% | 0.009842% | [6 empty] | 2019-03-04 | 2 | 49.97 | 205076.7913 | kWh | GSD |  | 2019-12-02 | 2 | 295029.5682 | 89691.2111 | 209038.8565 | 0 | 298730.0676
8037 | 0.01214% | 0.009536% | [6 empty] | 2019-03-04 | 3 | 49.3839 | 202671.4295 | kWh | GSD |  | 2019-12-02 | 3 | 265232.3018 | 86919.2854 | 202713.2108 | 0 | 289632.4962
8038 | 0.01114% | 0.009167% | [6 empty] | 2019-03-04 | 4 | 49.4453 | 202923.4657 | kWh | GSD |  | 2019-12-02 | 4 | 255248.4101 | 85041.1589 | 201703.4278 | 0 | 286744.5867
8039 | 0.009421% | 0.008674% | [6 empty] | 2019-03-04 | 5 | 53.5021 | 219572.7416 | kWh | GSD |  | 2019-12-02 | 5 | 261095.2553 | 84112.5143 | 205591.8287 | 0 | 289704.343
8040 | 0.007793% | 0.008062% | [6 empty] | 2019-03-04 | 6 | 61.648 | 253003.3227 | kWh | GSD |  | 2019-12-02 | 6 | 317170.6938 | 86271.3939 | 224119.5037 | 0 | 310390.8976
8041 | 0.006316% | 0.007653% | [6 empty] | 2019-03-04 | 7 | 73.1409 | 300170.2726 | kWh | GSD |  | 2019-12-02 | 7 | 421580.9036 | 93084.2927 | 253752.5098 | 0 | 346836.8026
8042 | 0.005397% | 0.007333% | [6 empty] | 2019-03-04 | 8 | 81.931 | 336244.9514 | kWh | GSD |  | 2019-12-02 | 8 | 471344.4646 | 101821.3209 | 291296.7654 | 0 | 393118.0863
8043 | 0.004851% | 0.00711% | [6 empty] | 2019-03-04 | 9 | 89.6106 | 367762.0839 | kWh | GSD |  | 2019-12-02 | 9 | 476508.6168 | 115436.0175 | 318408.5736 | 0 | 433844.5911
8044 | 0.004669% | 0.007039% | [6 empty] | 2019-03-04 | 10 | 93.6895 | 384501.8274 | kWh | GSD |  | 2019-12-02 | 10 | 464429.4164 | 134208.4493 | 346392.7484 | 0 | 480601.1977
8045 | 0.004776% | 0.007112% | [6 empty] | 2019-03-04 | 11 | 93.3737 | 383205.7591 | kWh | GSD |  | 2019-12-02 | 11 | 475151.9443 | 143227.9429 | 353684.1309 | 0 | 496912.0738
8046 | 0.005801% | 0.007619% | [6 empty] | 2019-03-04 | 12 | 92.6095 | 380069.3399 | kWh | GSD |  | 2019-12-02 | 12 | 458069.7392 | 147396.6039 | 357090.4758 | 0 | 504487.0797
8047 | 0.007711% | 0.008514% | [6 empty] | 2019-03-04 | 13 | 91.6226 | 376019.2585 | kWh | GSD |  | 2019-12-02 | 13 | 450551.4138 | 145617.9895 | 361147.8378 | 0 | 506765.8273
8048 | 0.008622% | 0.00965% | [6 empty] | 2019-03-04 | 14 | 90.333 | 370726.8343 | kWh | GSD |  | 2019-12-02 | 14 | 443711.0579 | 142574.8918 | 357125.6877 | 0 | 499700.5795
8049 | 0.008716% | 0.01065% | [6 empty] | 2019-03-04 | 15 | 88.8608 | 364684.7558 | kWh | GSD |  | 2019-12-02 | 15 | 434365.931 | 144826.2036 | 354932.3641 | 0 | 499758.5677
8050 | 0.008495% | 0.0118% | [6 empty] | 2019-03-04 | 16 | 86.3711 | 354467.1742 | kWh | GSD |  | 2019-12-02 | 16 | 446654.1293 | 142617.1269 | 348689.4667 | 0 | 491306.5936
8051 | 0.008691% | 0.0122% | [6 empty] | 2019-03-04 | 17 | 82.8111 | 339856.8712 | kWh | GSD |  | 2019-12-02 | 17 | 506378.0662 | 138322.5935 | 329950.0342 | 0 | 468272.6277
8052 | 0.008379% | 0.01238% | [6 empty] | 2019-03-04 | 18 | 77.186 | 316771.2229 | kWh | GSD |  | 2019-12-02 | 18 | 631745.2459 | 132081.8504 | 312965.0474 | 0 | 445046.8978
8053 | 0.008241% | 0.01244% | [6 empty] | 2019-03-04 | 19 | 75.1974 | 308610.2524 | kWh | GSD |  | 2019-12-02 | 19 | 744512.8453 | 126389.7547 | 304445.5477 | 0 | 430835.3024
8054 | 0.008116% | 0.01227% | [6 empty] | 2019-03-04 | 20 | 72.0417 | 295659.2443 | kWh | GSD |  | 2019-12-02 | 20 | 797667.5026 | 125770.4302 | 291898.9336 | 0 | 417669.3638
8055 | 0.007945% | 0.01227% | [6 empty] | 2019-03-04 | 21 | 68.408 | 280746.2617 | kWh | GSD |  | 2019-12-02 | 21 | 802401.9245 | 121709.074 | 283072.7624 | 0 | 404781.8364
8056 | 0.00817% | 0.01206% | [6 empty] | 2019-03-04 | 22 | 63.416 | 260259.4421 | kWh | GSD |  | 2019-12-02 | 22 | 785445.965 | 117216.7262 | 270584.7602 | 0 | 387801.4864
8057 | 0.009262% | 0.0115% | [6 empty] | 2019-03-04 | 23 | 57.0229 | 234022.122 | kWh | GSD |  | 2019-12-02 | 23 | 716179.4921 | 109943.2314 | 253180.1596 | 0 | 363123.391
8058 | 0.01156% | 0.01093% | [6 empty] | 2019-03-04 | 24 | 54.3466 | 223038.3665 | kWh | GSD |  | 2019-12-02 | 24 | 678389.0141 | 105454.6023 | 243055.2635 | 0 | 348509.8658
8059 | 0.01362% | 0.01058% | [6 empty] | 2019-03-05 | 1 | 51.8836 | 212930.2847 | kWh | GSD |  | 2019-12-03 | 1 | 643619.0668 | 101964.6472 | 231593.1549 | 0 | 333557.8021
8060 | 0.01459% | 0.01025% | [6 empty] | 2019-03-05 | 2 | 50.8042 | 208500.5614 | kWh | GSD |  | 2019-12-03 | 2 | 626681.4882 | 102298.4575 | 223526.44 | 0 | 325824.8975
8061 | 0.01468% | 0.009937% | [6 empty] | 2019-03-05 | 3 | 50.224 | 206119.2514 | kWh | GSD |  | 2019-12-03 | 3 | 649689.2561 | 102219.3449 | 224810.6796 | 0 | 327030.0245
8062 | 0.01437% | 0.00952% | [6 empty] | 2019-03-05 | 4 | 50.6822 | 207999.6192 | kWh | GSD |  | 2019-12-03 | 4 | 689289.355 | 103672.2703 | 229121.4325 | 0 | 332793.7028
8063 | 0.0131% | 0.008914% | [6 empty] | 2019-03-05 | 5 | 53.508 | 219596.7925 | kWh | GSD |  | 2019-12-03 | 5 | 747808.7741 | 108232.503 | 234134.5147 | 0 | 342367.0177
8064 | 0.01241% | 0.008555% | [6 empty] | 2019-03-05 | 6 | 61.9587 | 254278.3186 | kWh | GSD |  | 2019-12-03 | 6 | 879940.7615 | 113693.5521 | 256347.9458 | 0 | 370041.4979
8065 | 0.01177% | 0.008188% | [6 empty] | 2019-03-05 | 7 | 72.1894 | 296265.4223 | kWh | GSD |  | 2019-12-03 | 7 | 1013228.249 | 124112.7688 | 291584.3414 | 0 | 415697.1102
8066 | 0.01146% | 0.007998% | [6 empty] | 2019-03-05 | 8 | 80.7464 | 331383.0991 | kWh | GSD |  | 2019-12-03 | 8 | 1095494.187 | 148423.8599 | 338441.2535 | 0 | 486865.1134
8067 | 0.01188% | 0.008028% | [6 empty] | 2019-03-05 | 9 | 86.6199 | 355488.1503 | kWh | GSD |  | 2019-12-03 | 9 | 1015070.66 | 159755.3078 | 372683.9712 | 0 | 532439.279
8068 | 0.01261% | 0.008169% | [6 empty] | 2019-03-05 | 10 | 89.7346 | 368270.6729 | kWh | GSD |  | 2019-12-03 | 10 | 890146.4251 | 168435.3497 | 382679.7128 | 0 | 551115.0625
8069 | 0.01368% | 0.008404% | [6 empty] | 2019-03-05 | 11 | 89.5755 | 367617.8283 | kWh | GSD |  | 2019-12-03 | 11 | 765275.6285 | 170630.0173 | 382140.2812 | 0 | 552770.2985
8070 | 0.0161% | 0.009084% | [6 empty] | 2019-03-05 | 12 | 89.2532 | 366295.2843 | kWh | GSD |  | 2019-12-03 | 12 | 683593.9699 | 170880.3391 | 376129.0612 | 0 | 547009.4003
8071 | 0.01853% | 0.0102% | [6 empty] | 2019-03-05 | 13 | 88.1923 | 361941.3512 | kWh | GSD |  | 2019-12-03 | 13 | 617935.3117 | 169177.2685 | 375014.9404 | 0 | 544192.2089
8072 | 0.02004% | 0.01195% | [6 empty] | 2019-03-05 | 14 | 86.8701 | 356514.7518 | kWh | GSD |  | 2019-12-03 | 14 | 564198.1737 | 166121.7671 | 369797.1801 | 0 | 535918.9472
8073 | 0.01857% | 0.01307% | [6 empty] | 2019-03-05 | 15 | 85.3238 | 350168.8271 | kWh | GSD |  | 2019-12-03 | 15 | 530087.8658 | 160966.4344 | 362545.8822 | 0 | 523512.3166
8074 | 0.01628% | 0.01353% | [6 empty] | 2019-03-05 | 16 | 81.6217 | 334975.4225 | kWh | GSD |  | 2019-12-03 | 16 | 528850.2385 | 155049.4013 | 351268.1285 | 0 | 506317.5298
8075 | 0.014% | 0.01357% | [6 empty] | 2019-03-05 | 17 | 76.5198 | 314037.0765 | kWh | GSD |  | 2019-12-03 | 17 | 602134.6603 | 145795.1715 | 335446.9133 | 0 | 481242.0848
8076 | 0.0125% | 0.01343% | [6 empty] | 2019-03-05 | 18 | 72.5104 | 297582.7083 | kWh | GSD |  | 2019-12-03 | 18 | 723717.7198 | 140136.1347 | 316649.947 | 0 | 456786.0817
8077 | 0.0113% | 0.01336% | [6 empty] | 2019-03-05 | 19 | 73.3238 | 300920.8227 | kWh | GSD |  | 2019-12-03 | 19 | 840067.9765 | 136405.924 | 309290.3355 | 0 | 445696.2595
8078 | 0.01032% | 0.01316% | [6 empty] | 2019-03-05 | 20 | 72.458 | 297367.6671 | kWh | GSD |  | 2019-12-03 | 20 | 896835.9997 | 143217.9662 | 298554.0123 | 0 | 441771.9785
8079 | 0.009696% | 0.01285% | [6 empty] | 2019-03-05 | 21 | 70.3853 | 288861.4639 | kWh | GSD |  | 2019-12-03 | 21 | 896913.7572 | 143972.1026 | 289878.4015 | 0 | 433850.5041
8080 | 0.009673% | 0.01243% | [6 empty] | 2019-03-05 | 22 | 66.2153 | 271747.7379 | kWh | GSD |  | 2019-12-03 | 22 | 877163.8485 | 138522.5305 | 276768.9295 | 0 | 415291.46
8081 | 0.01101% | 0.01181% | [6 empty] | 2019-03-05 | 23 | 60.4907 | 248253.8105 | kWh | GSD |  | 2019-12-03 | 23 | 818236.7417 | 126713.1539 | 260744.6441 | 0 | 387457.798
8082 | 0.01324% | 0.01121% | [6 empty] | 2019-03-05 | 24 | 58.2112 | 238898.6785 | kWh | GSD |  | 2019-12-03 | 24 | 752626.9719 | 122564.2631 | 248815.4254 | 0 | 371379.6885
8083 | 0.01537% | 0.01094% | [6 empty] | 2019-03-06 | 1 | 55.9406 | 229580.3758 | kWh | GSD |  | 2019-12-04 | 1 | 725664.8492 | 119271.5507 | 239159.3964 | 0 | 358430.9471
8084 | 0.0164% | 0.01084% | [6 empty] | 2019-03-06 | 2 | 55.7893 | 228959.1437 | kWh | GSD |  | 2019-12-04 | 2 | 721196.6954 | 119775.0354 | 234363.6968 | 0 | 354138.7322
8085 | 0.01641% | 0.01065% | [6 empty] | 2019-03-06 | 3 | 55.7842 | 228938.2554 | kWh | GSD |  | 2019-12-04 | 3 | 729311.9854 | 120632.4545 | 232841.2131 | 0 | 353473.6676
8086 | 0.01604% | 0.01019% | [6 empty] | 2019-03-06 | 4 | 56.7568 | 232929.7843 | kWh | GSD |  | 2019-12-04 | 4 | 743175.0823 | 119533.9385 | 235405.6762 | 0 | 354939.6147
8087 | 0.01497% | 0.009511% | [6 empty] | 2019-03-06 | 5 | 61.0982 | 250747.0549 | kWh | GSD |  | 2019-12-04 | 5 | 777357.3404 | 123441.4618 | 237021.2806 | 0 | 360462.7424
8088 | 0.01377% | 0.009117% | [6 empty] | 2019-03-06 | 6 | 71.7437 | 294436.3485 | kWh | GSD |  | 2019-12-04 | 6 | 876066.5883 | 129389.684 | 259799.8092 | 0 | 389189.4932
8089 | 0.01327% | 0.008799% | [6 empty] | 2019-03-06 | 7 | 83.066 | 340902.8326 | kWh | GSD |  | 2019-12-04 | 7 | 1000746.655 | 136904.0792 | 298989.8493 | 0 | 435893.9285
8090 | 0.01319% | 0.008693% | [6 empty] | 2019-03-06 | 8 | 91.663 | 376184.9213 | kWh | GSD |  | 2019-12-04 | 8 | 1026981.872 | 154930.2425 | 344565.7949 | 0 | 499496.0374
8091 | 0.01334% | 0.008677% | [6 empty] | 2019-03-06 | 9 | 95.2899 | 391069.878 | kWh | GSD |  | 2019-12-04 | 9 | 917593.4954 | 166174.8623 | 369247.2596 | 0 | 535422.1219
8092 | 0.01359% | 0.008713% | [6 empty] | 2019-03-06 | 10 | 94.7379 | 388804.4202 | kWh | GSD |  | 2019-12-04 | 10 | 797957.6445 | 171413.9922 | 381288.8397 | 0 | 552702.8319
8093 | 0.01422% | 0.008849% | [6 empty] | 2019-03-06 | 11 | 94.2626 | 386853.544 | kWh | GSD |  | 2019-12-04 | 11 | 679548.1589 | 173138.1459 | 379062.7192 | 0 | 552200.8651
8094 | 0.01602% | 0.009554% | [6 empty] | 2019-03-06 | 12 | 92.5037 | 379635.3432 | kWh | GSD |  | 2019-12-04 | 12 | 604955.6144 | 168251.0678 | 377351.6986 | 0 | 545602.7664
8095 | 0.01831% | 0.0107% | [6 empty] | 2019-03-06 | 13 | 90.0306 | 369485.4433 | kWh | GSD |  | 2019-12-04 | 13 | 523542.842 | 161434.6068 | 373200.7212 | 0 | 534635.328
8096 | 0.01878% | 0.01226% | [6 empty] | 2019-03-06 | 14 | 89.8856 | 368890.3167 | kWh | GSD |  | 2019-12-04 | 14 | 470800.7367 | 156486.1818 | 368998.7339 | 0 | 525484.9157
8097 | 0.01678% | 0.01314% | [6 empty] | 2019-03-06 | 15 | 87.29 | 358238.3416 | kWh | GSD |  | 2019-12-04 | 15 | 440372.6635 | 156935.6474 | 364263.8622 | 0 | 521199.5096
8098 | 0.0146% | 0.01357% | [6 empty] | 2019-03-06 | 16 | 84.509 | 346825.0924 | kWh | GSD |  | 2019-12-04 | 16 | 452293.6513 | 152819.1896 | 354407.3452 | 0 | 507226.5348
8099 | 0.01243% | 0.01356% | [6 empty] | 2019-03-06 | 17 | 79.7004 | 327090.564 | kWh | GSD |  | 2019-12-04 | 17 | 496614.6935 | 146231.1398 | 336419.0152 | 0 | 482650.155
8100 | 0.01107% | 0.01339% | [6 empty] | 2019-03-06 | 18 | 75.8346 | 311225.331 | kWh | GSD |  | 2019-12-04 | 18 | 611068.4619 | 138225.8327 | 319597.0927 | 0 | 457822.9254
8101 | 0.009576% | 0.01312% | [6 empty] | 2019-03-06 | 19 | 74.1909 | 304479.5274 | kWh | GSD |  | 2019-12-04 | 19 | 728800.9188 | 131709.3308 | 311046.4285 | 0 | 442755.7593
8102 | 0.008612% | 0.0129% | [6 empty] | 2019-03-06 | 20 | 73.6956 | 302446.8499 | kWh | GSD |  | 2019-12-04 | 20 | 764376.8832 | 133155.5544 | 297988.8052 | 0 | 431144.3596
8103 | 0.008055% | 0.01279% | [6 empty] | 2019-03-06 | 21 | 71.3361 | 292763.1727 | kWh | GSD |  | 2019-12-04 | 21 | 778900.5811 | 131563.856 | 288652.6036 | 0 | 420216.4596
8104 | 0.008273% | 0.01245% | [6 empty] | 2019-03-06 | 22 | 67.7185 | 277916.794 | kWh | GSD |  | 2019-12-04 | 22 | 749849.07 | 123713.5011 | 272902.2277 | 0 | 396615.7288
8105 | 0.009084% | 0.01185% | [6 empty] | 2019-03-06 | 23 | 62.0021 | 254456.7473 | kWh | GSD |  | 2019-12-04 | 23 | 687830.6293 | 117290.6838 | 253956.5048 | 0 | 371247.1886
8106 | 0.01118% | 0.01124% | [6 empty] | 2019-03-06 | 24 | 59.3314 | 243495.903 | kWh | GSD |  | 2019-12-04 | 24 | 624353.5531 | 111612.343 | 240518.7679 | 0 | 352131.1109
8107 | 0.01333% | 0.01087% | [6 empty] | 2019-03-07 | 1 | 57.4162 | 235635.9159 | kWh | GSD |  | 2019-12-05 | 1 | 586255.8668 | 107201.0329 | 229133.4272 | 0 | 336334.4601
8108 | 0.01398% | 0.01058% | [6 empty] | 2019-03-07 | 2 | 56.631 | 232413.4687 | kWh | GSD |  | 2019-12-05 | 2 | 566860.0644 | 106202.9601 | 223024.4153 | 0 | 329227.3754
8109 | 0.01425% | 0.01032% | [6 empty] | 2019-03-07 | 3 | 57.0043 | 233945.4785 | kWh | GSD |  | 2019-12-05 | 3 | 575065.9794 | 106305.7868 | 221256.778 | 0 | 327562.5648
8110 | 0.01372% | 0.009736% | [6 empty] | 2019-03-07 | 4 | 58.7042 | 240921.9644 | kWh | GSD |  | 2019-12-05 | 4 | 591116.4807 | 106172.0578 | 223128.7989 | 0 | 329300.8567
8111 | 0.01258% | 0.009113% | [6 empty] | 2019-03-07 | 5 | 62.1524 | 255073.5077 | kWh | GSD |  | 2019-12-05 | 5 | 627836.2143 | 109067.5052 | 227186.7626 | 0 | 336254.2678
8112 | 0.01142% | 0.008644% | [6 empty] | 2019-03-07 | 6 | 71.5437 | 293615.3191 | kWh | GSD |  | 2019-12-05 | 6 | 718491.6175 | 115222.7373 | 252610.9635 | 0 | 367833.7008
8113 | 0.01072% | 0.008256% | [6 empty] | 2019-03-07 | 7 | 83.0145 | 340691.5353 | kWh | GSD |  | 2019-12-05 | 7 | 848794.2366 | 125103.134 | 289736.5359 | 0 | 414839.6699
8114 | 0.01037% | 0.008082% | [6 empty] | 2019-03-07 | 8 | 91.7853 | 376687.0098 | kWh | GSD |  | 2019-12-05 | 8 | 887054.1778 | 142606.6921 | 331684.7306 | 0 | 474291.4227
8115 | 0.01052% | 0.008041% | [6 empty] | 2019-03-07 | 9 | 93.956 | 385595.596 | kWh | GSD |  | 2019-12-05 | 9 | 805680.5679 | 158093.1765 | 359716.8808 | 0 | 517810.0573
8116 | 0.01081% | 0.008084% | [6 empty] | 2019-03-07 | 10 | 93.0189 | 381749.6462 | kWh | GSD |  | 2019-12-05 | 10 | 678027.5952 | 163132.3937 | 373957.8877 | 0 | 537090.2814
8117 | 0.01148% | 0.008254% | [6 empty] | 2019-03-07 | 11 | 90.3143 | 370650.0634 | kWh | GSD |  | 2019-12-05 | 11 | 576949.9761 | 161681.5352 | 371243.1758 | 0 | 532924.711
8118 | 0.01314% | 0.00903% | [6 empty] | 2019-03-07 | 12 | 89.7874 | 368487.5554 | kWh | GSD |  | 2019-12-05 | 12 | 501037.8837 | 159580.0022 | 370079.5432 | 0 | 529659.5454
8119 | 0.01553% | 0.01018% | [6 empty] | 2019-03-07 | 13 | 89.6384 | 367875.9214 | kWh | GSD |  | 2019-12-05 | 13 | 444951.5705 | 157477.721 | 367314.5419 | 0 | 524792.2629
8120 | 0.01623% | 0.01164% | [6 empty] | 2019-03-07 | 14 | 88.199 | 361968.9007 | kWh | GSD |  | 2019-12-05 | 14 | 424277.4862 | 152678.3063 | 364533.1573 | 0 | 517211.4636
8121 | 0.01474% | 0.01271% | [6 empty] | 2019-03-07 | 15 | 87.5742 | 359404.7186 | kWh | GSD |  | 2019-12-05 | 15 | 402384.9533 | 150917.2708 | 361672.0513 | 0 | 512589.3221
8122 | 0.0124% | 0.01318% | [6 empty] | 2019-03-07 | 16 | 83.5516 | 342895.8954 | kWh | GSD |  | 2019-12-05 | 16 | 406627.3001 | 152960.8848 | 353548.7204 | 0 | 506509.6052
8123 | 0.01055% | 0.01308% | [6 empty] | 2019-03-07 | 17 | 78.7295 | 323105.8284 | kWh | GSD |  | 2019-12-05 | 17 | 470920.4079 | 145380.5504 | 338413.5793 | 0 | 483794.1297
8124 | 0.009165% | 0.013% | [6 empty] | 2019-03-07 | 18 | 75.2911 | 308994.6756 | kWh | GSD |  | 2019-12-05 | 18 | 571951.3285 | 140917.4704 | 319955.4796 | 0 | 460872.95
8125 | 0.008139% | 0.01288% | [6 empty] | 2019-03-07 | 19 | 74.5693 | 306032.2243 | kWh | GSD |  | 2019-12-05 | 19 | 657510.166 | 134619.1115 | 308183.9732 | 0 | 442803.0847
8126 | 0.007761% | 0.0127% | [6 empty] | 2019-03-07 | 20 | 73.4401 | 301398.2986 | kWh | GSD |  | 2019-12-05 | 20 | 710660.6813 | 135548.6123 | 296997.6163 | 0 | 432546.2286
8127 | 0.00736% | 0.01258% | [6 empty] | 2019-03-07 | 21 | 70.456 | 289151.3912 | kWh | GSD |  | 2019-12-05 | 21 | 716674.3655 | 132937.5838 | 286510.9552 | 0 | 419448.539
8128 | 0.007438% | 0.01243% | [6 empty] | 2019-03-07 | 22 | 66.0754 | 271173.4622 | kWh | GSD |  | 2019-12-05 | 22 | 701830.372 | 127537.5821 | 272991.2002 | 0 | 400528.7823
8129 | 0.008614% | 0.01188% | [6 empty] | 2019-03-07 | 23 | 59.7625 | 245265.2855 | kWh | GSD |  | 2019-12-05 | 23 | 664274.7132 | 119484.944 | 253692.4151 | 0 | 373177.3591
8130 | 0.01046% | 0.01131% | [6 empty] | 2019-03-07 | 24 | 56.0924 | 230203.3359 | kWh | GSD |  | 2019-12-05 | 24 | 612530.4413 | 113420.5988 | 237997.2674 | 0 | 351417.8662
8131 | 0.01203% | 0.01087% | [6 empty] | 2019-03-08 | 1 | 54.0567 | 221848.5401 | kWh | GSD |  | 2019-12-06 | 1 | 586167.2014 | 108445.2758 | 229911.886 | 0 | 338357.1618
8132 | 0.013% | 0.01062% | [6 empty] | 2019-03-08 | 2 | 52.8653 | 216959.1299 | kWh | GSD |  | 2019-12-06 | 2 | 570594.9883 | 108895.1231 | 222316.1649 | 0 | 331211.288
8133 | 0.01311% | 0.0103% | [6 empty] | 2019-03-08 | 3 | 51.915 | 213059.3205 | kWh | GSD |  | 2019-12-06 | 3 | 585096.2219 | 110057.3631 | 221719.6604 | 0 | 331777.0235
8134 | 0.01284% | 0.009832% | [6 empty] | 2019-03-08 | 4 | 52.4958 | 215442.5964 | kWh | GSD |  | 2019-12-06 | 4 | 595299.2718 | 110495.7906 | 221349.7333 | 0 | 331845.5239
8135 | 0.01215% | 0.009161% | [6 empty] | 2019-03-08 | 5 | 55.7829 | 228933.2261 | kWh | GSD |  | 2019-12-06 | 5 | 627096.3675 | 111778.9352 | 228571.9629 | 0 | 340350.8981
8136 | 0.0112% | 0.008627% | [6 empty] | 2019-03-08 | 6 | 64.9458 | 266537.754 | kWh | GSD |  | 2019-12-06 | 6 | 722312.9966 | 118540.3668 | 251909.0095 | 0 | 370449.3763
8137 | 0.01072% | 0.008306% | [6 empty] | 2019-03-08 | 7 | 75.8364 | 311232.4332 | kWh | GSD |  | 2019-12-06 | 7 | 855370.5406 | 127592.2629 | 288104.2257 | 0 | 415696.4886
8138 | 0.01044% | 0.008131% | [6 empty] | 2019-03-08 | 8 | 82.6964 | 339385.935 | kWh | GSD |  | 2019-12-06 | 8 | 887953.0599 | 140382.203 | 327949.2151 | 0 | 468331.4181
8139 | 0.0107% | 0.008144% | [6 empty] | 2019-03-08 | 9 | 87.0625 | 357304.3085 | kWh | GSD |  | 2019-12-06 | 9 | 788468.8959 | 151058.3955 | 354392.3112 | 0 | 505450.7067
8140 | 0.01089% | 0.008146% | [6 empty] | 2019-03-08 | 10 | 89.4294 | 367018.238 | kWh | GSD |  | 2019-12-06 | 10 | 647097.3086 | 150098.9114 | 367469.0533 | 0 | 517567.9647
8141 | 0.01147% | 0.008355% | [6 empty] | 2019-03-08 | 11 | 91.1558 | 374103.3301 | kWh | GSD |  | 2019-12-06 | 11 | 551182.7712 | 150778.1394 | 368386.2585 | 0 | 519164.3979
8142 | 0.01321% | 0.009094% | [6 empty] | 2019-03-08 | 12 | 91.1265 | 373983.1793 | kWh | GSD |  | 2019-12-06 | 12 | 478361.6642 | 151872.945 | 369500.0699 | 0 | 521373.0149
8143 | 0.01565% | 0.0102% | [6 empty] | 2019-03-08 | 13 | 91.3691 | 374978.8016 | kWh | GSD |  | 2019-12-06 | 13 | 435832.8055 | 153006.2702 | 368533.1445 | 0 | 521539.4147
8144 | 0.01624% | 0.0115% | [6 empty] | 2019-03-08 | 14 | 92.3468 | 378991.4204 | kWh | GSD |  | 2019-12-06 | 14 | 405426.0306 | 149579.4171 | 371097.4238 | 0 | 520676.8409
8145 | 0.01442% | 0.01241% | [6 empty] | 2019-03-08 | 15 | 92.0203 | 377651.1683 | kWh | GSD |  | 2019-12-06 | 15 | 387010.9768 | 149321.0095 | 368660.7759 | 0 | 517981.7854
8146 | 0.01184% | 0.01271% | [6 empty] | 2019-03-08 | 16 | 88.0539 | 361373.1559 | kWh | GSD |  | 2019-12-06 | 16 | 407306.6912 | 149078.3273 | 357944.4637 | 0 | 507022.791
8147 | 0.01008% | 0.01274% | [6 empty] | 2019-03-08 | 17 | 82.5219 | 338669.7677 | kWh | GSD |  | 2019-12-06 | 17 | 449549.3486 | 144762.2895 | 342056.553 | 0 | 486818.8425
8148 | 0.00875% | 0.0128% | [6 empty] | 2019-03-08 | 18 | 77.0237 | 316105.1339 | kWh | GSD |  | 2019-12-06 | 18 | 512463.4179 | 135223.5272 | 322594.062 | 0 | 457817.5892
8149 | 0.007972% | 0.0128% | [6 empty] | 2019-03-08 | 19 | 74.3538 | 305147.8196 | kWh | GSD |  | 2019-12-06 | 19 | 563993.2824 | 130426.1755 | 304217.1314 | 0 | 434643.3069
8150 | 0.007416% | 0.01278% | [6 empty] | 2019-03-08 | 20 | 72.1897 | 296266.4316 | kWh | GSD |  | 2019-12-06 | 20 | 574958.9744 | 129191.8101 | 289870.9309 | 0 | 419062.741
8151 | 0.007079% | 0.01272% | [6 empty] | 2019-03-08 | 21 | 69.3186 | 284483.582 | kWh | GSD |  | 2019-12-06 | 21 | 574983.4391 | 124933.9397 | 275438.787 | 0 | 400372.7267
8152 | 0.00745% | 0.01245% | [6 empty] | 2019-03-08 | 22 | 64.3348 | 264030.045 | kWh | GSD |  | 2019-12-06 | 22 | 540140.8678 | 119623.8514 | 263027.1629 | 0 | 382651.0143
8153 | 0.008223% | 0.01195% | [6 empty] | 2019-03-08 | 23 | 58.7536 | 241124.6436 | kWh | GSD |  | 2019-12-06 | 23 | 504804.7253 | 111275.2372 | 246190.175 | 0 | 357465.4122
8154 | 0.009374% | 0.01124% | [6 empty] | 2019-03-08 | 24 | 54.2772 | 222753.4781 | kWh | GSD |  | 2019-12-06 | 24 | 464072.0907 | 104267.6074 | 229173.3201 | 0 | 333440.9275
8155 | 0.01032% | 0.01067% | [6 empty] | 2019-03-09 | 1 | 51.4282 | 211061.4153 | kWh | GSD |  | 2019-12-07 | 1 | 429327.361 | 100467.0669 | 219750.6965 | 0 | 320217.7634
8156 | 0.01052% | 0.01029% | [6 empty] | 2019-03-09 | 2 | 49.8771 | 204695.5072 | kWh | GSD |  | 2019-12-07 | 2 | 408640.1664 | 97479.0689 | 210979.8223 | 0 | 308458.8912
8157 | 0.01052% | 0.009828% | [6 empty] | 2019-03-09 | 3 | 48.4819 | 198969.9126 | kWh | GSD |  | 2019-12-07 | 3 | 400783.9362 | 96778.3436 | 208664.0871 | 0 | 305442.4307
8158 | 0.00988% | 0.009393% | [6 empty] | 2019-03-09 | 4 | 48.2882 | 198174.5955 | kWh | GSD |  | 2019-12-07 | 4 | 410065.4735 | 97067.05 | 205810.6275 | 0 | 302877.6775
8159 | 0.009234% | 0.008775% | [6 empty] | 2019-03-09 | 5 | 49.3426 | 202501.8609 | kWh | GSD |  | 2019-12-07 | 5 | 432368.0967 | 99733.6863 | 207581.4718 | 0 | 307315.1581
8160 | 0.008489% | 0.008185% | [6 empty] | 2019-03-09 | 6 | 52.6071 | 215899.7363 | kWh | GSD |  | 2019-12-07 | 6 | 487464.0116 | 103791.5413 | 216043.9357 | 0 | 319835.477
8161 | 0.007853% | 0.007861% | [6 empty] | 2019-03-09 | 7 | 57.2897 | 235116.9584 | kWh | GSD |  | 2019-12-07 | 7 | 551634.2472 | 108050.9559 | 230078.1033 | 0 | 338129.0592
8162 | 0.007475% | 0.007572% | [6 empty] | 2019-03-09 | 8 | 60.3137 | 247527.4156 | kWh | GSD |  | 2019-12-07 | 8 | 637259.6376 | 112183.8615 | 249066.8597 | 0 | 361250.7212
8163 | 0.007331% | 0.007498% | [6 empty] | 2019-03-09 | 9 | 63.3934 | 260166.3907 | kWh | GSD |  | 2019-12-07 | 9 | 664120.3982 | 110370.3679 | 258408.7216 | 0 | 368779.0895
8164 | 0.007501% | 0.007435% | [6 empty] | 2019-03-09 | 10 | 67.3534 | 276418.4672 | kWh | GSD |  | 2019-12-07 | 10 | 637570.153 | 111419.2203 | 267742.7951 | 0 | 379162.0154
8165 | 0.007909% | 0.007544% | [6 empty] | 2019-03-09 | 11 | 69.8986 | 286863.8867 | kWh | GSD |  | 2019-12-07 | 11 | 587381.7895 | 112752.0589 | 270412.2363 | 0 | 383164.2952
8166 | 0.008916% | 0.007851% | [6 empty] | 2019-03-09 | 12 | 70.9177 | 291046.3336 | kWh | GSD |  | 2019-12-07 | 12 | 541668.5494 | 112387.3163 | 270104.0609 | 0 | 382491.3772
8167 | 0.01009% | 0.0083% | [6 empty] | 2019-03-09 | 13 | 70.973 | 291273.1331 | kWh | GSD |  | 2019-12-07 | 13 | 508853.7497 | 115247.7234 | 270948.3243 | 0 | 386196.0477
8168 | 0.01166% | 0.008868% | [6 empty] | 2019-03-09 | 14 | 70.318 | 288584.8782 | kWh | GSD |  | 2019-12-07 | 14 | 501252.5531 | 111737.2531 | 266277.6374 | 0 | 378014.8905
8169 | 0.01215% | 0.009053% | [6 empty] | 2019-03-09 | 15 | 70.1608 | 287939.9457 | kWh | GSD |  | 2019-12-07 | 15 | 483150.7681 | 112075.2494 | 261768.6221 | 0 | 373843.8715
8170 | 0.01166% | 0.009308% | [6 empty] | 2019-03-09 | 16 | 69.4524 | 285032.6039 | kWh | GSD |  | 2019-12-07 | 16 | 488206.5057 | 111140.3752 | 254168.5715 | 0 | 365308.9467
8171 | 0.01074% | 0.009406% | [6 empty] | 2019-03-09 | 17 | 67.8358 | 278397.9979 | kWh | GSD |  | 2019-12-07 | 17 | 503375.1153 | 108038.3211 | 247744.0681 | 0 | 355782.3892
8172 | 0.009908% | 0.009389% | [6 empty] | 2019-03-09 | 18 | 65.305 | 268011.8409 | kWh | GSD |  | 2019-12-07 | 18 | 546946.1904 | 109535.9135 | 250283.9021 | 0 | 359819.8156
8173 | 0.009308% | 0.00948% | [6 empty] | 2019-03-09 | 19 | 65.3454 | 268177.6257 | kWh | GSD |  | 2019-12-07 | 19 | 578780.8306 | 116619.3654 | 254642.0068 | 0 | 371261.3722
8174 | 0.009169% | 0.00928% | [6 empty] | 2019-03-09 | 20 | 64.8627 | 266196.6006 | kWh | GSD |  | 2019-12-07 | 20 | 566342.6975 | 118257.7698 | 255594.5803 | 0 | 373852.3501
8175 | 0.008838% | 0.009177% | [6 empty] | 2019-03-09 | 21 | 62.5768 | 256815.262 | kWh | GSD |  | 2019-12-07 | 21 | 552665.3502 | 115886.9984 | 251173.6896 | 0 | 367060.688
8176 | 0.00893% | 0.008968% | [6 empty] | 2019-03-09 | 22 | 59.7306 | 245134.4533 | kWh | GSD |  | 2019-12-07 | 22 | 537054.5287 | 115371.0443 | 242191.0346 | 0 | 357562.0789
8177 | 0.009207% | 0.008734% | [6 empty] | 2019-03-09 | 23 | 56.4063 | 231491.6194 | kWh | GSD |  | 2019-12-07 | 23 | 490483.1516 | 110681.6611 | 233214.6381 | 0 | 343896.2992
8178 | 0.01% | 0.008833% | [6 empty] | 2019-03-09 | 24 | 52.5661 | 215731.3681 | kWh | GSD |  | 2019-12-07 | 24 | 452294.0064 | 106315.9596 | 221738.5653 | 0 | 328054.5249
8179 | 0.01059% | 0.009114% | [6 empty] | 2019-03-10 | 1 | 50.1965 | 206006.2826 | kWh | GSD |  | 2019-12-08 | 1 | 401726.0585 | 101081.286 | 211696.7379 | 0 | 312778.0239
8180 | 0.01036% | 0.009177% | [6 empty] | 2019-03-10 | 2 | 33.156 | 136072.2851 | kWh | GSD |  | 2019-12-08 | 2 | 367470.1583 | 99009.8591 | 209513.7653 | 0 | 308523.6244
8181 | 0.01011% | 0.009011% | [6 empty] | 2019-03-10 | 3 | 12.3183 | 50554.2606 | kWh | GSD |  | 2019-12-08 | 3 | 346441.163 | 97173.1565 | 205875.6516 | 0 | 303048.8081
8182 | 0.009823% | 0.008777% | [6 empty] | 2019-03-10 | 4 | 48.6007 | 199457.3274 | kWh | GSD |  | 2019-12-08 | 4 | 346978.3326 | 94343.2252 | 204126.2307 | 0 | 298469.4559
8183 | 0.008972% | 0.008442% | [6 empty] | 2019-03-10 | 5 | 48.8661 | 200546.386 | kWh | GSD |  | 2019-12-08 | 5 | 345401.1559 | 93075.6942 | 205127.4973 | 0 | 298203.1915
8184 | 0.008273% | 0.008053% | [6 empty] | 2019-03-10 | 6 | 50.6034 | 207676.4322 | kWh | GSD |  | 2019-12-08 | 6 | 348420.4643 | 92646.0234 | 209002.3422 | 0 | 301648.3656
8185 | 0.007348% | 0.007678% | [6 empty] | 2019-03-10 | 7 | 54.0456 | 221802.9491 | kWh | GSD |  | 2019-12-08 | 7 | 376857.6044 | 93366.3173 | 215320.9289 | 0 | 308687.2462
8186 | 0.006722% | 0.007574% | [6 empty] | 2019-03-10 | 8 | 56.7997 | 233105.8236 | kWh | GSD |  | 2019-12-08 | 8 | 443569.3304 | 94264.0675 | 228209.3077 | 0 | 322473.3752
8187 | 0.006337% | 0.007439% | [6 empty] | 2019-03-10 | 9 | 58.2221 | 238943.3592 | kWh | GSD |  | 2019-12-08 | 9 | 499925.4038 | 89774.1043 | 232856.6878 | 0 | 322630.7921
8188 | 0.006347% | 0.007327% | [6 empty] | 2019-03-10 | 10 | 61.7727 | 253515.1911 | kWh | GSD |  | 2019-12-08 | 10 | 540324.2599 | 92043.2136 | 242040.8647 | 0 | 334084.0783
8189 | 0.006318% | 0.00732% | [6 empty] | 2019-03-10 | 11 | 65.1299 | 267293.2433 | kWh | GSD |  | 2019-12-08 | 11 | 557583.9052 | 103612.0581 | 249341.5361 | 0 | 352953.5942
8190 | 0.006373% | 0.007405% | [6 empty] | 2019-03-10 | 12 | 68.2118 | 279941.2499 | kWh | GSD |  | 2019-12-08 | 12 | 554562.9208 | 105265.3462 | 254305.207 | 0 | 359570.5532
8191 | 0.006893% | 0.007578% | [6 empty] | 2019-03-10 | 13 | 69.2238 | 284094.5468 | kWh | GSD |  | 2019-12-08 | 13 | 554373.1527 | 108447.3336 | 252544.6186 | 0 | 360991.9522
8192 | 0.008114% | 0.007916% | [6 empty] | 2019-03-10 | 14 | 70.3495 | 288714.4878 | kWh | GSD |  | 2019-12-08 | 14 | 544664.7932 | 107341.3483 | 247081.6602 | 0 | 354423.0085
8193 | 0.009144% | 0.00792% | [6 empty] | 2019-03-10 | 15 | 70.7332 | 290289.2096 | kWh | GSD |  | 2019-12-08 | 15 | 553031.2962 | 105981.3832 | 241999.703 | 0 | 347981.0862
8194 | 0.009883% | 0.008201% | [6 empty] | 2019-03-10 | 16 | 71.1734 | 292095.5099 | kWh | GSD |  | 2019-12-08 | 16 | 541217.5919 | 101937.1744 | 242052.9882 | 0 | 343990.1626
8195 | 0.0102% | 0.008664% | [6 empty] | 2019-03-10 | 17 | 70.9483 | 291171.7187 | kWh | GSD |  | 2019-12-08 | 17 | 559053.4629 | 98813.7866 | 241786.7609 | 0 | 340600.5475
8196 | 0.01014% | 0.008827% | [6 empty] | 2019-03-10 | 18 | 70.4244 | 289021.8202 | kWh | GSD |  | 2019-12-08 | 18 | 622212.9285 | 103112.5458 | 244531.1946 | 0 | 347643.7404
8197 | 0.01014% | 0.008862% | [6 empty] | 2019-03-10 | 19 | 69.0243 | 283275.6749 | kWh | GSD |  | 2019-12-08 | 19 | 658842.215 | 110285.8718 | 251216.3209 | 0 | 361502.1927
8198 | 0.009963% | 0.0087% | [6 empty] | 2019-03-10 | 20 | 67.8045 | 278269.5695 | kWh | GSD |  | 2019-12-08 | 20 | 660517.6862 | 114791.5105 | 251244.3475 | 0 | 366035.858
8199 | 0.01012% | 0.008542% | [6 empty] | 2019-03-10 | 21 | 64.9971 | 266748.0355 | kWh | GSD |  | 2019-12-08 | 21 | 614380.5224 | 111277.1617 | 246392.8062 | 0 | 357669.9679
8200 | 0.0099% | 0.008444% | [6 empty] | 2019-03-10 | 22 | 62.1179 | 254932.0469 | kWh | GSD |  | 2019-12-08 | 22 | 565007.6478 | 108100.68 | 238041.269 | 0 | 346141.949
8201 | 0.01023% | 0.008361% | [6 empty] | 2019-03-10 | 23 | 58.1522 | 238656.4576 | kWh | GSD |  | 2019-12-08 | 23 | 506013.3836 | 102615.0947 | 226415.9445 | 0 | 329031.0392
8202 | 0.01138% | 0.008534% | [6 empty] | 2019-03-10 | 24 | 54.8476 | 225094.5367 | kWh | GSD |  | 2019-12-08 | 24 | 416028.6972 | 97386.3225 | 217255.5959 | 0 | 314641.9184
8203 | 0.01205% | 0.008874% | [6 empty] | 2019-03-11 | 1 | 52.9381 | 217258.1396 | kWh | GSD |  | 2019-12-09 | 1 | 339742.4884 | 95036.7262 | 210117.9915 | 0 | 305154.7177
8204 | 0.01208% | 0.008985% | [6 empty] | 2019-03-11 | 2 | 51.6421 | 211939.288 | kWh | GSD |  | 2019-12-09 | 2 | 298987.4666 | 91794.4754 | 204887.7446 | 0 | 296682.22
8205 | 0.01124% | 0.00878% | [6 empty] | 2019-03-11 | 3 | 50.7323 | 208205.1774 | kWh | GSD |  | 2019-12-09 | 3 | 285188.9666 | 88378.223 | 203464.7987 | 0 | 291843.0217
8206 | 0.01033% | 0.008497% | [6 empty] | 2019-03-11 | 4 | 50.2768 | 206335.8533 | kWh | GSD |  | 2019-12-09 | 4 | 274910.7645 | 87626.1728 | 203474.8969 | 0 | 291101.0697
8207 | 0.009256% | 0.008077% | [6 empty] | 2019-03-11 | 5 | 53.9057 | 221228.9994 | kWh | GSD |  | 2019-12-09 | 5 | 292220.0262 | 88083.4116 | 208267.8967 | 0 | 296351.3083
8208 | 0.00761% | 0.007724% | [6 empty] | 2019-03-11 | 6 | 60.7731 | 249412.7301 | kWh | GSD |  | 2019-12-09 | 6 | 350023.1038 | 89019.9849 | 226985.3126 | 0 | 316005.2975
8209 | 0.006214% | 0.007491% | [6 empty] | 2019-03-11 | 7 | 71.2013 | 292210.0013 | kWh | GSD |  | 2019-12-09 | 7 | 442656.2038 | 94864.2075 | 262906.3004 | 0 | 357770.5079
8210 | 0.005469% | 0.007283% | [6 empty] | 2019-03-11 | 8 | 80.2403 | 329306.178 | kWh | GSD |  | 2019-12-09 | 8 | 467926.0214 | 103618.4504 | 305254.9794 | 0 | 408873.4298
8211 | 0.005217% | 0.007164% | [6 empty] | 2019-03-11 | 9 | 86.0463 | 353134.1811 | kWh | GSD |  | 2019-12-09 | 9 | 427545.5441 | 114526.1319 | 334640.3679 | 0 | 449166.4998
8212 | 0.005029% | 0.007146% | [6 empty] | 2019-03-11 | 10 | 91.0304 | 373588.8725 | kWh | GSD |  | 2019-12-09 | 10 | 401392.0649 | 128645.0138 | 364213.5353 | 0 | 492858.5491
8213 | 0.005345% | 0.007275% | [6 empty] | 2019-03-11 | 11 | 93.4681 | 383593.2299 | kWh | GSD |  | 2019-12-09 | 11 | 391303.7487 | 140090.8539 | 382029.2156 | 0 | 522120.0695
8214 | 0.006402% | 0.007757% | [6 empty] | 2019-03-11 | 12 | 96.0537 | 394204.1965 | kWh | GSD |  | 2019-12-09 | 12 | 402953.6674 | 154062.3435 | 394385.9344 | 0 | 548448.2779
8215 | 0.008097% | 0.008783% | [6 empty] | 2019-03-11 | 13 | 99.2308 | 407243.0328 | kWh | GSD |  | 2019-12-09 | 13 | 402395.8781 | 165670.773 | 399541.5803 | 0 | 565212.3533
8216 | 0.008559% | 0.01004% | [6 empty] | 2019-03-11 | 14 | 100.7438 | 413452.5106 | kWh | GSD |  | 2019-12-09 | 14 | 420150.7143 | 168886.8899 | 402981.2086 | 0 | 571868.0985
8217 | 0.00782% | 0.01103% | [6 empty] | 2019-03-11 | 15 | 101.3794 | 416061.0953 | kWh | GSD |  | 2019-12-09 | 15 | 425708.4365 | 169429.783 | 403436.2821 | 0 | 572866.0651
8218 | 0.007342% | 0.0121% | [6 empty] | 2019-03-11 | 16 | 99.0906 | 406667.8801 | kWh | GSD |  | 2019-12-09 | 16 | 442883.7946 | 172649.3696 | 395657.4106 | 0 | 568306.7802
8219 | 0.007157% | 0.01282% | [6 empty] | 2019-03-11 | 17 | 94.213 | 386650.0573 | kWh | GSD |  | 2019-12-09 | 17 | 495006.0107 | 166904.6765 | 373304.2788 | 0 | 540208.9553
8220 | 0.007371% | 0.01346% | [6 empty] | 2019-03-11 | 18 | 89.563 | 367566.5163 | kWh | GSD |  | 2019-12-09 | 18 | 578890.4657 | 153296.6039 | 354372.2679 | 0 | 507668.8718
8221 | 0.00736% | 0.01387% | [6 empty] | 2019-03-11 | 19 | 83.786 | 343857.8087 | kWh | GSD |  | 2019-12-09 | 19 | 650070.8265 | 142416.8953 | 334425.8516 | 0 | 476842.7469
8222 | 0.007685% | 0.01404% | [6 empty] | 2019-03-11 | 20 | 81.4885 | 334428.6768 | kWh | GSD |  | 2019-12-09 | 20 | 639665.7229 | 137760.4296 | 316350.7508 | 0 | 454111.1804
8223 | 0.007787% | 0.01406% | [6 empty] | 2019-03-11 | 21 | 77.8213 | 319378.4875 | kWh | GSD |  | 2019-12-09 | 21 | 606226.4674 | 125463.6577 | 300977.0696 | 0 | 426440.7273
8224 | 0.008101% | 0.01395% | [6 empty] | 2019-03-11 | 22 | 72.0158 | 295552.7062 | kWh | GSD |  | 2019-12-09 | 22 | 551229.1919 | 115215.2732 | 280452.0107 | 0 | 395667.2839
8225 | 0.009054% | 0.01326% | [6 empty] | 2019-03-11 | 23 | 63.7043 | 261442.4235 | kWh | GSD |  | 2019-12-09 | 23 | 461052.3564 | 104124.0461 | 257913.7978 | 0 | 362037.8439
8226 | 0.01059% | 0.01246% | [6 empty] | 2019-03-11 | 24 | 59.3357 | 243513.5986 | kWh | GSD |  | 2019-12-09 | 24 | 381142.152 | 97201.5507 | 238123.8145 | 0 | 335325.3652
8227 | 0.01189% | 0.01171% | [6 empty] | 2019-03-12 | 1 | 56.444 | 231646.0291 | kWh | GSD |  | 2019-12-10 | 1 | 318510.9909 | 91068.9204 | 225022.8793 | 0 | 316091.7997
8228 | 0.0117% | 0.01115% | [6 empty] | 2019-03-12 | 2 | 53.8714 | 221088.2713 | kWh | GSD |  | 2019-12-10 | 2 | 273163.6203 | 88153.2239 | 216815.1597 | 0 | 304968.3836
8229 | 0.01109% | 0.01047% | [6 empty] | 2019-03-12 | 3 | 52.7346 | 216422.6454 | kWh | GSD |  | 2019-12-10 | 3 | 261151.6944 | 87114.0509 | 212452.3906 | 0 | 299566.4415
8230 | 0.01008% | 0.009713% | [6 empty] | 2019-03-12 | 4 | 52.1658 | 214088.393 | kWh | GSD |  | 2019-12-10 | 4 | 254047.7163 | 86403.8599 | 208761.0652 | 0 | 295164.9251
8231 | 0.008433% | 0.008887% | [6 empty] | 2019-03-12 | 5 | 53.7971 | 220783.3211 | kWh | GSD |  | 2019-12-10 | 5 | 269678.8184 | 86551.4457 | 213396.3116 | 0 | 299947.7573
8232 | 0.006972% | 0.008232% | [6 empty] | 2019-03-12 | 6 | 59.7141 | 245066.6073 | kWh | GSD |  | 2019-12-10 | 6 | 322541.4046 | 87983.7777 | 233092.4333 | 0 | 321076.211
8233 | 0.005826% | 0.007759% | [6 empty] | 2019-03-12 | 7 | 70.5356 | 289478.2103 | kWh | GSD |  | 2019-12-10 | 7 | 421442.0497 | 93383.4951 | 265679.5716 | 0 | 359063.0667
8234 | 0.004997% | 0.007486% | [6 empty] | 2019-03-12 | 8 | 79.3639 | 325709.3236 | kWh | GSD |  | 2019-12-10 | 8 | 438795.9131 | 102646.811 | 308700.4163 | 0 | 411347.2273
8235 | 0.004777% | 0.007354% | [6 empty] | 2019-03-12 | 9 | 83.2478 | 341649.0084 | kWh | GSD |  | 2019-12-10 | 9 | 424787.8728 | 115464.5744 | 341050.379 | 0 | 456514.9534
8236 | 0.004647% | 0.007246% | [6 empty] | 2019-03-12 | 10 | 86.9605 | 356885.8984 | kWh | GSD |  | 2019-12-10 | 10 | 400479.1054 | 128780.9087 | 371876.6207 | 0 | 500657.5294
8237 | 0.004933% | 0.007363% | [6 empty] | 2019-03-12 | 11 | 88.4952 | 363184.1634 | kWh | GSD |  | 2019-12-10 | 11 | 384421.6567 | 143368.4172 | 395994.6945 | 0 | 539363.1117
8238 | 0.0059% | 0.007882% | [6 empty] | 2019-03-12 | 12 | 89.4345 | 367038.9843 | kWh | GSD |  | 2019-12-10 | 12 | 401045.8871 | 160026.5453 | 412790.5912 | 0 | 572817.1365
8239 | 0.007709% | 0.008814% | [6 empty] | 2019-03-12 | 13 | 90.5133 | 371466.7426 | kWh | GSD |  | 2019-12-10 | 13 | 422160.6753 | 171741.714 | 421713.8116 | 0 | 593455.5256
8240 | 0.008026% | 0.0101% | [6 empty] | 2019-03-12 | 14 | 90.5429 | 371587.9507 | kWh | GSD |  | 2019-12-10 | 14 | 460263.4446 | 182272.1051 | 430022.4353 | 0 | 612294.5404
8241 | 0.00777% | 0.01121% | [6 empty] | 2019-03-12 | 15 | 89.8422 | 368712.4335 | kWh | GSD |  | 2019-12-10 | 15 | 474254.1715 | 186262.1704 | 433522.8521 | 0 | 619785.0225
8242 | 0.007325% | 0.01229% | [6 empty] | 2019-03-12 | 16 | 88.2338 | 362111.5612 | kWh | GSD |  | 2019-12-10 | 16 | 500327.3092 | 191160.5935 | 420993.8146 | 0 | 612154.4081
8243 | 0.007032% | 0.01324% | [6 empty] | 2019-03-12 | 17 | 83.9859 | 344678.2385 | kWh | GSD |  | 2019-12-10 | 17 | 535939.3416 | 185133.8246 | 397914.7897 | 0 | 583048.6143
8244 | 0.007336% | 0.01406% | [6 empty] | 2019-03-12 | 18 | 78.8939 | 323780.515 | kWh | GSD |  | 2019-12-10 | 18 | 597577.8492 | 171331.2016 | 374578.6033 | 0 | 545909.8049
8245 | 0.007722% | 0.01457% | [6 empty] | 2019-03-12 | 19 | 74.0738 | 303998.8757 | kWh | GSD |  | 2019-12-10 | 19 | 665794.8892 | 153979.7901 | 352434.995 | 0 | 506414.7851
8246 | 0.008419% | 0.01503% | [6 empty] | 2019-03-12 | 20 | 74.8143 | 307037.8314 | kWh | GSD |  | 2019-12-10 | 20 | 673384.8177 | 149719.388 | 331217.1643 | 0 | 480936.5523
8247 | 0.008675% | 0.01521% | [6 empty] | 2019-03-12 | 21 | 72.8169 | 298840.3526 | kWh | GSD |  | 2019-12-10 | 21 | 636686.3291 | 139321.2576 | 311069.2567 | 0 | 450390.5143
8248 | 0.009152% | 0.01503% | [6 empty] | 2019-03-12 | 22 | 68.0015 | 279078.2317 | kWh | GSD |  | 2019-12-10 | 22 | 586289.0945 | 126424.3829 | 290925.7985 | 0 | 417350.1814
8249 | 0.009803% | 0.01431% | [6 empty] | 2019-03-12 | 23 | 61.2577 | 251401.7701 | kWh | GSD |  | 2019-12-10 | 23 | 505095.8504 | 114715.5084 | 270046.6661 | 0 | 384762.1745
8250 | 0.01093% | 0.0134% | [6 empty] | 2019-03-12 | 24 | 56.6161 | 232352.3057 | kWh | GSD |  | 2019-12-10 | 24 | 420745.7162 | 104217.2535 | 253032.7007 | 0 | 357249.9542
8251 | 0.01218% | 0.01243% | [6 empty] | 2019-03-13 | 1 | 53.6321 | 220106.0842 | kWh | GSD |  | 2019-12-11 | 1 | 349060.7464 | 98121.2484 | 237788.9281 | 0 | 335910.1765
8252 | 0.01232% | 0.01181% | [6 empty] | 2019-03-13 | 2 | 51.4956 | 211337.8042 | kWh | GSD |  | 2019-12-11 | 2 | 296841.5283 | 95239.2938 | 229508.0913 | 0 | 324747.3851
8253 | 0.01165% | 0.01106% | [6 empty] | 2019-03-13 | 3 | 50.7338 | 208211.4153 | kWh | GSD |  | 2019-12-11 | 3 | 276311.5614 | 91248.8106 | 224038.1093 | 0 | 315286.92
8254 | 0.01072% | 0.01025% | [6 empty] | 2019-03-13 | 4 | 50.0901 | 205569.6597 | kWh | GSD |  | 2019-12-11 | 4 | 268169.2501 | 89491.3943 | 220106.9622 | 0 | 309598.3565
8255 | 0.009239% | 0.009445% | [6 empty] | 2019-03-13 | 5 | 51.9151 | 213059.5846 | kWh | GSD |  | 2019-12-11 | 5 | 275104.2736 | 90206.273 | 225219.5382 | 0 | 315425.8112
8256 | 0.007696% | 0.00877% | [6 empty] | 2019-03-13 | 6 | 58.5694 | 240368.7948 | kWh | GSD |  | 2019-12-11 | 6 | 323570.0507 | 90738.8505 | 246121.612 | 0 | 336860.4625
8257 | 0.006385% | 0.008246% | [6 empty] | 2019-03-13 | 7 | 68.7975 | 282344.9284 | kWh | GSD |  | 2019-12-11 | 7 | 396410.9411 | 96738.7988 | 277841.9866 | 0 | 374580.7854
8258 | 0.00543% | 0.007972% | [6 empty] | 2019-03-13 | 8 | 76.8903 | 315557.8968 | kWh | GSD |  | 2019-12-11 | 8 | 406786.6776 | 104831.9877 | 314089.5052 | 0 | 418921.4929
8259 | 0.005054% | 0.00774% | [6 empty] | 2019-03-13 | 9 | 80.6472 | 330976.2478 | kWh | GSD |  | 2019-12-11 | 9 | 387391.4687 | 118076.8301 | 340538.1909 | 0 | 458615.021
8260 | 0.004905% | 0.0076% | [6 empty] | 2019-03-13 | 10 | 85.7087 | 351748.4434 | kWh | GSD |  | 2019-12-11 | 10 | 377766.9475 | 131364.3551 | 361486.3915 | 0 | 492850.7466
8261 | 0.005032% | 0.007743% | [6 empty] | 2019-03-13 | 11 | 88.0335 | 361289.4364 | kWh | GSD |  | 2019-12-11 | 11 | 369231.2783 | 147032.27 | 375094.5871 | 0 | 522126.8571
8262 | 0.005919% | 0.008269% | [6 empty] | 2019-03-13 | 12 | 90.016 | 369425.5974 | kWh | GSD |  | 2019-12-11 | 12 | 379015.3404 | 152228.0033 | 376455.5024 | 0 | 528683.5057
8263 | 0.007251% | 0.009195% | [6 empty] | 2019-03-13 | 13 | 91.4713 | 375398.1052 | kWh | GSD |  | 2019-12-11 | 13 | 398435.7117 | 152243.2037 | 371367.8992 | 0 | 523611.1029
8264 | 0.007441% | 0.01028% | [6 empty] | 2019-03-13 | 14 | 92.2837 | 378732.2962 | kWh | GSD |  | 2019-12-11 | 14 | 399837.1799 | 150656.6755 | 367799.3564 | 0 | 518456.0319
8265 | 0.007086% | 0.01126% | [6 empty] | 2019-03-13 | 15 | 91.0124 | 373514.7666 | kWh | GSD |  | 2019-12-11 | 15 | 411897.1395 | 150747.8433 | 361071.6136 | 0 | 511819.4569
8266 | 0.00691% | 0.0121% | [6 empty] | 2019-03-13 | 16 | 89.1189 | 365743.9116 | kWh | GSD |  | 2019-12-11 | 16 | 433140.0066 | 147406.7406 | 354205.9529 | 0 | 501612.6935
8267 | 0.006754% | 0.01282% | [6 empty] | 2019-03-13 | 17 | 84.7592 | 347851.9356 | kWh | GSD |  | 2019-12-11 | 17 | 504963.6328 | 143430.5646 | 337086.6299 | 0 | 480517.1945
8268 | 0.006933% | 0.01298% | [6 empty] | 2019-03-13 | 18 | 80.5322 | 330504.1857 | kWh | GSD |  | 2019-12-11 | 18 | 580600.1017 | 137469.6451 | 321117.1707 | 0 | 458586.8158
8269 | 0.007288% | 0.01285% | [6 empty] | 2019-03-13 | 19 | 76.4362 | 313694.1484 | kWh | GSD |  | 2019-12-11 | 19 | 653968.7424 | 130628.9438 | 312386.4448 | 0 | 443015.3886
8270 | 0.007314% | 0.01273% | [6 empty] | 2019-03-13 | 20 | 76.1692 | 312598.318 | kWh | GSD |  | 2019-12-11 | 20 | 669345.9968 | 129221.0996 | 298047.0919 | 0 | 427268.1915
8271 | 0.007534% | 0.01256% | [6 empty] | 2019-03-13 | 21 | 74.7177 | 306641.2888 | kWh | GSD |  | 2019-12-11 | 21 | 641275.2389 | 123488.3911 | 285750.2573 | 0 | 409238.6484
8272 | 0.007923% | 0.01231% | [6 empty] | 2019-03-13 | 22 | 68.8399 | 282518.975 | kWh | GSD |  | 2019-12-11 | 22 | 601454.0038 | 114027.503 | 269545.0379 | 0 | 383572.5409
8273 | 0.009236% | 0.0118% | [6 empty] | 2019-03-13 | 23 | 61.9647 | 254303.2056 | kWh | GSD |  | 2019-12-11 | 23 | 526615.9811 | 105118.5509 | 252940.9631 | 0 | 358059.514
8274 | 0.01062% | 0.01126% | [6 empty] | 2019-03-13 | 24 | 56.8386 | 233265.6298 | kWh | GSD |  | 2019-12-11 | 24 | 452076.7635 | 100083.3993 | 235685.619 | 0 | 335769.0183
8275 | 0.01196% | 0.01088% | [6 empty] | 2019-03-14 | 1 | 53.7332 | 220521.2102 | kWh | GSD |  | 2019-12-12 | 1 | 403646.3184 | 95432.6146 | 221841.8937 | 0 | 317274.5083
8276 | 0.01224% | 0.01049% | [6 empty] | 2019-03-14 | 2 | 51.8545 | 212810.8267 | kWh | GSD |  | 2019-12-12 | 2 | 375406.0968 | 90742.5652 | 212249.2866 | 0 | 302991.8518
8277 | 0.01173% | 0.01005% | [6 empty] | 2019-03-14 | 3 | 51.1981 | 210117.1193 | kWh | GSD |  | 2019-12-12 | 3 | 355977.2442 | 90013.2773 | 207357.0613 | 0 | 297370.3386
8278 | 0.011% | 0.009416% | [6 empty] | 2019-03-14 | 4 | 50.817 | 208552.954 | kWh | GSD |  | 2019-12-12 | 4 | 353438.5841 | 88841.0663 | 206964.3911 | 0 | 295805.4574
8279 | 0.009633% | 0.00879% | [6 empty] | 2019-03-14 | 5 | 52.661 | 216120.6078 | kWh | GSD |  | 2019-12-12 | 5 | 366372.0027 | 88555.1425 | 210591.677 | 0 | 299146.8195
8280 | 0.008269% | 0.008242% | [6 empty] | 2019-03-14 | 6 | 59.9294 | 245950.0996 | kWh | GSD |  | 2019-12-12 | 6 | 412865.6273 | 91314.4208 | 232254.7716 | 0 | 323569.1924
8281 | 0.007383% | 0.007788% | [6 empty] | 2019-03-14 | 7 | 71.0717 | 291678.4134 | kWh | GSD |  | 2019-12-12 | 7 | 510925.2972 | 96229.4194 | 262710.5909 | 0 | 358940.0103
8282 | 0.006867% | 0.007438% | [6 empty] | 2019-03-14 | 8 | 78.4483 | 321951.8885 | kWh | GSD |  | 2019-12-12 | 8 | 527243.4122 | 107365.2961 | 304789.4223 | 0 | 412154.7184
8283 | 0.006511% | 0.0073% | [6 empty] | 2019-03-14 | 9 | 82.6688 | 339272.706 | kWh | GSD |  | 2019-12-12 | 9 | 474748.2157 | 121577.0002 | 335496.8369 | 0 | 457073.8371
8284 | 0.006465% | 0.007261% | [6 empty] | 2019-03-14 | 10 | 88.8752 | 364743.9772 | kWh | GSD |  | 2019-12-12 | 10 | 461752.8072 | 132686.6803 | 356799.018 | 0 | 489485.6983
8285 | 0.006701% | 0.007343% | [6 empty] | 2019-03-14 | 11 | 92.1382 | 378135.1109 | kWh | GSD |  | 2019-12-12 | 11 | 435551.3043 | 143555.478 | 367936.4602 | 0 | 511491.9382
8286 | 0.007552% | 0.007943% | [6 empty] | 2019-03-14 | 12 | 94.2725 | 386894.1974 | kWh | GSD |  | 2019-12-12 | 12 | 421888.9904 | 146837.7568 | 370173.8836 | 0 | 517011.6404
8287 | 0.009346% | 0.008811% | [6 empty] | 2019-03-14 | 13 | 95.5073 | 391962.1292 | kWh | GSD |  | 2019-12-12 | 13 | 418813.5234 | 151399.1697 | 374790.1987 | 0 | 526189.3684
8288 | 0.009644% | 0.01012% | [6 empty] | 2019-03-14 | 14 | 95.8362 | 393311.5819 | kWh | GSD |  | 2019-12-12 | 14 | 409504.6526 | 148775.343 | 372523.6704 | 0 | 521299.0134
8289 | 0.008684% | 0.01122% | [6 empty] | 2019-03-14 | 15 | 96.2922 | 395183.0925 | kWh | GSD |  | 2019-12-12 | 15 | 401628.8145 | 148617.5458 | 369391.6813 | 0 | 518009.2271
8290 | 0.008446% | 0.01202% | [6 empty] | 2019-03-14 | 16 | 94.148 | 386383.4226 | kWh | GSD |  | 2019-12-12 | 16 | 412561.1247 | 148215.191 | 358521.0551 | 0 | 506736.2461
8291 | 0.007967% | 0.01256% | [6 empty] | 2019-03-14 | 17 | 90.4439 | 371181.7686 | kWh | GSD |  | 2019-12-12 | 17 | 472384.5151 | 142575.4322 | 340040.235 | 0 | 482615.6672
8292 | 0.007717% | 0.01269% | [6 empty] | 2019-03-14 | 18 | 85.2179 | 349734.3622 | kWh | GSD |  | 2019-12-12 | 18 | 548030.2333 | 138335.4665 | 325365.9856 | 0 | 463701.4521
8293 | 0.007661% | 0.01292% | [6 empty] | 2019-03-14 | 19 | 80.7079 | 331225.1303 | kWh | GSD |  | 2019-12-12 | 19 | 621195.0622 | 133842.4123 | 315886.8842 | 0 | 449729.2965
8294 | 0.00749% | 0.0128% | [6 empty] | 2019-03-14 | 20 | 78.1167 | 320590.9441 | kWh | GSD |  | 2019-12-12 | 20 | 636921.2544 | 131118.0771 | 300659.1855 | 0 | 431777.2626
8295 | 0.007346% | 0.01272% | [6 empty] | 2019-03-14 | 21 | 76.0467 | 312095.6028 | kWh | GSD |  | 2019-12-12 | 21 | 604284.1846 | 124078.8249 | 289050.1004 | 0 | 413128.9253
8296 | 0.007546% | 0.01244% | [6 empty] | 2019-03-14 | 22 | 70.5372 | 289484.6203 | kWh | GSD |  | 2019-12-12 | 22 | 564408.9925 | 115973.0482 | 270092.6616 | 0 | 386065.7098
8297 | 0.008641% | 0.01185% | [6 empty] | 2019-03-14 | 23 | 63.3197 | 259863.9446 | kWh | GSD |  | 2019-12-12 | 23 | 489232.0157 | 107056.6992 | 253892.3373 | 0 | 360949.0365
8298 | 0.01002% | 0.01138% | [6 empty] | 2019-03-14 | 24 | 59.0595 | 242380.2211 | kWh | GSD |  | 2019-12-12 | 24 | 418664.9058 | 99381.9873 | 239074.2138 | 0 | 338456.2011
8299 | 0.01136% | 0.01104% | [6 empty] | 2019-03-15 | 1 | 55.8833 | 229345.2179 | kWh | GSD |  | 2019-12-13 | 1 | 365647.648 | 93247.2086 | 223564.2229 | 0 | 316811.4315
8300 | 0.01165% | 0.0106% | [6 empty] | 2019-03-15 | 2 | 53.4797 | 219480.8237 | kWh | GSD |  | 2019-12-13 | 2 | 325175.8153 | 89471.0933 | 216336.9759 | 0 | 305808.0692
8301 | 0.01105% | 0.01014% | [6 empty] | 2019-03-15 | 3 | 52.3755 | 214949.2334 | kWh | GSD |  | 2019-12-13 | 3 | 298606.4403 | 86513.9332 | 212953.3176 | 0 | 299467.2508
8302 | 0.01032% | 0.009477% | [6 empty] | 2019-03-15 | 4 | 52.1038 | 213833.9999 | kWh | GSD |  | 2019-12-13 | 4 | 287945.318 | 84951.46 | 212525.7669 | 0 | 297477.2269
8303 | 0.008949% | 0.008861% | [6 empty] | 2019-03-15 | 5 | 54.2246 | 222537.6251 | kWh | GSD |  | 2019-12-13 | 5 | 293951.5435 | 85225.484 | 216463.0555 | 0 | 301688.5395
8304 | 0.007658% | 0.008308% | [6 empty] | 2019-03-15 | 6 | 60.494 | 248267.2233 | kWh | GSD |  | 2019-12-13 | 6 | 342182.8202 | 87353.5735 | 234995.577 | 0 | 322349.1505
8305 | 0.006688% | 0.007777% | [6 empty] | 2019-03-15 | 7 | 69.5878 | 285588.2712 | kWh | GSD |  | 2019-12-13 | 7 | 415988.129 | 92268.3009 | 266481.799 | 0 | 358750.0999
8306 | 0.005948% | 0.007507% | [6 empty] | 2019-03-15 | 8 | 77.1082 | 316452.016 | kWh | GSD |  | 2019-12-13 | 8 | 431229.2687 | 103548.8266 | 307512.7099 | 0 | 411061.5365
8307 | 0.005462% | 0.007351% | [6 empty] | 2019-03-15 | 9 | 80.5954 | 330763.3712 | kWh | GSD |  | 2019-12-13 | 9 | 433460.3912 | 116699.4945 | 337880.7988 | 0 | 454580.2933
8308 | 0.005267% | 0.007302% | [6 empty] | 2019-03-15 | 10 | 85.9787 | 352856.466 | kWh | GSD |  | 2019-12-13 | 10 | 425674.6046 | 128034.6601 | 360320.6584 | 0 | 488355.3185
8309 | 0.005377% | 0.007406% | [6 empty] | 2019-03-15 | 11 | 89.933 | 369085.1123 | kWh | GSD |  | 2019-12-13 | 11 | 425934.8859 | 138266.6247 | 374016.4956 | 0 | 512283.1203
8310 | 0.006259% | 0.007913% | [6 empty] | 2019-03-15 | 12 | 93.25 | 382698.1335 | kWh | GSD |  | 2019-12-13 | 12 | 409391.0311 | 144979.9026 | 382413.8415 | 0 | 527393.7441
8311 | 0.007609% | 0.008807% | [6 empty] | 2019-03-15 | 13 | 95.8529 | 393380.2603 | kWh | GSD |  | 2019-12-13 | 13 | 403067.7043 | 152704.988 | 386755.2647 | 0 | 539460.2527
8312 | 0.007888% | 0.01009% | [6 empty] | 2019-03-15 | 14 | 97.0238 | 398185.4948 | kWh | GSD |  | 2019-12-13 | 14 | 402195.5545 | 153464.0388 | 386939.1117 | 0 | 540403.1505
8313 | 0.007929% | 0.01116% | [6 empty] | 2019-03-15 | 15 | 97.6041 | 400567.1031 | kWh | GSD |  | 2019-12-13 | 15 | 405634.6678 | 151710.9457 | 380469.8403 | 0 | 532180.786
8314 | 0.007786% | 0.01199% | [6 empty] | 2019-03-15 | 16 | 95.4274 | 391634.2542 | kWh | GSD |  | 2019-12-13 | 16 | 416064.2337 | 149943.9943 | 368116.3261 | 0 | 518060.3204
8315 | 0.007791% | 0.01258% | [6 empty] | 2019-03-15 | 17 | 91.7272 | 376448.2836 | kWh | GSD |  | 2019-12-13 | 17 | 456489.9858 | 140264.9868 | 348142.9273 | 0 | 488407.9141
8316 | 0.007488% | 0.01295% | [6 empty] | 2019-03-15 | 18 | 87.6077 | 359542.0448 | kWh | GSD |  | 2019-12-13 | 18 | 507930.2263 | 131344.7766 | 328659.4599 | 0 | 460004.2365
8317 | 0.007373% | 0.01324% | [6 empty] | 2019-03-15 | 19 | 82.9617 | 340474.6253 | kWh | GSD |  | 2019-12-13 | 19 | 546158.6937 | 128003.188 | 319395.3455 | 0 | 447398.5335
8318 | 0.007357% | 0.01327% | [6 empty] | 2019-03-15 | 20 | 79.8527 | 327715.6457 | kWh | GSD |  | 2019-12-13 | 20 | 538568.6218 | 128017.7052 | 303691.3382 | 0 | 431709.0434
8319 | 0.00742% | 0.01306% | [6 empty] | 2019-03-15 | 21 | 78.0316 | 320241.7099 | kWh | GSD |  | 2019-12-13 | 21 | 518283.3867 | 123243.1475 | 289565.0549 | 0 | 412808.2024
8320 | 0.00761% | 0.01272% | [6 empty] | 2019-03-15 | 22 | 73.4951 | 301623.937 | kWh | GSD |  | 2019-12-13 | 22 | 499422.0234 | 116467.6633 | 275915.6105 | 0 | 392383.2738
8321 | 0.00835% | 0.01199% | [6 empty] | 2019-03-15 | 23 | 65.7572 | 269867.7148 | kWh | GSD |  | 2019-12-13 | 23 | 455370.8596 | 107568.0601 | 254010.8624 | 0 | 361578.9225
8322 | 0.009291% | 0.01129% | [6 empty] | 2019-03-15 | 24 | 60.7825 | 249451.2347 | kWh | GSD |  | 2019-12-13 | 24 | 398478.6064 | 100238.1914 | 236960.6119 | 0 | 337198.8033
8323 | 0.00999% | 0.01098% | [6 empty] | 2019-03-16 | 1 | 56.8441 | 233288.0693 | kWh | GSD |  | 2019-12-14 | 1 | 351168.4342 | 94378.1921 | 223938.9502 | 0 | 318317.1423
8324 | 0.009851% | 0.0106% | [6 empty] | 2019-03-16 | 2 | 54.7912 | 224863.0326 | kWh | GSD |  | 2019-12-14 | 2 | 300785.357 | 88449.3008 | 216869.7793 | 0 | 305319.0801
8325 | 0.00948% | 0.01013% | [6 empty] | 2019-03-16 | 3 | 52.7635 | 216541.5526 | kWh | GSD |  | 2019-12-14 | 3 | 283624.9788 | 86248.2231 | 211629.3753 | 0 | 297877.5984
8326 | 0.009135% | 0.009632% | [6 empty] | 2019-03-16 | 4 | 51.9889 | 213362.3623 | kWh | GSD |  | 2019-12-14 | 4 | 270533.5126 | 84194.6761 | 209451.9464 | 0 | 293646.6225
8327 | 0.008329% | 0.008876% | [6 empty] | 2019-03-16 | 5 | 53.4014 | 219159.1896 | kWh | GSD |  | 2019-12-14 | 5 | 269837.7805 | 84236.5979 | 210953.4287 | 0 | 295190.0266
8328 | 0.007289% | 0.008278% | [6 empty] | 2019-03-16 | 6 | 55.813 | 229056.501 | kWh | GSD |  | 2019-12-14 | 6 | 280078.2745 | 84897.9763 | 213236.8914 | 0 | 298134.8677
8329 | 0.006423% | 0.007814% | [6 empty] | 2019-03-16 | 7 | 59.1538 | 242767.2933 | kWh | GSD |  | 2019-12-14 | 7 | 308626.1743 | 84843.3554 | 224024.7633 | 0 | 308868.1187
8330 | 0.005502% | 0.007495% | [6 empty] | 2019-03-16 | 8 | 62.5703 | 256788.5427 | kWh | GSD |  | 2019-12-14 | 8 | 366114.3229 | 86902.6057 | 244224.9471 | 0 | 331127.5528
8331 | 0.005188% | 0.007312% | [6 empty] | 2019-03-16 | 9 | 62.5887 | 256863.919 | kWh | GSD |  | 2019-12-14 | 9 | 443220.5611 | 89879.0841 | 255941.0123 | 0 | 345820.0964
8332 | 0.004948% | 0.007208% | [6 empty] | 2019-03-16 | 10 | 64.3274 | 263999.6803 | kWh | GSD |  | 2019-12-14 | 10 | 507086.7163 | 93333.2603 | 264169.344 | 0 | 357502.6043
8333 | 0.004936% | 0.007246% | [6 empty] | 2019-03-16 | 11 | 65.5383 | 268969.3643 | kWh | GSD |  | 2019-12-14 | 11 | 506255.816 | 104060.3713 | 268344.5896 | 0 | 372404.9609
8334 | 0.005123% | 0.007319% | [6 empty] | 2019-03-16 | 12 | 66.2471 | 271878.2481 | kWh | GSD |  | 2019-12-14 | 12 | 488796.0796 | 109397.2705 | 273452.5461 | 0 | 382849.8166
8335 | 0.005645% | 0.007582% | [6 empty] | 2019-03-16 | 13 | 66.3039 | 272111.1156 | kWh | GSD |  | 2019-12-14 | 13 | 488615.9469 | 111213.3643 | 274470.8422 | 0 | 385684.2065
8336 | 0.006697% | 0.008129% | [6 empty] | 2019-03-16 | 14 | 64.6065 | 265145.2157 | kWh | GSD |  | 2019-12-14 | 14 | 476191.0763 | 109973.2017 | 269231.5406 | 0 | 379204.7423
8337 | 0.008107% | 0.008489% | [6 empty] | 2019-03-16 | 15 | 62.4909 | 256462.8461 | kWh | GSD |  | 2019-12-14 | 15 | 471472.0669 | 110690.1146 | 265914.4503 | 0 | 376604.5649
8338 | 0.009275% | 0.008776% | [6 empty] | 2019-03-16 | 16 | 61.4488 | 252185.7338 | kWh | GSD |  | 2019-12-14 | 16 | 486248.5722 | 111225.3105 | 264234.9949 | 0 | 375460.3054
8339 | 0.00926% | 0.009142% | [6 empty] | 2019-03-16 | 17 | 60.6588 | 248943.6778 | kWh | GSD |  | 2019-12-14 | 17 | 485172.7231 | 108645.3937 | 256620.5039 | 0 | 365265.8976
8340 | 0.008941% | 0.009398% | [6 empty] | 2019-03-16 | 18 | 60.1021 | 246658.9439 | kWh | GSD |  | 2019-12-14 | 18 | 514434.2439 | 108111.2818 | 254785.2963 | 0 | 362896.5781
8341 | 0.008937% | 0.009468% | [6 empty] | 2019-03-16 | 19 | 60.0977 | 246641.0752 | kWh | GSD |  | 2019-12-14 | 19 | 543553.2271 | 112410.6239 | 256143.2707 | 0 | 368553.8946
8342 | 0.00871% | 0.009309% | [6 empty] | 2019-03-16 | 20 | 60.3465 | 247662.1689 | kWh | GSD |  | 2019-12-14 | 20 | 554151.4516 | 116153.9721 | 254861.5262 | 0 | 371015.4983
8343 | 0.008624% | 0.009245% | [6 empty] | 2019-03-16 | 21 | 60.1989 | 247056.4023 | kWh | GSD |  | 2019-12-14 | 21 | 541742.1997 | 113305.1011 | 249033.6448 | 0 | 362338.7459
8344 | 0.008894% | 0.009217% | [6 empty] | 2019-03-16 | 22 | 58.1665 | 238715.4936 | kWh | GSD |  | 2019-12-14 | 22 | 546697.0334 | 111553.0297 | 242881.6403 | 0 | 354434.67
8345 | 0.008874% | 0.008967% | [6 empty] | 2019-03-16 | 23 | 54.6438 | 224258.0043 | kWh | GSD |  | 2019-12-14 | 23 | 522314.4998 | 107736.7558 | 232850.6209 | 0 | 340587.3767
8346 | 0.00941% | 0.008908% | [6 empty] | 2019-03-16 | 24 | 50.7054 | 208094.9175 | kWh | GSD |  | 2019-12-14 | 24 | 480934.4326 | 101494.0578 | 220510.1362 | 0 | 322004.194
8347 | 0.009942% | 0.009047% | [6 empty] | 2019-03-17 | 1 | 48.8762 | 200587.9761 | kWh | GSD |  | 2019-12-15 | 1 | 461461.8827 | 96522.3713 | 214789.8459 | 0 | 311312.2172
8348 | 0.01014% | 0.009108% | [6 empty] | 2019-03-17 | 2 | 47.5667 | 195213.929 | kWh | GSD |  | 2019-12-15 | 2 | 432060.7822 | 97090.6372 | 209310.3241 | 0 | 306400.9613
8349 | 0.009909% | 0.008895% | [6 empty] | 2019-03-17 | 3 | 46.7996 | 192065.4334 | kWh | GSD |  | 2019-12-15 | 3 | 431747.525 | 96392.2906 | 207716.8714 | 0 | 304109.162
8350 | 0.01% | 0.008701% | [6 empty] | 2019-03-17 | 4 | 46.8056 | 192090.2534 | kWh | GSD |  | 2019-12-15 | 4 | 445348.8631 | 97065.0277 | 204529.088 | 0 | 301594.1157
8351 | 0.009554% | 0.008361% | [6 empty] | 2019-03-17 | 5 | 47.7061 | 195785.6522 | kWh | GSD |  | 2019-12-15 | 5 | 460753.753 | 96136.1567 | 205816.7849 | 0 | 301952.9416
8352 | 0.008797% | 0.007905% | [6 empty] | 2019-03-17 | 6 | 49.5817 | 203483.1423 | kWh | GSD |  | 2019-12-15 | 6 | 514390.992 | 97501.8507 | 212910.0988 | 0 | 310411.9496
8353 | 0.008441% | 0.007642% | [6 empty] | 2019-03-17 | 7 | 52.6919 | 216247.4866 | kWh | GSD |  | 2019-12-15 | 7 | 563599.6349 | 99500.2225 | 223302.858 | 0 | 322803.0805
8354 | 0.007903% | 0.007522% | [6 empty] | 2019-03-17 | 8 | 55.2307 | 226666.9482 | kWh | GSD |  | 2019-12-15 | 8 | 669664.8785 | 99790.0748 | 239598.0008 | 0 | 339388.0756
8355 | 0.007897% | 0.007465% | [6 empty] | 2019-03-17 | 9 | 56.4244 | 231565.6534 | kWh | GSD |  | 2019-12-15 | 9 | 744474.1458 | 100061.283 | 242438.9748 | 0 | 342500.2578
8356 | 0.008146% | 0.007404% | [6 empty] | 2019-03-17 | 10 | 57.9038 | 237637.3593 | kWh | GSD |  | 2019-12-15 | 10 | 684308.751 | 100799.6055 | 247258.3069 | 0 | 348057.9124
8357 | 0.008428% | 0.007412% | [6 empty] | 2019-03-17 | 11 | 58.7106 | 240948.206 | kWh | GSD |  | 2019-12-15 | 11 | 649476.3247 | 109752.3978 | 251847.4656 | 0 | 361599.8634
8358 | 0.009409% | 0.00762% | [6 empty] | 2019-03-17 | 12 | 58.9393 | 241886.961 | kWh | GSD |  | 2019-12-15 | 12 | 598301.2401 | 111172.1426 | 250469.2793 | 0 | 361641.4219
8359 | 0.01031% | 0.007924% | [6 empty] | 2019-03-17 | 13 | 57.5536 | 236200.0137 | kWh | GSD |  | 2019-12-15 | 13 | 566128.9864 | 108595.9874 | 250113.5112 | 0 | 358709.4986
8360 | 0.01225% | 0.008331% | [6 empty] | 2019-03-17 | 14 | 56.6736 | 232588.4171 | kWh | GSD |  | 2019-12-15 | 14 | 536584.87 | 106584.6469 | 247009.0434 | 0 | 353593.6903
8361 | 0.01362% | 0.008408% | [6 empty] | 2019-03-17 | 15 | 55.8025 | 229013.6204 | kWh | GSD |  | 2019-12-15 | 15 | 526569.2991 | 102919.0152 | 243540.8178 | 0 | 346459.833
8362 | 0.01252% | 0.008544% | [6 empty] | 2019-03-17 | 16 | 56.2045 | 230663.0932 | kWh | GSD |  | 2019-12-15 | 16 | 540743.8672 | 103973.7737 | 241327.709 | 0 | 345301.4827
8363 | 0.01188% | 0.008877% | [6 empty] | 2019-03-17 | 17 | 55.8274 | 229115.6969 | kWh | GSD |  | 2019-12-15 | 17 | 555532.4832 | 99862.5184 | 238906.3224 | 0 | 338768.8408
8364 | 0.01094% | 0.008878% | [6 empty] | 2019-03-17 | 18 | 55.6571 | 228416.7637 | kWh | GSD |  | 2019-12-15 | 18 | 619139.0209 | 102107.5489 | 238321.1069 | 0 | 340428.6558
8365 | 0.01036% | 0.008806% | [6 empty] | 2019-03-17 | 19 | 55.7283 | 228709.0739 | kWh | GSD |  | 2019-12-15 | 19 | 686872.0609 | 105735.2163 | 240240.8342 | 0 | 345976.0505
8366 | 0.009815% | 0.00868% | [6 empty] | 2019-03-17 | 20 | 56.8126 | 233158.7989 | kWh | GSD |  | 2019-12-15 | 20 | 703056.5053 | 111748.2677 | 239913.9712 | 0 | 351662.2389
8367 | 0.009632% | 0.008505% | [6 empty] | 2019-03-17 | 21 | 56.0772 | 230140.843 | kWh | GSD |  | 2019-12-15 | 21 | 696320.2331 | 109166.7057 | 234299.9639 | 0 | 343466.6696
8368 | 0.009891% | 0.008476% | [6 empty] | 2019-03-17 | 22 | 53.7485 | 220583.6562 | kWh | GSD |  | 2019-12-15 | 22 | 663808.6204 | 104681.7526 | 229225.7921 | 0 | 333907.5447
8369 | 0.01016% | 0.008316% | [6 empty] | 2019-03-17 | 23 | 51.2824 | 210462.8178 | kWh | GSD |  | 2019-12-15 | 23 | 600546.3947 | 99617.8427 | 221975.7419 | 0 | 321593.5846
8370 | 0.01132% | 0.008357% | [6 empty] | 2019-03-17 | 24 | 49.4856 | 203088.808 | kWh | GSD |  | 2019-12-15 | 24 | 529603.9967 | 95244.6185 | 214852.1408 | 0 | 310096.7593
8371 | 0.01256% | 0.008493% | [6 empty] | 2019-03-18 | 1 | 48.2712 | 198105.001 | kWh | GSD |  | 2019-12-16 | 1 | 477540.1679 | 92416.9512 | 209174.3964 | 0 | 301591.3476
8372 | 0.01286% | 0.008633% | [6 empty] | 2019-03-18 | 2 | 47.1591 | 193540.9974 | kWh | GSD |  | 2019-12-16 | 2 | 447181.4778 | 90608.8581 | 206742.6059 | 0 | 297351.464
8373 | 0.01274% | 0.008431% | [6 empty] | 2019-03-18 | 3 | 47.2038 | 193724.5425 | kWh | GSD |  | 2019-12-16 | 3 | 445715.9204 | 90407.1882 | 204409.1399 | 0 | 294816.3281
8374 | 0.01214% | 0.008197% | [6 empty] | 2019-03-18 | 4 | 47.6436 | 195529.4051 | kWh | GSD |  | 2019-12-16 | 4 | 451611.5993 | 91500.8527 | 205747.5256 | 0 | 297248.3783
8375 | 0.01098% | 0.007894% | [6 empty] | 2019-03-18 | 5 | 50.7807 | 208403.9165 | kWh | GSD |  | 2019-12-16 | 5 | 483844.104 | 91002.5313 | 211747.8677 | 0 | 302750.399
8376 | 0.009687% | 0.007612% | [6 empty] | 2019-03-18 | 6 | 58.0284 | 238148.4196 | kWh | GSD |  | 2019-12-16 | 6 | 542174.901 | 93170.6404 | 230917.4743 | 0 | 324088.1147
8377 | 0.008735% | 0.007403% | [6 empty] | 2019-03-18 | 7 | 69.6933 | 286021.312 | kWh | GSD |  | 2019-12-16 | 7 | 636979.2766 | 101848.9082 | 265568.0453 | 0 | 367416.9535
8378 | 0.00818% | 0.007299% | [6 empty] | 2019-03-18 | 8 | 79.1507 | 324834.5019 | kWh | GSD |  | 2019-12-16 | 8 | 687071.8108 | 115212.4452 | 311743.6782 | 0 | 426956.1234
8379 | 0.008153% | 0.007237% | [6 empty] | 2019-03-18 | 9 | 82.8247 | 339912.4618 | kWh | GSD |  | 2019-12-16 | 9 | 623355.8527 | 130707.0441 | 337819.2858 | 0 | 468526.3299
8380 | 0.008261% | 0.007297% | [6 empty] | 2019-03-18 | 10 | 85.4983 | 350885.0671 | kWh | GSD |  | 2019-12-16 | 10 | 524742.1898 | 142151.5344 | 361896.671 | 0 | 504048.2054
8381 | 0.00885% | 0.007432% | [6 empty] | 2019-03-18 | 11 | 85.4302 | 350605.3724 | kWh | GSD |  | 2019-12-16 | 11 | 449566.2594 | 143429.5401 | 373518.165 | 0 | 516947.7051
8382 | 0.009917% | 0.007956% | [6 empty] | 2019-03-18 | 12 | 85.6346 | 351444.5963 | kWh | GSD |  | 2019-12-16 | 12 | 420243.8891 | 149734.9329 | 381871.8276 | 0 | 531606.7605
8383 | 0.01165% | 0.009019% | [6 empty] | 2019-03-18 | 13 | 85.5305 | 351017.0206 | kWh | GSD |  | 2019-12-16 | 13 | 403746.0915 | 153523.7474 | 393562.1526 | 0 | 547085.9
8384 | 0.01257% | 0.01048% | [6 empty] | 2019-03-18 | 14 | 85.0993 | 349247.3716 | kWh | GSD |  | 2019-12-16 | 14 | 405099.6082 | 157775.6515 | 397800.6243 | 0 | 555576.2758
8385 | 0.0114% | 0.0115% | [6 empty] | 2019-03-18 | 15 | 83.7337 | 343643.1222 | kWh | GSD |  | 2019-12-16 | 15 | 404584.8893 | 159180.2625 | 400622.6037 | 0 | 559802.8662
8386 | 0.009598% | 0.01237% | [6 empty] | 2019-03-18 | 16 | 80.8054 | 331625.5288 | kWh | GSD |  | 2019-12-16 | 16 | 418917.205 | 164105.2783 | 388691.2644 | 0 | 552796.5427
8387 | 0.008223% | 0.01269% | [6 empty] | 2019-03-18 | 17 | 77.282 | 317165.2209 | kWh | GSD |  | 2019-12-16 | 17 | 462755.7263 | 159059.1646 | 368516.4295 | 0 | 527575.5941
8388 | 0.007687% | 0.01305% | [6 empty] | 2019-03-18 | 18 | 72.8526 | 298987.1599 | kWh | GSD |  | 2019-12-16 | 18 | 543552.7291 | 149587.8788 | 346599.1159 | 0 | 496186.9947
8389 | 0.007385% | 0.01343% | [6 empty] | 2019-03-18 | 19 | 68.748 | 282141.6351 | kWh | GSD |  | 2019-12-16 | 19 | 610102.6278 | 137811.7585 | 326623.3068 | 0 | 464435.0653
8390 | 0.00741% | 0.01364% | [6 empty] | 2019-03-18 | 20 | 69.3308 | 284533.786 | kWh | GSD |  | 2019-12-16 | 20 | 638185.3745 | 132987.9887 | 311523.8242 | 0 | 444511.8129
8391 | 0.0074% | 0.01374% | [6 empty] | 2019-03-18 | 21 | 68.1385 | 279640.2747 | kWh | GSD |  | 2019-12-16 | 21 | 609992.1658 | 122552.1894 | 296237.7548 | 0 | 418789.9442
8392 | 0.007663% | 0.01357% | [6 empty] | 2019-03-18 | 22 | 64.5449 | 264892.188 | kWh | GSD |  | 2019-12-16 | 22 | 559802.2424 | 113407.7914 | 280101.0736 | 0 | 393508.865
8393 | 0.008464% | 0.01295% | [6 empty] | 2019-03-18 | 23 | 57.8003 | 237212.5701 | kWh | GSD |  | 2019-12-16 | 23 | 491420.2023 | 104023.8749 | 261086.1593 | 0 | 365110.0342
8394 | 0.009942% | 0.01218% | [6 empty] | 2019-03-18 | 24 | 53.5277 | 219677.5615 | kWh | GSD |  | 2019-12-16 | 24 | 402619.4382 | 96961.9579 | 244865.5976 | 0 | 341827.5555
8395 | 0.01116% | 0.0114% | [6 empty] | 2019-03-19 | 1 | 51.1468 | 209906.293 | kWh | GSD |  | 2019-12-17 | 1 | 331656.9411 | 91180.3628 | 229568.3025 | 0 | 320748.6653
8396 | 0.01167% | 0.01091% | [6 empty] | 2019-03-19 | 2 | 49.9466 | 204980.7845 | kWh | GSD |  | 2019-12-17 | 2 | 288111.3615 | 87389.1026 | 220727.7842 | 0 | 308116.8868
8397 | 0.01116% | 0.01028% | [6 empty] | 2019-03-19 | 3 | 49.0976 | 201496.6864 | kWh | GSD |  | 2019-12-17 | 3 | 269039.5507 | 85525.9357 | 214040.7036 | 0 | 299566.6393
8398 | 0.01024% | 0.00966% | [6 empty] | 2019-03-19 | 4 | 49.3807 | 202658.574 | kWh | GSD |  | 2019-12-17 | 4 | 262177.1623 | 85028.6101 | 212573.0226 | 0 | 297601.6327
8399 | 0.008989% | 0.008963% | [6 empty] | 2019-03-19 | 5 | 51.5531 | 211573.9196 | kWh | GSD |  | 2019-12-17 | 5 | 267103.745 | 84681.3366 | 217824.9188 | 0 | 302506.2553
8400 | 0.007364% | 0.008391% | [6 empty] | 2019-03-19 | 6 | 57.7635 | 237061.2213 | kWh | GSD |  | 2019-12-17 | 6 | 320697.9633 | 87041.5758 | 238648.6028 | 0 | 325690.1786
8401 | 0.006066% | 0.007874% | [6 empty] | 2019-03-19 | 7 | 70.0871 | 287637.6564 | kWh | GSD |  | 2019-12-17 | 7 | 403141.3672 | 93839.6102 | 274924.4038 | 0 | 368764.014
8402 | 0.00527% | 0.007564% | [6 empty] | 2019-03-19 | 8 | 78.6926 | 322954.4045 | kWh | GSD |  | 2019-12-17 | 8 | 417309.5285 | 104387.6119 | 321454.2973 | 0 | 425841.9092
8403 | 0.004921% | 0.007354% | [6 empty] | 2019-03-19 | 9 | 83.6148 | 343155.3148 | kWh | GSD |  | 2019-12-17 | 9 | 407673.1082 | 118784.3929 | 356599.1606 | 0 | 475383.5535
8404 | 0.004796% | 0.007306% | [6 empty] | 2019-03-19 | 10 | 86.9839 | 356981.932 | kWh | GSD |  | 2019-12-17 | 10 | 397778.3571 | 134535.4876 | 390282.761 | 0 | 524818.2486
8405 | 0.004886% | 0.007426% | [6 empty] | 2019-03-19 | 11 | 87.0452 | 357233.6711 | kWh | GSD |  | 2019-12-17 | 11 | 395309.2307 | 149701.9314 | 406490.7551 | 0 | 556192.6865
8406 | 0.005866% | 0.007995% | [6 empty] | 2019-03-19 | 12 | 88.8708 | 364725.9338 | kWh | GSD |  | 2019-12-17 | 12 | 403451.6012 | 159563.9993 | 414119.3099 | 0 | 573683.3092
8407 | 0.007374% | 0.009052% | [6 empty] | 2019-03-19 | 13 | 85.0849 | 349188.3298 | kWh | GSD |  | 2019-12-17 | 13 | 433224.1138 | 170869.6635 | 421874.3377 | 0 | 592744.0012
8408 | 0.007633% | 0.01045% | [6 empty] | 2019-03-19 | 14 | 85.3459 | 350259.4617 | kWh | GSD |  | 2019-12-17 | 14 | 434888.7889 | 177001.3409 | 428547.441 | 0 | 605548.7819
8409 | 0.007457% | 0.01167% | [6 empty] | 2019-03-19 | 15 | 83.407 | 342302.3175 | kWh | GSD |  | 2019-12-17 | 15 | 446028.4569 | 181164.0361 | 424533.7343 | 0 | 605697.7704
8410 | 0.007276% | 0.01288% | [6 empty] | 2019-03-19 | 16 | 80.1783 | 329051.9257 | kWh | GSD |  | 2019-12-17 | 16 | 473932.5948 | 183408.142 | 412773.3601 | 0 | 596181.5021
8411 | 0.007231% | 0.01365% | [6 empty] | 2019-03-19 | 17 | 75.6847 | 310610.0981 | kWh | GSD |  | 2019-12-17 | 17 | 513262.5393 | 173192.1894 | 391273.4718 | 0 | 564465.6612
8412 | 0.00738% | 0.01408% | [6 empty] | 2019-03-19 | 18 | 72.0058 | 295511.9012 | kWh | GSD |  | 2019-12-17 | 18 | 591416.0792 | 160661.7826 | 359556.7396 | 0 | 520218.5222
8413 | 0.007924% | 0.01455% | [6 empty] | 2019-03-19 | 19 | 70.0082 | 287313.4856 | kWh | GSD |  | 2019-12-17 | 19 | 634362.8546 | 143035.4887 | 330086.0638 | 0 | 473121.5525
8414 | 0.007955% | 0.01487% | [6 empty] | 2019-03-19 | 20 | 69.8551 | 286685.2751 | kWh | GSD |  | 2019-12-17 | 20 | 643045.6546 | 133221.3109 | 308883.0676 | 0 | 442104.3785
8415 | 0.008158% | 0.01487% | [6 empty] | 2019-03-19 | 21 | 68.2855 | 280243.8938 | kWh | GSD |  | 2019-12-17 | 21 | 596161.097 | 127384.0627 | 294127.8338 | 0 | 421511.8965
8416 | 0.008669% | 0.01464% | [6 empty] | 2019-03-19 | 22 | 64.539 | 264867.9977 | kWh | GSD |  | 2019-12-17 | 22 | 560128.802 | 117460.7657 | 278447.0186 | 0 | 395907.7843
8417 | 0.009388% | 0.01386% | [6 empty] | 2019-03-19 | 23 | 57.6272 | 236501.8258 | kWh | GSD |  | 2019-12-17 | 23 | 497149.0674 | 108260.4651 | 261848.9783 | 0 | 370109.4434
8418 | 0.01082% | 0.01277% | [6 empty] | 2019-03-19 | 24 | 53.6961 | 220368.6951 | kWh | GSD |  | 2019-12-17 | 24 | 403291.6774 | 99948.6321 | 245337.7662 | 0 | 345286.3983
8419 | 0.0116% | 0.01161% | [6 empty] | 2019-03-20 | 1 | 52.0458 | 213596.1588 | kWh | GSD |  | 2019-12-18 | 1 | 334100.5474 | 92778.5523 | 226391.8993 | 0 | 319170.4516
8420 | 0.01176% | 0.01085% | [6 empty] | 2019-03-20 | 2 | 50.7977 | 208473.9184 | kWh | GSD |  | 2019-12-18 | 2 | 288988.7006 | 88083.225 | 214259.8028 | 0 | 302343.0278
8421 | 0.0109% | 0.01035% | [6 empty] | 2019-03-20 | 3 | 50.0951 | 205590.3769 | kWh | GSD |  | 2019-12-18 | 3 | 272178.7698 | 86069.0397 | 207862.475 | 0 | 293931.5147
8422 | 0.01025% | 0.009719% | [6 empty] | 2019-03-20 | 4 | 50.4686 | 207123.3313 | kWh | GSD |  | 2019-12-18 | 4 | 272845.877 | 85737.8387 | 204747.2996 | 0 | 290485.1383
8423 | 0.009094% | 0.009085% | [6 empty] | 2019-03-20 | 5 | 52.9103 | 217143.9287 | kWh | GSD |  | 2019-12-18 | 5 | 296863.4374 | 85538.0463 | 206967.5676 | 0 | 292505.6139
8424 | 0.007377% | 0.008476% | [6 empty] | 2019-03-20 | 6 | 59.8009 | 245423.0007 | kWh | GSD |  | 2019-12-18 | 6 | 385353.0597 | 90157.5515 | 227628.6445 | 0 | 317786.196
8425 | 0.006111% | 0.007835% | [6 empty] | 2019-03-20 | 7 | 70.5329 | 289466.9093 | kWh | GSD |  | 2019-12-18 | 7 | 528127.2055 | 100050.375 | 260979.9167 | 0 | 361030.2917
8426 | 0.005286% | 0.007422% | [6 empty] | 2019-03-20 | 8 | 77.5109 | 318104.8174 | kWh | GSD |  | 2019-12-18 | 8 | 605808.0206 | 114220.1107 | 301345.4489 | 0 | 415565.5596
8427 | 0.004979% | 0.007215% | [6 empty] | 2019-03-20 | 9 | 82.5043 | 338597.7739 | kWh | GSD |  | 2019-12-18 | 9 | 620047.2085 | 129338.621 | 335074.9328 | 0 | 464413.5538
8428 | 0.004991% | 0.007131% | [6 empty] | 2019-03-20 | 10 | 84.8663 | 348291.2128 | kWh | GSD |  | 2019-12-18 | 10 | 623852.2905 | 143584.3736 | 361621.5013 | 0 | 505205.8749
8429 | 0.00543% | 0.00718% | [6 empty] | 2019-03-20 | 11 | 85.1962 | 349645.0205 | kWh | GSD |  | 2019-12-18 | 11 | 578404.3981 | 154604.9697 | 366125.3874 | 0 | 520730.3571
8430 | 0.007049% | 0.007801% | [6 empty] | 2019-03-20 | 12 | 84.6019 | 347206.0375 | kWh | GSD |  | 2019-12-18 | 12 | 538614.2804 | 160930.4835 | 366221.3238 | 0 | 527151.8073
8431 | 0.00966% | 0.008863% | [6 empty] | 2019-03-20 | 13 | 85.1128 | 349302.7419 | kWh | GSD |  | 2019-12-18 | 13 | 508358.0539 | 163451.4503 | 361364.9591 | 0 | 524816.4094
8432 | 0.01108% | 0.0102% | [6 empty] | 2019-03-20 | 14 | 85.0387 | 348998.6341 | kWh | GSD |  | 2019-12-18 | 14 | 481048.4625 | 156444.7301 | 360061.6313 | 0 | 516506.3614
8433 | 0.01134% | 0.0114% | [6 empty] | 2019-03-20 | 15 | 84.7432 | 347786.0117 | kWh | GSD |  | 2019-12-18 | 15 | 459807.0917 | 149890.376 | 358745.9246 | 0 | 508636.3006
8434 | 0.01141% | 0.0124% | [6 empty] | 2019-03-20 | 16 | 82.8267 | 339920.74 | kWh | GSD |  | 2019-12-18 | 16 | 465372.0264 | 150384.1394 | 348594.7547 | 0 | 498978.8941
8435 | 0.01058% | 0.01278% | [6 empty] | 2019-03-20 | 17 | 79.5713 | 326560.5481 | kWh | GSD |  | 2019-12-18 | 17 | 536463.4119 | 143664.3035 | 334748.4613 | 0 | 478412.7648
8436 | 0.009852% | 0.01294% | [6 empty] | 2019-03-20 | 18 | 75.7108 | 310716.927 | kWh | GSD |  | 2019-12-18 | 18 | 657467.4333 | 139461.8325 | 319005.2271 | 0 | 458467.0596
8437 | 0.009299% | 0.01288% | [6 empty] | 2019-03-20 | 19 | 71.9297 | 295199.2899 | kWh | GSD |  | 2019-12-18 | 19 | 791401.2532 | 135209.8317 | 312474.6579 | 0 | 447684.4896
8438 | 0.008799% | 0.01268% | [6 empty] | 2019-03-20 | 20 | 71.0311 | 291511.6591 | kWh | GSD |  | 2019-12-18 | 20 | 846647.0087 | 139543.4083 | 302448.3307 | 0 | 441991.739
8439 | 0.008411% | 0.01249% | [6 empty] | 2019-03-20 | 21 | 69.7841 | 286394.0648 | kWh | GSD |  | 2019-12-18 | 21 | 860469.2868 | 137121.2461 | 295388.4496 | 0 | 432509.6957
8440 | 0.008512% | 0.01225% | [6 empty] | 2019-03-20 | 22 | 64.692 | 265495.8238 | kWh | GSD |  | 2019-12-18 | 22 | 854173.0245 | 129979.8526 | 279706.5814 | 0 | 409686.434
8441 | 0.009813% | 0.01174% | [6 empty] | 2019-03-20 | 23 | 58.2557 | 239081.4579 | kWh | GSD |  | 2019-12-18 | 23 | 812974.3727 | 121949.2609 | 264940.7476 | 0 | 386890.0085
8442 | 0.01203% | 0.01125% | [6 empty] | 2019-03-20 | 24 | 53.9105 | 221248.5145 | kWh | GSD |  | 2019-12-18 | 24 | 793287.7116 | 114491.1609 | 249966.4943 | 0 | 364457.6552
8443 | 0.01448% | 0.01099% | [6 empty] | 2019-03-21 | 1 | 51.3849 | 210883.6862 | kWh | GSD |  | 2019-12-19 | 1 | 768068.1649 | 111040.8578 | 236258.9948 | 0 | 347299.8526
8444 | 0.01549% | 0.01085% | [6 empty] | 2019-03-21 | 2 | 49.9603 | 205037.0423 | kWh | GSD |  | 2019-12-19 | 2 | 757139.7622 | 109962.6729 | 232508.9658 | 0 | 342471.6387
8445 | 0.01574% | 0.01062% | [6 empty] | 2019-03-21 | 3 | 49.3618 | 202581.0175 | kWh | GSD |  | 2019-12-19 | 3 | 767243.1677 | 110551.135 | 229352.8422 | 0 | 339903.9772
8446 | 0.01562% | 0.01006% | [6 empty] | 2019-03-21 | 4 | 49.7241 | 204067.7974 | kWh | GSD |  | 2019-12-19 | 4 | 823449.1639 | 112347.635 | 232697.0803 | 0 | 345044.7153
8447 | 0.01487% | 0.009497% | [6 empty] | 2019-03-21 | 5 | 52.5688 | 215742.5558 | kWh | GSD |  | 2019-12-19 | 5 | 878887.5636 | 116131.5183 | 237831.5259 | 0 | 353963.0442
8448 | 0.01451% | 0.008947% | [6 empty] | 2019-03-21 | 6 | 59.3292 | 243487.2374 | kWh | GSD |  | 2019-12-19 | 6 | 999517.0835 | 123008.8524 | 263536.5242 | 0 | 386545.3766
8449 | 0.01405% | 0.008526% | [6 empty] | 2019-03-21 | 7 | 71.1408 | 291961.8201 | kWh | GSD |  | 2019-12-19 | 7 | 1101412.901 | 133052.7526 | 302221.5057 | 0 | 435274.2583
8450 | 0.01385% | 0.008407% | [6 empty] | 2019-03-21 | 8 | 80.2956 | 329532.9813 | kWh | GSD |  | 2019-12-19 | 8 | 1138516.102 | 147347.0886 | 348293.8115 | 0 | 495640.9001
8451 | 0.01403% | 0.008344% | [6 empty] | 2019-03-21 | 9 | 84.6367 | 347349.1196 | kWh | GSD |  | 2019-12-19 | 9 | 1083053.903 | 176581.0005 | 376270.6024 | 0 | 552851.6029
8452 | 0.01506% | 0.00847% | [6 empty] | 2019-03-21 | 10 | 86.1376 | 353508.832 | kWh | GSD |  | 2019-12-19 | 10 | 956193.4904 | 186992.9415 | 390078.481 | 0 | 577071.4225
8453 | 0.01608% | 0.008689% | [6 empty] | 2019-03-21 | 11 | 87.0709 | 357338.8411 | kWh | GSD |  | 2019-12-19 | 11 | 801385.4098 | 186412.3141 | 385068.6121 | 0 | 571480.9262
8454 | 0.01828% | 0.009489% | [6 empty] | 2019-03-21 | 12 | 87.2976 | 358269.4583 | kWh | GSD |  | 2019-12-19 | 12 | 684759.5309 | 183463.0567 | 373555.8599 | 0 | 557018.9166
8455 | 0.02015% | 0.01069% | [6 empty] | 2019-03-21 | 13 | 85.9416 | 352704.4443 | kWh | GSD |  | 2019-12-19 | 13 | 604253.1422 | 176720.3593 | 369877.9865 | 0 | 546598.3458
8456 | 0.02083% | 0.01217% | [6 empty] | 2019-03-21 | 14 | 87.8616 | 360584.0495 | kWh | GSD |  | 2019-12-19 | 14 | 539137.0523 | 165779.7833 | 364474.5918 | 0 | 530254.3751
8457 | 0.01981% | 0.01357% | [6 empty] | 2019-03-21 | 15 | 87.7701 | 360208.3573 | kWh | GSD |  | 2019-12-19 | 15 | 503296.637 | 157686.6756 | 356263.2055 | 0 | 513949.8811
8458 | 0.01749% | 0.01417% | [6 empty] | 2019-03-21 | 16 | 85.3664 | 350343.6099 | kWh | GSD |  | 2019-12-19 | 16 | 511093.9528 | 154526.8823 | 342973.8139 | 0 | 497500.6962
8459 | 0.01466% | 0.01403% | [6 empty] | 2019-03-21 | 17 | 81.1494 | 333037.2218 | kWh | GSD |  | 2019-12-19 | 17 | 592083.1959 | 146524.2168 | 327175.9206 | 0 | 473700.1374
8460 | 0.01253% | 0.01367% | [6 empty] | 2019-03-21 | 18 | 76.6499 | 314571.0561 | kWh | GSD |  | 2019-12-19 | 18 | 714717.2462 | 143700.6274 | 317850.1754 | 0 | 461550.8028
8461 | 0.01105% | 0.01342% | [6 empty] | 2019-03-21 | 19 | 72.1614 | 296150.2366 | kWh | GSD |  | 2019-12-19 | 19 | 791849.5813 | 141998.7638 | 314853.2015 | 0 | 456851.9653
8462 | 0.009862% | 0.01302% | [6 empty] | 2019-03-21 | 20 | 71.6383 | 294003.602 | kWh | GSD |  | 2019-12-19 | 20 | 828392.8782 | 143760.563 | 303088.6044 | 0 | 446849.1674
8463 | 0.009206% | 0.01262% | [6 empty] | 2019-03-21 | 21 | 70.7437 | 290332.3267 | kWh | GSD |  | 2019-12-19 | 21 | 833315.7196 | 137348.9514 | 288560.9103 | 0 | 425909.8617
8464 | 0.009349% | 0.01221% | [6 empty] | 2019-03-21 | 22 | 64.6194 | 265197.8354 | kWh | GSD |  | 2019-12-19 | 22 | 800640.4562 | 129415.8093 | 273624.9506 | 0 | 403040.7599
8465 | 0.01083% | 0.01163% | [6 empty] | 2019-03-21 | 23 | 57.3874 | 235517.9924 | kWh | GSD |  | 2019-12-19 | 23 | 745630.1914 | 122881.7905 | 258183.6753 | 0 | 381065.4658
8466 | 0.01307% | 0.01133% | [6 empty] | 2019-03-21 | 24 | 53.6368 | 220125.5707 | kWh | GSD |  | 2019-12-19 | 24 | 665142.8688 | 116833.8509 | 243397.1417 | 0 | 360230.9926
8467 | 0.01448% | 0.01121% | [6 empty] | 2019-03-22 | 1 | 51.2718 | 210419.3363 | kWh | GSD |  | 2019-12-20 | 1 | 626648.3374 | 110940.8734 | 232752.0614 | 0 | 343692.9348
8468 | 0.01515% | 0.01097% | [6 empty] | 2019-03-22 | 2 | 49.4936 | 203121.7243 | kWh | GSD |  | 2019-12-20 | 2 | 595381.9477 | 106576.3014 | 226599.8414 | 0 | 333176.1428
8469 | 0.01524% | 0.01046% | [6 empty] | 2019-03-22 | 3 | 49.0042 | 201113.1976 | kWh | GSD |  | 2019-12-20 | 3 | 564252.4326 | 104957.7789 | 222245.6944 | 0 | 327203.4733
8470 | 0.01464% | 0.009894% | [6 empty] | 2019-03-22 | 4 | 49.5378 | 203303.1356 | kWh | GSD |  | 2019-12-20 | 4 | 555197.31 | 105010.518 | 219627.5727 | 0 | 324638.0907
8471 | 0.01364% | 0.009354% | [6 empty] | 2019-03-22 | 5 | 52.2558 | 214457.6017 | kWh | GSD |  | 2019-12-20 | 5 | 565529.2062 | 106973.4333 | 226299.4166 | 0 | 333272.8499
8472 | 0.01217% | 0.008843% | [6 empty] | 2019-03-22 | 6 | 58.6456 | 240681.7393 | kWh | GSD |  | 2019-12-20 | 6 | 613635.622 | 111197.0464 | 241846.08 | 0 | 353043.1264
8473 | 0.01146% | 0.008437% | [6 empty] | 2019-03-22 | 7 | 69.133 | 283721.8758 | kWh | GSD |  | 2019-12-20 | 7 | 671177.6021 | 116690.6473 | 272274.0946 | 0 | 388964.7419
8474 | 0.01089% | 0.008179% | [6 empty] | 2019-03-22 | 8 | 75.8621 | 311338.1904 | kWh | GSD |  | 2019-12-20 | 8 | 695124.09 | 124603.6958 | 310987.025 | 0 | 435590.7208
8475 | 0.01032% | 0.008032% | [6 empty] | 2019-03-22 | 9 | 78.9346 | 323947.6053 | kWh | GSD |  | 2019-12-20 | 9 | 692575.777 | 137503.6166 | 332661.7966 | 0 | 470165.4132
8476 | 0.01016% | 0.007969% | [6 empty] | 2019-03-22 | 10 | 81.2641 | 333508.0134 | kWh | GSD |  | 2019-12-20 | 10 | 662635.6003 | 142392.8278 | 341137.3207 | 0 | 483530.1485
8477 | 0.01034% | 0.008181% | [6 empty] | 2019-03-22 | 11 | 81.7943 | 335683.8098 | kWh | GSD |  | 2019-12-20 | 11 | 595577.7673 | 144992.8041 | 343611.9261 | 0 | 488604.7302
8478 | 0.01122% | 0.008667% | [6 empty] | 2019-03-22 | 12 | 82.7 | 339400.6888 | kWh | GSD |  | 2019-12-20 | 12 | 554268.9711 | 148451.7482 | 339889.5789 | 0 | 488341.3271
8479 | 0.01228% | 0.009548% | [6 empty] | 2019-03-22 | 13 | 82.9244 | 340321.6845 | kWh | GSD |  | 2019-12-20 | 13 | 531780.9997 | 147500.0428 | 340321.6829 | 0 | 487821.7257
8480 | 0.01271% | 0.01069% | [6 empty] | 2019-03-22 | 14 | 83.8438 | 344095.0335 | kWh | GSD |  | 2019-12-20 | 14 | 518063.2344 | 146776.1247 | 334530.3138 | 0 | 481306.4385
8481 | 0.01267% | 0.01154% | [6 empty] | 2019-03-22 | 15 | 82.7992 | 339808.0242 | kWh | GSD |  | 2019-12-20 | 15 | 521909.6082 | 142170.0821 | 332904.5955 | 0 | 475074.6776
8482 | 0.01212% | 0.01187% | [6 empty] | 2019-03-22 | 16 | 80.0125 | 328371.1616 | kWh | GSD |  | 2019-12-20 | 16 | 545567.9082 | 139923.5039 | 320058.3493 | 0 | 459981.8532
8483 | 0.01089% | 0.01199% | [6 empty] | 2019-03-22 | 17 | 76.6695 | 314651.6542 | kWh | GSD |  | 2019-12-20 | 17 | 576662.4774 | 133920.1042 | 309189.058 | 0 | 443109.1622
8484 | 0.01014% | 0.01199% | [6 empty] | 2019-03-22 | 18 | 73.637 | 302206.1893 | kWh | GSD |  | 2019-12-20 | 18 | 652654.1881 | 128607.0614 | 300024.7685 | 0 | 428631.8299
8485 | 0.009727% | 0.01198% | [6 empty] | 2019-03-22 | 19 | 69.9852 | 287219.2036 | kWh | GSD |  | 2019-12-20 | 19 | 705684.215 | 127890.844 | 292630.083 | 0 | 420520.927
8486 | 0.009476% | 0.01182% | [6 empty] | 2019-03-22 | 20 | 68.641 | 281702.7142 | kWh | GSD |  | 2019-12-20 | 20 | 694229.0561 | 129272.4516 | 285499.464 | 0 | 414771.9156
8487 | 0.009546% | 0.01166% | [6 empty] | 2019-03-22 | 21 | 67.4492 | 276811.6089 | kWh | GSD |  | 2019-12-20 | 21 | 676420.1554 | 126851.7492 | 274107.5649 | 0 | 400959.3141
8488 | 0.009979% | 0.01129% | [6 empty] | 2019-03-22 | 22 | 63.2585 | 259612.8816 | kWh | GSD |  | 2019-12-20 | 22 | 654033.9545 | 122116.5704 | 265312.3209 | 0 | 387428.8913
8489 | 0.01055% | 0.01088% | [6 empty] | 2019-03-22 | 23 | 57.0691 | 234211.587 | kWh | GSD |  | 2019-12-20 | 23 | 595819.6013 | 114364.4998 | 250432.9481 | 0 | 364797.4479
8490 | 0.01194% | 0.01052% | [6 empty] | 2019-03-22 | 24 | 53.24 | 218497.0156 | kWh | GSD |  | 2019-12-20 | 24 | 542594.4943 | 108115.3604 | 235234.7889 | 0 | 343350.1493
8491 | 0.01291% | 0.01032% | [6 empty] | 2019-03-23 | 1 | 50.8575 | 208719.282 | kWh | GSD |  | 2019-12-21 | 1 | 479354.3045 | 102635.148 | 219779.8384 | 0 | 322414.9864
8492 | 0.0127% | 0.01018% | [6 empty] | 2019-03-23 | 2 | 48.9997 | 201094.6758 | kWh | GSD |  | 2019-12-21 | 2 | 449406.4986 | 98051.321 | 216878.8509 | 0 | 314930.1719
8493 | 0.01237% | 0.009843% | [6 empty] | 2019-03-23 | 3 | 48.1958 | 197795.4329 | kWh | GSD |  | 2019-12-21 | 3 | 418466.0347 | 94844.0311 | 210925.2552 | 0 | 305769.2864
8494 | 0.01196% | 0.009511% | [6 empty] | 2019-03-23 | 4 | 47.5605 | 195188.3704 | kWh | GSD |  | 2019-12-21 | 4 | 415564.7173 | 93293.84 | 205212.1454 | 0 | 298505.9854
8495 | 0.0109% | 0.008955% | [6 empty] | 2019-03-23 | 5 | 48.6177 | 199527.1344 | kWh | GSD |  | 2019-12-21 | 5 | 405485.364 | 94051.4237 | 206120.4638 | 0 | 300171.8875
8496 | 0.009925% | 0.008429% | [6 empty] | 2019-03-23 | 6 | 51.3415 | 210705.6565 | kWh | GSD |  | 2019-12-21 | 6 | 425326.4285 | 95374.1224 | 212603.8666 | 0 | 307977.989
8497 | 0.008768% | 0.007915% | [6 empty] | 2019-03-23 | 7 | 56.2714 | 230937.9984 | kWh | GSD |  | 2019-12-21 | 7 | 464004.2742 | 96670.1039 | 224935.8825 | 0 | 321605.9864
8498 | 0.00822% | 0.007731% | [6 empty] | 2019-03-23 | 8 | 60.9107 | 249977.4849 | kWh | GSD |  | 2019-12-21 | 8 | 524516.4792 | 99634.4423 | 245623.76 | 0 | 345258.2023
8499 | 0.007654% | 0.007506% | [6 empty] | 2019-03-23 | 9 | 62.2905 | 255640.3116 | kWh | GSD |  | 2019-12-21 | 9 | 594779.5084 | 102319.1336 | 253571.0895 | 0 | 355890.2231
8500 | 0.007601% | 0.007328% | [6 empty] | 2019-03-23 | 10 | 64.0184 | 262731.3967 | kWh | GSD |  | 2019-12-21 | 10 | 590115.4638 | 100668.2747 | 260736.2557 | 0 | 361404.5304
8501 | 0.007417% | 0.007369% | [6 empty] | 2019-03-23 | 11 | 63.7954 | 261816.5123 | kWh | GSD |  | 2019-12-21 | 11 | 565802.0741 | 107506.7281 | 262334.7844 | 0 | 369841.5125
8502 | 0.00778% | 0.00756% | [6 empty] | 2019-03-23 | 12 | 64.3371 | 264039.4056 | kWh | GSD |  | 2019-12-21 | 12 | 548995.721 | 113082.4251 | 263237.0699 | 0 | 376319.495
8503 | 0.008487% | 0.007895% | [6 empty] | 2019-03-23 | 13 | 64.0955 | 263047.8736 | kWh | GSD |  | 2019-12-21 | 13 | 529059.114 | 112586.4781 | 261023.585 | 0 | 373610.0631
8504 | 0.009594% | 0.008475% | [6 empty] | 2019-03-23 | 14 | 62.8586 | 257971.8174 | kWh | GSD |  | 2019-12-21 | 14 | 513993.1683 | 105743.3485 | 258160.7537 | 0 | 363904.1022
8505 | 0.01088% | 0.008736% | [6 empty] | 2019-03-23 | 15 | 62.531 | 256627.181 | kWh | GSD |  | 2019-12-21 | 15 | 508361.5152 | 104668.3238 | 252292.0617 | 0 | 356960.3855
8506 | 0.01079% | 0.008872% | [6 empty] | 2019-03-23 | 16 | 62.4242 | 256189.0744 | kWh | GSD |  | 2019-12-21 | 16 | 503839.5973 | 104849.3294 | 245599.9158 | 0 | 350449.2452
8507 | 0.01035% | 0.009079% | [6 empty] | 2019-03-23 | 17 | 63.0143 | 258610.7977 | kWh | GSD |  | 2019-12-21 | 17 | 529209.019 | 103015.1984 | 241605.7564 | 0 | 344620.9548
8508 | 0.01004% | 0.009238% | [6 empty] | 2019-03-23 | 18 | 62.8098 | 257771.3549 | kWh | GSD |  | 2019-12-21 | 18 | 572700.3237 | 106673.6054 | 242033.5741 | 0 | 348707.1795
8509 | 0.009677% | 0.009171% | [6 empty] | 2019-03-23 | 19 | 60.7079 | 249145.189 | kWh | GSD |  | 2019-12-21 | 19 | 599550.7959 | 115910.0228 | 247612.7839 | 0 | 363522.8067
8510 | 0.009402% | 0.008933% | [6 empty] | 2019-03-23 | 20 | 59.3892 | 243733.2404 | kWh | GSD |  | 2019-12-21 | 20 | 591564.9387 | 116957.6257 | 247430.8771 | 0 | 364388.5028
8511 | 0.009299% | 0.008763% | [6 empty] | 2019-03-23 | 21 | 59.0531 | 242353.935 | kWh | GSD |  | 2019-12-21 | 21 | 568709.8367 | 114063.5169 | 244261.3053 | 0 | 358324.8222
8512 | 0.009216% | 0.008603% | [6 empty] | 2019-03-23 | 22 | 57.657 | 236624.2699 | kWh | GSD |  | 2019-12-21 | 22 | 548328.8991 | 110842.3497 | 238449.001 | 0 | 349291.3507
8513 | 0.00968% | 0.00846% | [6 empty] | 2019-03-23 | 23 | 53.9824 | 221543.9704 | kWh | GSD |  | 2019-12-21 | 23 | 508558.4833 | 108923.7733 | 229954.6295 | 0 | 338878.4028
8514 | 0.01048% | 0.00856% | [6 empty] | 2019-03-23 | 24 | 50.632 | 207793.5347 | kWh | GSD |  | 2019-12-21 | 24 | 463725.3044 | 102828.2313 | 222533.7339 | 0 | 325361.9652
8515 | 0.01097% | 0.008924% | [6 empty] | 2019-03-24 | 1 | 48.7711 | 200156.5482 | kWh | GSD |  | 2019-12-22 | 1 | 399262.6809 | 95082.0924 | 212805.0185 | 0 | 307887.1108
8516 | 0.01082% | 0.008945% | [6 empty] | 2019-03-24 | 2 | 47.428 | 194644.3579 | kWh | GSD |  | 2019-12-22 | 2 | 349892.0407 | 92123.9622 | 207595.9455 | 0 | 299719.9077
8517 | 0.0104% | 0.008796% | [6 empty] | 2019-03-24 | 3 | 46.7855 | 192007.5244 | kWh | GSD |  | 2019-12-22 | 3 | 327676.8892 | 90902.1082 | 202828.2313 | 0 | 293730.3395
8518 | 0.01003% | 0.008574% | [6 empty] | 2019-03-24 | 4 | 46.996 | 192871.5514 | kWh | GSD |  | 2019-12-22 | 4 | 310570.8245 | 89835.6523 | 201047.8069 | 0 | 290883.4592
8519 | 0.009302% | 0.008319% | [6 empty] | 2019-03-24 | 5 | 47.9541 | 196803.6191 | kWh | GSD |  | 2019-12-22 | 5 | 301196.6856 | 88091.4495 | 201529.2069 | 0 | 289620.6564
8520 | 0.008482% | 0.007987% | [6 empty] | 2019-03-24 | 6 | 50.0852 | 205549.528 | kWh | GSD |  | 2019-12-22 | 6 | 306906.3033 | 86731.6496 | 205427.961 | 0 | 292159.6105
8521 | 0.007303% | 0.007558% | [6 empty] | 2019-03-24 | 7 | 53.0647 | 217777.6885 | kWh | GSD |  | 2019-12-22 | 7 | 331150.0324 | 87347.952 | 212988.2012 | 0 | 300336.1532
8522 | 0.0064% | 0.007358% | [6 empty] | 2019-03-24 | 8 | 55.1308 | 226256.6781 | kWh | GSD |  | 2019-12-22 | 8 | 380125.0431 | 90930.9837 | 229738.7143 | 0 | 320669.698
8523 | 0.005994% | 0.00721% | [6 empty] | 2019-03-24 | 9 | 56.397 | 231453.1093 | kWh | GSD |  | 2019-12-22 | 9 | 470689.1775 | 89901.7936 | 237446.3926 | 0 | 327348.1862
8524 | 0.005681% | 0.007141% | [6 empty] | 2019-03-24 | 10 | 58.3801 | 239591.9003 | kWh | GSD |  | 2019-12-22 | 10 | 528422.7546 | 94274.2003 | 247656.4881 | 0 | 341930.6884
8525 | 0.005509% | 0.00711% | [6 empty] | 2019-03-24 | 11 | 60.6103 | 248744.5429 | kWh | GSD |  | 2019-12-22 | 11 | 553924.6321 | 101720.1303 | 250525.3704 | 0 | 352245.5007
8526 | 0.005614% | 0.007172% | [6 empty] | 2019-03-24 | 12 | 61.2596 | 251409.3891 | kWh | GSD |  | 2019-12-22 | 12 | 556853.1414 | 108628.0603 | 254379.1221 | 0 | 363007.1824
8527 | 0.006057% | 0.007373% | [6 empty] | 2019-03-24 | 13 | 61.9398 | 254201.0184 | kWh | GSD |  | 2019-12-22 | 13 | 554808.9996 | 111963.7681 | 255557.9273 | 0 | 367521.6954
8528 | 0.006953% | 0.007872% | [6 empty] | 2019-03-24 | 14 | 62.382 | 256015.6076 | kWh | GSD |  | 2019-12-22 | 14 | 558025.2836 | 108032.3011 | 250381.6204 | 0 | 358413.9215
8529 | 0.00861% | 0.008036% | [6 empty] | 2019-03-24 | 15 | 63.472 | 260489.0606 | kWh | GSD |  | 2019-12-22 | 15 | 543848.6264 | 103353.6492 | 243274.8231 | 0 | 346628.4723
8530 | 0.009666% | 0.008394% | [6 empty] | 2019-03-24 | 16 | 64.1095 | 263105.4818 | kWh | GSD |  | 2019-12-22 | 16 | 534674.9162 | 102124.5682 | 242399.4899 | 0 | 344524.0581
8531 | 0.01013% | 0.008647% | [6 empty] | 2019-03-24 | 17 | 64.1803 | 263395.8536 | kWh | GSD |  | 2019-12-22 | 17 | 557217.0783 | 104045.1264 | 242230.2916 | 0 | 346275.418
8532 | 0.01019% | 0.008911% | [6 empty] | 2019-03-24 | 18 | 63.64 | 261178.5773 | kWh | GSD |  | 2019-12-22 | 18 | 611951.6965 | 108980.5826 | 247767.6108 | 0 | 356748.1934
8533 | 0.01015% | 0.009022% | [6 empty] | 2019-03-24 | 19 | 61.9186 | 254113.7409 | kWh | GSD |  | 2019-12-22 | 19 | 624975.8383 | 115037.0448 | 252285.6442 | 0 | 367322.689
8534 | 0.01021% | 0.008798% | [6 empty] | 2019-03-24 | 20 | 60.6967 | 249099.1488 | kWh | GSD |  | 2019-12-22 | 20 | 602068.4402 | 115768.5337 | 250102.3691 | 0 | 365870.9028
8535 | 0.009948% | 0.008509% | [6 empty] | 2019-03-24 | 21 | 59.0427 | 242311.1652 | kWh | GSD |  | 2019-12-22 | 21 | 590492.3528 | 113063.2068 | 243330.4549 | 0 | 356393.6617
8536 | 0.00978% | 0.008457% | [6 empty] | 2019-03-24 | 22 | 56.2678 | 230923.1665 | kWh | GSD |  | 2019-12-22 | 22 | 552569.5326 | 108634.3169 | 237583.8429 | 0 | 346218.1598
8537 | 0.01019% | 0.0085% | [6 empty] | 2019-03-24 | 23 | 52.8864 | 217045.912 | kWh | GSD |  | 2019-12-22 | 23 | 493372.192 | 101739.4663 | 231817.2757 | 0 | 333556.742
8538 | 0.01119% | 0.008757% | [6 empty] | 2019-03-24 | 24 | 50.5854 | 207602.672 | kWh | GSD |  | 2019-12-22 | 24 | 421870.373 | 96855.4879 | 222657.7607 | 0 | 319513.2486
8539 | 0.01143% | 0.009017% | [6 empty] | 2019-03-25 | 1 | 48.5573 | 199279.213 | kWh | GSD |  | 2019-12-23 | 1 | 346819.2168 | 92842.2556 | 216765.0478 | 0 | 309607.3034
8540 | 0.01101% | 0.008981% | [6 empty] | 2019-03-25 | 2 | 48.3388 | 198382.3072 | kWh | GSD |  | 2019-12-23 | 2 | 304047.1165 | 88614.3265 | 212400.7461 | 0 | 301015.0726
8541 | 0.0108% | 0.008749% | [6 empty] | 2019-03-25 | 3 | 47.4161 | 194595.5492 | kWh | GSD |  | 2019-12-23 | 3 | 284362.3883 | 86868.6436 | 208920.3321 | 0 | 295788.9757
8542 | 0.01011% | 0.008499% | [6 empty] | 2019-03-25 | 4 | 47.7417 | 195931.7693 | kWh | GSD |  | 2019-12-23 | 4 | 276654.4062 | 86074.5844 | 207967.6872 | 0 | 294042.2716
8543 | 0.009024% | 0.008188% | [6 empty] | 2019-03-25 | 5 | 50.8965 | 208879.319 | kWh | GSD |  | 2019-12-23 | 5 | 281350.7732 | 86025.0604 | 211523.3478 | 0 | 297548.4082
8544 | 0.007717% | 0.007843% | [6 empty] | 2019-03-25 | 6 | 57.6034 | 236404.2372 | kWh | GSD |  | 2019-12-23 | 6 | 319714.742 | 86911.9029 | 221688.8848 | 0 | 308600.7877
8545 | 0.006344% | 0.0076% | [6 empty] | 2019-03-25 | 7 | 68.8191 | 282433.7618 | kWh | GSD |  | 2019-12-23 | 7 | 377668.2386 | 94208.8766 | 246769.9889 | 0 | 340978.8655
8546 | 0.005561% | 0.007389% | [6 empty] | 2019-03-25 | 8 | 77.696 | 318864.4398 | kWh | GSD |  | 2019-12-23 | 8 | 422595.745 | 104310.348 | 279620.5174 | 0 | 383930.8654
8547 | 0.005201% | 0.007261% | [6 empty] | 2019-03-25 | 9 | 84.8757 | 348330.0734 | kWh | GSD |  | 2019-12-23 | 9 | 478970.9322 | 119810.1027 | 297645.7923 | 0 | 417455.895
8548 | 0.00506% | 0.007218% | [6 empty] | 2019-03-25 | 10 | 89.8202 | 368622.1132 | kWh | GSD |  | 2019-12-23 | 10 | 505573.2572 | 126261.2707 | 310304.6917 | 0 | 436565.9624
8549 | 0.005146% | 0.007304% | [6 empty] | 2019-03-25 | 11 | 94.1673 | 386462.7772 | kWh | GSD |  | 2019-12-23 | 11 | 484776.0986 | 134689.7349 | 314046.3453 | 0 | 448736.0802
8550 | 0.005848% | 0.007576% | [6 empty] | 2019-03-25 | 12 | 96.2544 | 395028.0774 | kWh | GSD |  | 2019-12-23 | 12 | 473366.0364 | 139031.7195 | 317005.0753 | 0 | 456036.7948
8551 | 0.006908% | 0.00837% | [6 empty] | 2019-03-25 | 13 | 98.6515 | 404865.8228 | kWh | GSD |  | 2019-12-23 | 13 | 447845.2852 | 143418.5974 | 321682.737 | 0 | 465101.3344
8552 | 0.00773% | 0.009425% | [6 empty] | 2019-03-25 | 14 | 99.5564 | 408579.5216 | kWh | GSD |  | 2019-12-23 | 14 | 454148.3352 | 145911.416 | 323283.3523 | 0 | 469194.7683
8553 | 0.008761% | 0.01025% | [6 empty] | 2019-03-25 | 15 | 99.5801 | 408676.7603 | kWh | GSD |  | 2019-12-23 | 15 | 461249.8929 | 148526.2393 | 320672.4494 | 0 | 469198.6887
8554 | 0.009248% | 0.01072% | [6 empty] | 2019-03-25 | 16 | 96.1271 | 394505.772 | kWh | GSD |  | 2019-12-23 | 16 | 470153.8533 | 148285.4709 | 316429.2853 | 0 | 464714.7562
8555 | 0.008867% | 0.01102% | [6 empty] | 2019-03-25 | 17 | 92.2541 | 378610.8031 | kWh | GSD |  | 2019-12-23 | 17 | 472163.9533 | 135842.6154 | 299133.3236 | 0 | 434975.939
8556 | 0.008659% | 0.01119% | [6 empty] | 2019-03-25 | 18 | 86.8258 | 356332.8976 | kWh | GSD |  | 2019-12-23 | 18 | 537025.7327 | 128764.8273 | 287206.1059 | 0 | 415970.9332
8557 | 0.008192% | 0.01142% | [6 empty] | 2019-03-25 | 19 | 79.7441 | 327269.6403 | kWh | GSD |  | 2019-12-23 | 19 | 585147.7835 | 123218.1838 | 280548.8722 | 0 | 403767.056
8558 | 0.008307% | 0.01152% | [6 empty] | 2019-03-25 | 20 | 77.3498 | 317443.5513 | kWh | GSD |  | 2019-12-23 | 20 | 586688.1192 | 120215.5175 | 273870.7915 | 0 | 394086.309
8559 | 0.008437% | 0.01152% | [6 empty] | 2019-03-25 | 21 | 75.6726 | 310560.3348 | kWh | GSD |  | 2019-12-23 | 21 | 582627.344 | 113922.6091 | 263557.9794 | 0 | 377480.5885
8560 | 0.0086% | 0.01141% | [6 empty] | 2019-03-25 | 22 | 70.4227 | 289014.8258 | kWh | GSD |  | 2019-12-23 | 22 | 546188.3058 | 110081.2968 | 255010.3617 | 0 | 365091.6585
8561 | 0.008637% | 0.01068% | [6 empty] | 2019-03-25 | 23 | 62.7226 | 257413.488 | kWh | GSD |  | 2019-12-23 | 23 | 503930.8369 | 103271.3371 | 241298.0085 | 0 | 344569.3456
8562 | 0.009823% | 0.01021% | [6 empty] | 2019-03-25 | 24 | 57.8787 | 237534.0133 | kWh | GSD |  | 2019-12-23 | 24 | 450081.5508 | 96760.2071 | 228867.7391 | 0 | 325627.9462
8563 | 0.0107% | 0.009912% | [6 empty] | 2019-03-26 | 1 | 55.333 | 227086.8265 | kWh | GSD |  | 2019-12-24 | 1 | 391591.1222 | 91766.2818 | 213843.6268 | 0 | 305609.9086
8564 | 0.01073% | 0.009674% | [6 empty] | 2019-03-26 | 2 | 53.5322 | 219696.1773 | kWh | GSD |  | 2019-12-24 | 2 | 353630.2554 | 89646.5799 | 210464.119 | 0 | 300110.6989
8565 | 0.01066% | 0.009266% | [6 empty] | 2019-03-26 | 3 | 51.8639 | 212849.4933 | kWh | GSD |  | 2019-12-24 | 3 | 333454.608 | 88895.9018 | 207645.3536 | 0 | 296541.2554
8566 | 0.009991% | 0.008962% | [6 empty] | 2019-03-26 | 4 | 51.6949 | 212155.7482 | kWh | GSD |  | 2019-12-24 | 4 | 326349.9037 | 89009.6671 | 206932.7051 | 0 | 295942.3722
8567 | 0.009218% | 0.008458% | [6 empty] | 2019-03-26 | 5 | 53.95 | 221410.6184 | kWh | GSD |  | 2019-12-24 | 5 | 335329.7487 | 89952.4505 | 208786.3653 | 0 | 298738.8158
8568 | 0.008233% | 0.007994% | [6 empty] | 2019-03-26 | 6 | 60.4327 | 248015.7028 | kWh | GSD |  | 2019-12-24 | 6 | 364605.062 | 91566.8711 | 220811.0694 | 0 | 312377.9405
8569 | 0.007163% | 0.007502% | [6 empty] | 2019-03-26 | 7 | 71.3705 | 292904.4192 | kWh | GSD |  | 2019-12-24 | 7 | 405880.6366 | 95814.2394 | 237139.2107 | 0 | 332953.4501
8570 | 0.006468% | 0.007367% | [6 empty] | 2019-03-26 | 8 | 80.7273 | 331304.69 | kWh | GSD |  | 2019-12-24 | 8 | 454673.6413 | 102040.0532 | 259053.0946 | 0 | 361093.1478
8571 | 0.006099% | 0.007279% | [6 empty] | 2019-03-26 | 9 | 86.402 | 354593.8997 | kWh | GSD |  | 2019-12-24 | 9 | 528820.3109 | 106885.6612 | 270706.3757 | 0 | 377592.0369
8572 | 0.005969% | 0.007265% | [6 empty] | 2019-03-26 | 10 | 92.8543 | 381073.9588 | kWh | GSD |  | 2019-12-24 | 10 | 574931.5979 | 111381.2976 | 278005.0184 | 0 | 389386.316
8573 | 0.006134% | 0.007333% | [6 empty] | 2019-03-26 | 11 | 95.6903 | 392713.1936 | kWh | GSD |  | 2019-12-24 | 11 | 598016.4617 | 117776.7347 | 282754.2052 | 0 | 400530.9399
8574 | 0.006669% | 0.007668% | [6 empty] | 2019-03-26 | 12 | 97.8625 | 401627.8485 | kWh | GSD |  | 2019-12-24 | 12 | 613230.0059 | 118391.7339 | 281102.2499 | 0 | 399493.9838
8575 | 0.007424% | 0.008173% | [6 empty] | 2019-03-26 | 13 | 98.6128 | 404707.0987 | kWh | GSD |  | 2019-12-24 | 13 | 594722.3114 | 116066.2737 | 276266.6461 | 0 | 392332.9198
8576 | 0.008317% | 0.008864% | [6 empty] | 2019-03-26 | 14 | 99.0316 | 406425.5948 | kWh | GSD |  | 2019-12-24 | 14 | 594962.6004 | 112781.8311 | 269049.8733 | 0 | 381831.7044
8577 | 0.009673% | 0.009269% | [6 empty] | 2019-03-26 | 15 | 97.533 | 400275.6123 | kWh | GSD |  | 2019-12-24 | 15 | 596717.9885 | 107501.4546 | 263869.673 | 0 | 371371.1276
8578 | 0.01052% | 0.009559% | [6 empty] | 2019-03-26 | 16 | 92.1833 | 378320.182 | kWh | GSD |  | 2019-12-24 | 16 | 608149.0249 | 106786.6584 | 258811.697 | 0 | 365598.3554
8579 | 0.01094% | 0.009832% | [6 empty] | 2019-03-26 | 17 | 85.7385 | 351870.8054 | kWh | GSD |  | 2019-12-24 | 17 | 604101.5979 | 102144.2991 | 253045.6338 | 0 | 355189.9329
8580 | 0.01122% | 0.009807% | [6 empty] | 2019-03-26 | 18 | 79.9124 | 327960.4007 | kWh | GSD |  | 2019-12-24 | 18 | 631953.9951 | 102935.0377 | 253857.3455 | 0 | 356792.3832
8581 | 0.01088% | 0.009631% | [6 empty] | 2019-03-26 | 19 | 73.7814 | 302798.7911 | kWh | GSD |  | 2019-12-24 | 19 | 656595.8502 | 107207.0369 | 255553.7159 | 0 | 362760.7528
8582 | 0.01088% | 0.009373% | [6 empty] | 2019-03-26 | 20 | 72.2539 | 296530.0674 | kWh | GSD |  | 2019-12-24 | 20 | 641085.1103 | 110411.821 | 243706.5959 | 0 | 354118.4169
8583 | 0.01091% | 0.009116% | [6 empty] | 2019-03-26 | 21 | 72.0758 | 295798.9233 | kWh | GSD |  | 2019-12-24 | 21 | 611077.831 | 106641.3747 | 233186.0403 | 0 | 339827.415
8584 | 0.01112% | 0.008975% | [6 empty] | 2019-03-26 | 22 | 67.3231 | 276294.1486 | kWh | GSD |  | 2019-12-24 | 22 | 578409.6464 | 101948.4285 | 223531.3344 | 0 | 325479.7629
8585 | 0.01105% | 0.008719% | [6 empty] | 2019-03-26 | 23 | 60.6543 | 248925.2858 | kWh | GSD |  | 2019-12-24 | 23 | 542071.9486 | 96510.357 | 212763.0011 | 0 | 309273.3581
8586 | 0.01156% | 0.008759% | [6 empty] | 2019-03-26 | 24 | 56.0454 | 230010.3168 | kWh | GSD |  | 2019-12-24 | 24 | 511494.3474 | 91874.391 | 204173.198 | 0 | 296047.589
8587 | 0.01201% | 0.008905% | [6 empty] | 2019-03-27 | 1 | 53.0297 | 217633.7528 | kWh | GSD |  | 2019-12-25 | 1 | 450675.1479 | 88619.795 | 196757.1264 | 0 | 285376.9214
8588 | 0.01173% | 0.008693% | [6 empty] | 2019-03-27 | 2 | 51.4513 | 211156.3396 | kWh | GSD |  | 2019-12-25 | 2 | 391711.3163 | 86291.9742 | 192866.7204 | 0 | 279158.6946
8589 | 0.01118% | 0.008342% | [6 empty] | 2019-03-27 | 3 | 51.2834 | 210467.011 | kWh | GSD |  | 2019-12-25 | 3 | 368101.9597 | 87084.5909 | 191630.9087 | 0 | 278715.4996
8590 | 0.01058% | 0.00799% | [6 empty] | 2019-03-27 | 4 | 50.6109 | 207707.099 | kWh | GSD |  | 2019-12-25 | 4 | 355872.6543 | 86536.3411 | 189703.1906 | 0 | 276239.5317
8591 | 0.009915% | 0.007592% | [6 empty] | 2019-03-27 | 5 | 52.9354 | 217246.8643 | kWh | GSD |  | 2019-12-25 | 5 | 357199.4711 | 86030.6675 | 190585.3584 | 0 | 276616.0259
8592 | 0.009356% | 0.007267% | [6 empty] | 2019-03-27 | 6 | 59.0399 | 242299.8239 | kWh | GSD |  | 2019-12-25 | 6 | 365262.4403 | 88092.0496 | 196254.0897 | 0 | 284346.1393
8593 | 0.008243% | 0.007005% | [6 empty] | 2019-03-27 | 7 | 71.9669 | 295352.1817 | kWh | GSD |  | 2019-12-25 | 7 | 411022.1262 | 90597.6928 | 204722.8289 | 0 | 295320.5217
8594 | 0.007165% | 0.006853% | [6 empty] | 2019-03-27 | 8 | 80.5675 | 330648.8611 | kWh | GSD |  | 2019-12-25 | 8 | 502315.5385 | 88842.0359 | 211979.6621 | 0 | 300821.698
8595 | 0.006733% | 0.006842% | [6 empty] | 2019-03-27 | 9 | 85.5285 | 351008.7759 | kWh | GSD |  | 2019-12-25 | 9 | 584533.3485 | 81078.6847 | 208019.053 | 0 | 289097.7377
8596 | 0.006509% | 0.006781% | [6 empty] | 2019-03-27 | 10 | 89.1103 | 365708.5401 | kWh | GSD |  | 2019-12-25 | 10 | 639482.9181 | 77832.7372 | 201599.536 | 0 | 279432.2732
8597 | 0.006534% | 0.00679% | [6 empty] | 2019-03-27 | 11 | 88.7766 | 364339.1001 | kWh | GSD |  | 2019-12-25 | 11 | 663978.0998 | 75658.5649 | 200264.7026 | 0 | 275923.2675
8598 | 0.006681% | 0.00698% | [6 empty] | 2019-03-27 | 12 | 88.6543 | 363837.4346 | kWh | GSD |  | 2019-12-25 | 12 | 658146.4433 | 74272.2755 | 200067.2417 | 0 | 274339.5172
8599 | 0.007518% | 0.00725% | [6 empty] | 2019-03-27 | 13 | 89.4375 | 367051.5556 | kWh | GSD |  | 2019-12-25 | 13 | 652828.719 | 73825.5422 | 200401.32 | 0 | 274226.8622
8600 | 0.009188% | 0.007385% | [6 empty] | 2019-03-27 | 14 | 89.3636 | 366748.3705 | kWh | GSD |  | 2019-12-25 | 14 | 619499.2799 | 74615.1034 | 199730.8436 | 0 | 274345.947
8601 | 0.01069% | 0.007097% | [6 empty] | 2019-03-27 | 15 | 87.3433 | 358456.7164 | kWh | GSD |  | 2019-12-25 | 15 | 596689.3305 | 73490.4936 | 196107.5798 | 0 | 269598.0734
8602 | 0.0117% | 0.00686% | [6 empty] | 2019-03-27 | 16 | 83.5739 | 342987.2125 | kWh | GSD |  | 2019-12-25 | 16 | 572205.5906 | 72698.6839 | 195751.3105 | 0 | 268449.9944
8603 | 0.01215% | 0.006773% | [6 empty] | 2019-03-27 | 17 | 79.2942 | 325423.5671 | kWh | GSD |  | 2019-12-25 | 17 | 555418.8737 | 74107.6917 | 195364.5192 | 0 | 269472.2109
8604 | 0.01204% | 0.006734% | [6 empty] | 2019-03-27 | 18 | 74.6497 | 306362.4657 | kWh | GSD |  | 2019-12-25 | 18 | 574071.7426 | 79926.6528 | 199767.9603 | 0 | 279694.6131
8605 | 0.01194% | 0.006732% | [6 empty] | 2019-03-27 | 19 | 71.0876 | 291743.572 | kWh | GSD |  | 2019-12-25 | 19 | 581288.5741 | 89213.0775 | 207548.5384 | 0 | 296761.6159
8606 | 0.01133% | 0.006735% | [6 empty] | 2019-03-27 | 20 | 71.151 | 292003.7203 | kWh | GSD |  | 2019-12-25 | 20 | 575022.7562 | 94655.4207 | 205463.5866 | 0 | 300119.0073
8607 | 0.01091% | 0.006618% | [6 empty] | 2019-03-27 | 21 | 70.7164 | 290220.2192 | kWh | GSD |  | 2019-12-25 | 21 | 581630.1905 | 94250.3028 | 203039.8564 | 0 | 297290.1592
8608 | 0.01047% | 0.00659% | [6 empty] | 2019-03-27 | 22 | 66.2297 | 271806.7112 | kWh | GSD |  | 2019-12-25 | 22 | 542428.5179 | 93360.7279 | 201627.2513 | 0 | 294987.9792
8609 | 0.01016% | 0.006615% | [6 empty] | 2019-03-27 | 23 | 60.0719 | 246535.1033 | kWh | GSD |  | 2019-12-25 | 23 | 502294.3849 | 91875.5582 | 199375.0717 | 0 | 291250.6299
8610 | 0.0105% | 0.006866% | [6 empty] | 2019-03-27 | 24 | 55.748 | 228789.9458 | kWh | GSD |  | 2019-12-25 | 24 | 455046.2285 | 89114.8275 | 196269.974 | 0 | 285384.8015
8611 | 0.01063% | 0.007285% | [6 empty] | 2019-03-28 | 1 | 52.7788 | 216604.3089 | kWh | GSD |  | 2019-12-26 | 1 | 392906.8349 | 86204.3057 | 195417.9034 | 0 | 281622.2091
8612 | 0.01052% | 0.007367% | [6 empty] | 2019-03-28 | 2 | 52.0542 | 213630.3097 | kWh | GSD |  | 2019-12-26 | 2 | 356866.1629 | 86382.5123 | 192835.6262 | 0 | 279218.1385
8613 | 0.01064% | 0.007298% | [6 empty] | 2019-03-28 | 3 | 51.3551 | 210761.3919 | kWh | GSD |  | 2019-12-26 | 3 | 339368.7993 | 85595.1729 | 191575.7546 | 0 | 277170.9274
8614 | 0.009922% | 0.007241% | [6 empty] | 2019-03-28 | 4 | 51.7095 | 212215.9508 | kWh | GSD |  | 2019-12-26 | 4 | 340480.6151 | 85975.3312 | 192991.9661 | 0 | 278967.2973
8615 | 0.009188% | 0.00715% | [6 empty] | 2019-03-28 | 5 | 54.415 | 223319.1986 | kWh | GSD |  | 2019-12-26 | 5 | 342299.6531 | 86390.9578 | 197200.4128 | 0 | 283591.3706
8616 | 0.008323% | 0.007006% | [6 empty] | 2019-03-28 | 6 | 60.5947 | 248680.5401 | kWh | GSD |  | 2019-12-26 | 6 | 365548.3457 | 89263.8662 | 212500.4064 | 0 | 301764.2726
8617 | 0.007187% | 0.006913% | [6 empty] | 2019-03-28 | 7 | 71.6645 | 294110.9217 | kWh | GSD |  | 2019-12-26 | 7 | 397150.4413 | 94454.4692 | 239838.8672 | 0 | 334293.3364
8618 | 0.006528% | 0.006854% | [6 empty] | 2019-03-28 | 8 | 80.9275 | 332126.6354 | kWh | GSD |  | 2019-12-26 | 8 | 420244.9863 | 99701.9115 | 273979.212 | 0 | 373681.1235
8619 | 0.006208% | 0.006804% | [6 empty] | 2019-03-28 | 9 | 86.5177 | 355068.555 | kWh | GSD |  | 2019-12-26 | 9 | 463468.2868 | 106450.2613 | 290525.5062 | 0 | 396975.7675
8620 | 0.006228% | 0.006848% | [6 empty] | 2019-03-28 | 10 | 89.7612 | 368379.7794 | kWh | GSD |  | 2019-12-26 | 10 | 491220.6179 | 112788.3109 | 303429.8599 | 0 | 416218.1708
8621 | 0.006261% | 0.006962% | [6 empty] | 2019-03-28 | 11 | 91.9034 | 377171.445 | kWh | GSD |  | 2019-12-26 | 11 | 494839.7326 | 121160.1755 | 309457.9185 | 0 | 430618.094
8622 | 0.006686% | 0.007408% | [6 empty] | 2019-03-28 | 12 | 91.8724 | 377044.3173 | kWh | GSD |  | 2019-12-26 | 12 | 484617.9235 | 123928.8891 | 307317.7934 | 0 | 431246.6825
8623 | 0.007264% | 0.008206% | [6 empty] | 2019-03-28 | 13 | 93.6362 | 384282.8556 | kWh | GSD |  | 2019-12-26 | 13 | 466042.0307 | 127915.3117 | 307082.3932 | 0 | 434997.7049
8624 | 0.007687% | 0.009173% | [6 empty] | 2019-03-28 | 14 | 94.8725 | 389356.6167 | kWh | GSD |  | 2019-12-26 | 14 | 459434.9466 | 127923.9015 | 310236.4964 | 0 | 438160.3979
8625 | 0.008477% | 0.009745% | [6 empty] | 2019-03-28 | 15 | 93.7002 | 384545.671 | kWh | GSD |  | 2019-12-26 | 15 | 449002.5707 | 127743.6946 | 311225.2685 | 0 | 438968.9631
8626 | 0.008985% | 0.01022% | [6 empty] | 2019-03-28 | 16 | 90.0573 | 369595.0536 | kWh | GSD |  | 2019-12-26 | 16 | 459084.168 | 129134.0205 | 308962.2236 | 0 | 438096.2441
8627 | 0.009051% | 0.01057% | [6 empty] | 2019-03-28 | 17 | 83.6742 | 343398.9747 | kWh | GSD |  | 2019-12-26 | 17 | 470470.5954 | 127103.1806 | 301732.2817 | 0 | 428835.4623
8628 | 0.008864% | 0.01059% | [6 empty] | 2019-03-28 | 18 | 78.2763 | 321245.8345 | kWh | GSD |  | 2019-12-26 | 18 | 544135.7295 | 122453.358 | 292687.5903 | 0 | 415140.9483
8629 | 0.008525% | 0.01068% | [6 empty] | 2019-03-28 | 19 | 73.585 | 301992.9043 | kWh | GSD |  | 2019-12-26 | 19 | 582774.7365 | 121983.9164 | 287820.6573 | 0 | 409804.5737
8630 | 0.008404% | 0.01076% | [6 empty] | 2019-03-28 | 20 | 71.3658 | 292885.2868 | kWh | GSD |  | 2019-12-26 | 20 | 589875.1924 | 120513.9595 | 280290.645 | 0 | 400804.6045
8631 | 0.008213% | 0.01078% | [6 empty] | 2019-03-28 | 21 | 71.4299 | 293148.2132 | kWh | GSD |  | 2019-12-26 | 21 | 556804.4954 | 114472.0562 | 268085.3543 | 0 | 382557.4105
8632 | 0.008397% | 0.01075% | [6 empty] | 2019-03-28 | 22 | 66.9067 | 274585.172 | kWh | GSD |  | 2019-12-26 | 22 | 524090.0991 | 109361.4371 | 260042.6855 | 0 | 369404.1226
8633 | 0.008606% | 0.01053% | [6 empty] | 2019-03-28 | 23 | 59.9179 | 245903.2277 | kWh | GSD |  | 2019-12-26 | 23 | 473330.507 | 102784.0361 | 247483.2159 | 0 | 350267.252
8634 | 0.009953% | 0.01019% | [6 empty] | 2019-03-28 | 24 | 55.0001 | 225720.3579 | kWh | GSD |  | 2019-12-26 | 24 | 411455.4628 | 94981.7131 | 234319.4814 | 0 | 329301.1946
8635 | 0.01066% | 0.01006% | [6 empty] | 2019-03-29 | 1 | 52.8159 | 216756.6338 | kWh | GSD |  | 2019-12-27 | 1 | 360148.5079 | 90771.8382 | 223263.8084 | 0 | 314035.6466
8636 | 0.01079% | 0.009839% | [6 empty] | 2019-03-29 | 2 | 51.2138 | 210181.3804 | kWh | GSD |  | 2019-12-27 | 2 | 310800.5963 | 88090.4886 | 214769.2021 | 0 | 302859.6907
8637 | 0.01018% | 0.009391% | [6 empty] | 2019-03-29 | 3 | 50.7155 | 208136.3069 | kWh | GSD |  | 2019-12-27 | 3 | 287156.2943 | 85969.2141 | 210840.3333 | 0 | 296809.5474
8638 | 0.009586% | 0.009068% | [6 empty] | 2019-03-29 | 4 | 50.1529 | 205827.4821 | kWh | GSD |  | 2019-12-27 | 4 | 273522.5278 | 84646.1162 | 211684.1215 | 0 | 296330.2377
8639 | 0.008658% | 0.008598% | [6 empty] | 2019-03-29 | 5 | 52.9601 | 217348.2997 | kWh | GSD |  | 2019-12-27 | 5 | 280858.0983 | 85728.2319 | 213678.4751 | 0 | 299406.707
8640 | 0.007526% | 0.008084% | [6 empty] | 2019-03-29 | 6 | 59.0585 | 242376.2286 | kWh | GSD |  | 2019-12-27 | 6 | 312975.774 | 87700.6469 | 224683.3888 | 0 | 312384.0356
8641 | 0.006588% | 0.007709% | [6 empty] | 2019-03-29 | 7 | 70.8265 | 290672.049 | kWh | GSD |  | 2019-12-27 | 7 | 350635.9389 | 93201.1892 | 247140.4948 | 0 | 340341.684
8642 | 0.005685% | 0.007435% | [6 empty] | 2019-03-29 | 8 | 79.7339 | 327227.8242 | kWh | GSD |  | 2019-12-27 | 8 | 386421.0096 | 98602.6833 | 275665.2861 | 0 | 374267.9694
8643 | 0.005252% | 0.007286% | [6 empty] | 2019-03-29 | 9 | 85.7996 | 352121.6745 | kWh | GSD |  | 2019-12-27 | 9 | 425288.1596 | 101783.5837 | 295188.614 | 0 | 396972.1977
8644 | 0.005003% | 0.007274% | [6 empty] | 2019-03-29 | 10 | 89.7689 | 368411.7154 | kWh | GSD |  | 2019-12-27 | 10 | 443040.4324 | 112704.761 | 310713.6277 | 0 | 423418.3887
8645 | 0.005137% | 0.00735% | [6 empty] | 2019-03-29 | 11 | 92.6814 | 380364.4726 | kWh | GSD |  | 2019-12-27 | 11 | 447836.5513 | 127568.2393 | 325472.1409 | 0 | 453040.3802
8646 | 0.005725% | 0.007668% | [6 empty] | 2019-03-29 | 12 | 93.6808 | 384466.1872 | kWh | GSD |  | 2019-12-27 | 12 | 453101.4184 | 138420.32 | 334860.9829 | 0 | 473281.3029
8647 | 0.006414% | 0.008355% | [6 empty] | 2019-03-29 | 13 | 93.9931 | 385747.8862 | kWh | GSD |  | 2019-12-27 | 13 | 477683.4352 | 146641.1489 | 337337.3773 | 0 | 483978.5262
8648 | 0.007068% | 0.009188% | [6 empty] | 2019-03-29 | 14 | 95.1348 | 390433.1269 | kWh | GSD |  | 2019-12-27 | 14 | 470431.2915 | 147471.8622 | 339426.5352 | 0 | 486898.3974
8649 | 0.007779% | 0.009745% | [6 empty] | 2019-03-29 | 15 | 93.8373 | 385108.4839 | kWh | GSD |  | 2019-12-27 | 15 | 468809.8535 | 145632.5861 | 334307.9987 | 0 | 479940.5848
8650 | 0.008104% | 0.01039% | [6 empty] | 2019-03-29 | 16 | 89.7797 | 368456.014 | kWh | GSD |  | 2019-12-27 | 16 | 470068.9848 | 142235.5084 | 324069.9028 | 0 | 466305.4112
8651 | 0.008192% | 0.01112% | [6 empty] | 2019-03-29 | 17 | 84.1848 | 345494.5156 | kWh | GSD |  | 2019-12-27 | 17 | 489915.5555 | 136269.3937 | 311539.6521 | 0 | 447809.0458
8652 | 0.008288% | 0.01162% | [6 empty] | 2019-03-29 | 18 | 78.2338 | 321071.3893 | kWh | GSD |  | 2019-12-27 | 18 | 537187.3855 | 128920.7524 | 299355.8886 | 0 | 428276.641
8653 | 0.008737% | 0.01188% | [6 empty] | 2019-03-29 | 19 | 72.7901 | 298730.6755 | kWh | GSD |  | 2019-12-27 | 19 | 560754.5619 | 127101.0806 | 291503.8883 | 0 | 418604.9689
8654 | 0.008605% | 0.01195% | [6 empty] | 2019-03-29 | 20 | 71.5514 | 293646.8502 | kWh | GSD |  | 2019-12-27 | 20 | 546310.8589 | 125925.9048 | 283899.49 | 0 | 409825.3948
8655 | 0.008575% | 0.01178% | [6 empty] | 2019-03-29 | 21 | 71.2791 | 292529.353 | kWh | GSD |  | 2019-12-27 | 21 | 526229.067 | 118628.2993 | 273005.1027 | 0 | 391633.402
8656 | 0.008598% | 0.01145% | [6 empty] | 2019-03-29 | 22 | 66.2939 | 272070.3462 | kWh | GSD |  | 2019-12-27 | 22 | 490966.7288 | 112403.0077 | 262478.3598 | 0 | 374881.3675
8657 | 0.008961% | 0.01099% | [6 empty] | 2019-03-29 | 23 | 59.9932 | 246212.182 | kWh | GSD |  | 2019-12-27 | 23 | 459812.5173 | 105603.395 | 247933.7078 | 0 | 353537.1028
8658 | 0.009826% | 0.01051% | [6 empty] | 2019-03-29 | 24 | 54.7623 | 224744.5854 | kWh | GSD |  | 2019-12-27 | 24 | 413518.735 | 99749.5973 | 234352.5195 | 0 | 334102.1168
8659 | 0.01026% | 0.01028% | [6 empty] | 2019-03-30 | 1 | 52.3335 | 214776.7757 | kWh | GSD |  | 2019-12-28 | 1 | 343331.6476 | 94233.6691 | 221765.9454 | 0 | 315999.6145
8660 | 0.009993% | 0.01006% | [6 empty] | 2019-03-30 | 2 | 50.3362 | 206579.8425 | kWh | GSD |  | 2019-12-28 | 2 | 301944.069 | 89546.4451 | 212880.8603 | 0 | 302427.3054
8661 | 0.009625% | 0.009614% | [6 empty] | 2019-03-30 | 3 | 49.6189 | 203635.9123 | kWh | GSD |  | 2019-12-28 | 3 | 275356.7631 | 86419.9967 | 209472.3875 | 0 | 295892.3842
8662 | 0.00898% | 0.009203% | [6 empty] | 2019-03-30 | 4 | 49.5374 | 203301.5995 | kWh | GSD |  | 2019-12-28 | 4 | 263161.2985 | 83928.8247 | 207506.2191 | 0 | 291435.0438
8663 | 0.008411% | 0.008679% | [6 empty] | 2019-03-30 | 5 | 49.63 | 203681.3967 | kWh | GSD |  | 2019-12-28 | 5 | 258093.4943 | 82875.4681 | 208073.5588 | 0 | 290949.0269
8664 | 0.007564% | 0.008202% | [6 empty] | 2019-03-30 | 6 | 51.5624 | 211612.075 | kWh | GSD |  | 2019-12-28 | 6 | 266685.8059 | 83625.4187 | 211802.3333 | 0 | 295427.752
8665 | 0.00628% | 0.007757% | [6 empty] | 2019-03-30 | 7 | 55.9036 | 229428.4136 | kWh | GSD |  | 2019-12-28 | 7 | 279896.9482 | 85379.3398 | 222443.0187 | 0 | 307822.3585
8666 | 0.005523% | 0.007424% | [6 empty] | 2019-03-30 | 8 | 59.9771 | 246146.0578 | kWh | GSD |  | 2019-12-28 | 8 | 323671.1366 | 85833.113 | 240168.9451 | 0 | 326002.0581
8667 | 0.005037% | 0.007264% | [6 empty] | 2019-03-30 | 9 | 63.0223 | 258643.4745 | kWh | GSD |  | 2019-12-28 | 9 | 395447.3588 | 88957.9206 | 252240.1587 | 0 | 341198.0793
8668 | 0.004814% | 0.007154% | [6 empty] | 2019-03-30 | 10 | 66.3342 | 272235.7231 | kWh | GSD |  | 2019-12-28 | 10 | 451931.8606 | 91502.2021 | 266339.8716 | 0 | 357842.0737
8669 | 0.004721% | 0.007142% | [6 empty] | 2019-03-30 | 11 | 67.8923 | 278630.2037 | kWh | GSD |  | 2019-12-28 | 11 | 494099.8163 | 98121.858 | 275130.607 | 0 | 373252.465
8670 | 0.004878% | 0.007252% | [6 empty] | 2019-03-30 | 12 | 67.4093 | 276647.6203 | kWh | GSD |  | 2019-12-28 | 12 | 513321.0943 | 106812.3913 | 276892.2413 | 0 | 383704.6326
8671 | 0.00512% | 0.007556% | [6 empty] | 2019-03-30 | 13 | 67.1314 | 275507.1443 | kWh | GSD |  | 2019-12-28 | 13 | 537294.2072 | 112036.2452 | 284625.5008 | 0 | 396661.746
8672 | 0.00592% | 0.008003% | [6 empty] | 2019-03-30 | 14 | 67.2773 | 276105.9527 | kWh | GSD |  | 2019-12-28 | 14 | 530389.544 | 112579.4802 | 283756.6421 | 0 | 396336.1223
8673 | 0.007233% | 0.008376% | [6 empty] | 2019-03-30 | 15 | 67.6911 | 277804.1828 | kWh | GSD |  | 2019-12-28 | 15 | 536463.7807 | 112847.303 | 278383.5722 | 0 | 391230.8752
8674 | 0.008266% | 0.008784% | [6 empty] | 2019-03-30 | 16 | 67.7919 | 278217.9924 | kWh | GSD |  | 2019-12-28 | 16 | 544909.7695 | 110197.5182 | 272152.2188 | 0 | 382349.737
8675 | 0.009038% | 0.009163% | [6 empty] | 2019-03-30 | 17 | 67.7123 | 277891.1439 | kWh | GSD |  | 2019-12-28 | 17 | 525117.3314 | 108081.3458 | 267779.5901 | 0 | 375860.9359
8676 | 0.009389% | 0.009419% | [6 empty] | 2019-03-30 | 18 | 66.9231 | 274652.4017 | kWh | GSD |  | 2019-12-28 | 18 | 546273.2516 | 110806.6045 | 268202.1074 | 0 | 379008.7119
8677 | 0.009828% | 0.009737% | [6 empty] | 2019-03-30 | 19 | 64.6261 | 265225.6523 | kWh | GSD |  | 2019-12-28 | 19 | 579975.1837 | 116599.4991 | 270773.1023 | 0 | 387372.6014
8678 | 0.009702% | 0.009729% | [6 empty] | 2019-03-30 | 20 | 62.6264 | 257018.5625 | kWh | GSD |  | 2019-12-28 | 20 | 572026.2548 | 117833.0903 | 268831.0207 | 0 | 386664.111
8679 | 0.009813% | 0.009604% | [6 empty] | 2019-03-30 | 21 | 61.864 | 253889.9553 | kWh | GSD |  | 2019-12-28 | 21 | 544714.5691 | 114962.3809 | 260301.9572 | 0 | 375264.3381
8680 | 0.009967% | 0.009386% | [6 empty] | 2019-03-30 | 22 | 59.3675 | 243644.2971 | kWh | GSD |  | 2019-12-28 | 22 | 525189.795 | 111035.1103 | 253410.0709 | 0 | 364445.1812
8681 | 0.009605% | 0.009227% | [6 empty] | 2019-03-30 | 23 | 55.8145 | 229062.6399 | kWh | GSD |  | 2019-12-28 | 23 | 481219.9273 | 106733.6764 | 242316.5446 | 0 | 349050.221
8682 | 0.009992% | 0.009304% | [6 empty] | 2019-03-30 | 24 | 52.327 | 214750.0758 | kWh | GSD |  | 2019-12-28 | 24 | 420258.6176 | 101695.142 | 231006.7384 | 0 | 332701.8804
8683 | 0.01061% | 0.009509% | [6 empty] | 2019-03-31 | 1 | 50.058 | 205438.0796 | kWh | GSD |  | 2019-12-29 | 1 | 366303.3248 | 97001.6209 | 223933.1261 | 0 | 320934.747
8684 | 0.01046% | 0.009492% | [6 empty] | 2019-03-31 | 2 | 48.3762 | 198536.0647 | kWh | GSD |  | 2019-12-29 | 2 | 314185.4937 | 92325.4204 | 217318.5798 | 0 | 309644.0002
8685 | 0.009964% | 0.009212% | [6 empty] | 2019-03-31 | 3 | 47.469 | 194812.7554 | kWh | GSD |  | 2019-12-29 | 3 | 287853.1519 | 89621.6471 | 212792.775 | 0 | 302414.4221
8686 | 0.009606% | 0.008946% | [6 empty] | 2019-03-31 | 4 | 47.1164 | 193365.7421 | kWh | GSD |  | 2019-12-29 | 4 | 271391.4253 | 86409.1033 | 210466.4297 | 0 | 296875.533
8687 | 0.008802% | 0.008568% | [6 empty] | 2019-03-31 | 5 | 48.198 | 197804.4714 | kWh | GSD |  | 2019-12-29 | 5 | 266904.1855 | 82880.9252 | 212601.0927 | 0 | 295482.0179
8688 | 0.007687% | 0.008167% | [6 empty] | 2019-03-31 | 6 | 49.5329 | 203282.9935 | kWh | GSD |  | 2019-12-29 | 6 | 267375.8981 | 83077.1794 | 215454.7724 | 0 | 298531.9518
8689 | 0.0067% | 0.007878% | [6 empty] | 2019-03-31 | 7 | 53.3188 | 218820.4734 | kWh | GSD |  | 2019-12-29 | 7 | 289122.4908 | 84082.917 | 224113.8689 | 0 | 308196.7859
8690 | 0.005747% | 0.007601% | [6 empty] | 2019-03-31 | 8 | 55.4884 | 227724.2656 | kWh | GSD |  | 2019-12-29 | 8 | 329468.3188 | 82921.1079 | 235953.2342 | 0 | 318874.3421
8691 | 0.005265% | 0.007424% | [6 empty] | 2019-03-31 | 9 | 58.9385 | 241883.4044 | kWh | GSD |  | 2019-12-29 | 9 | 410574.6042 | 80641.2221 | 242327.0088 | 0 | 322968.2309
8692 | 0.004964% | 0.007288% | [6 empty] | 2019-03-31 | 10 | 63.4895 | 260560.833 | kWh | GSD |  | 2019-12-29 | 10 | 467796.8487 | 87127.8485 | 254669.6874 | 0 | 341797.5359
8693 | 0.004882% | 0.007253% | [6 empty] | 2019-03-31 | 11 | 67.0051 | 274989.002 | kWh | GSD |  | 2019-12-29 | 11 | 505112.7608 | 98128.2312 | 261827.7681 | 0 | 359955.9993
8694 | 0.004891% | 0.007328% | [6 empty] | 2019-03-31 | 12 | 68.2031 | 279905.6993 | kWh | GSD |  | 2019-12-29 | 12 | 531343.2738 | 105973.7319 | 265498.532 | 0 | 371472.2639
8695 | 0.005288% | 0.007566% | [6 empty] | 2019-03-31 | 13 | 67.8896 | 278618.8513 | kWh | GSD |  | 2019-12-29 | 13 | 545401.3811 | 108043.0463 | 269249.3282 | 0 | 377292.3745
8696 | 0.006026% | 0.007828% | [6 empty] | 2019-03-31 | 14 | 68.4073 | 280743.4125 | kWh | GSD |  | 2019-12-29 | 14 | 524484.6188 | 106064.4981 | 266549.8282 | 0 | 372614.3263
8697 | 0.00751% | 0.007928% | [6 empty] | 2019-03-31 | 15 | 69.1073 | 283616.2914 | kWh | GSD |  | 2019-12-29 | 15 | 524123.8157 | 101190.1773 | 262040.1579 | 0 | 363230.3352
8698 | 0.008557% | 0.00839% | [6 empty] | 2019-03-31 | 16 | 70.699 | 290148.6966 | kWh | GSD |  | 2019-12-29 | 16 | 546522.7585 | 103740.2779 | 265245.4166 | 0 | 368985.6945
8699 | 0.009239% | 0.008836% | [6 empty] | 2019-03-31 | 17 | 71.0932 | 291766.3267 | kWh | GSD |  | 2019-12-29 | 17 | 563056.4325 | 104305.6883 | 266457.9747 | 0 | 370763.663
8700 | 0.009719% | 0.009119% | [6 empty] | 2019-03-31 | 18 | 69.3576 | 284643.6901 | kWh | GSD |  | 2019-12-29 | 18 | 589180.4559 | 104932.1657 | 264943.8054 | 0 | 369875.9711
8701 | 0.009976% | 0.009262% | [6 empty] | 2019-03-31 | 19 | 66.6406 | 273492.954 | kWh | GSD |  | 2019-12-29 | 19 | 650707.6022 | 110868.4206 | 266470.8915 | 0 | 377339.3121
8702 | 0.009594% | 0.009147% | [6 empty] | 2019-03-31 | 20 | 63.0656 | 258821.1953 | kWh | GSD |  | 2019-12-29 | 20 | 640570.9409 | 116060.2596 | 264020.2971 | 0 | 380080.5567
8703 | 0.009587% | 0.008917% | [6 empty] | 2019-03-31 | 21 | 61.2304 | 251289.5593 | kWh | GSD |  | 2019-12-29 | 21 | 609539.3179 | 112765.3065 | 255488.5531 | 0 | 368253.8596
8704 | 0.009997% | 0.009058% | [6 empty] | 2019-03-31 | 22 | 59.0142 | 242194.2116 | kWh | GSD |  | 2019-12-29 | 22 | 551701.4222 | 107379.7505 | 250509.5131 | 0 | 357889.2636
8705 | 0.0103% | 0.009102% | [6 empty] | 2019-03-31 | 23 | 55.2061 | 226565.8832 | kWh | GSD |  | 2019-12-29 | 23 | 488906.8027 | 102180.0326 | 241573.8736 | 0 | 343753.9062
8706 | 0.01078% | 0.00908% | [6 empty] | 2019-03-31 | 24 | 51.4654 | 211213.8833 | kWh | GSD |  | 2019-12-29 | 24 | 432552.6184 | 96435.2023 | 233773.3202 | 0 | 330208.5225
8707 | 0.0119% | 0.009263% | [6 empty] | 2019-04-01 | 1 | 49.7827 | 204308.1073 | kWh | GSD |  | 2019-12-30 | 1 | 371920.1782 | 91842.9878 | 228009.2328 | 0 | 319852.2206
8708 | 0.01172% | 0.00933% | [6 empty] | 2019-04-01 | 2 | 48.3757 | 198534.0231 | kWh | GSD |  | 2019-12-30 | 2 | 323168.3203 | 92140.4277 | 223331.7993 | 0 | 315472.227
8709 | 0.01115% | 0.00904% | [6 empty] | 2019-04-01 | 3 | 47.593 | 195321.5896 | kWh | GSD |  | 2019-12-30 | 3 | 300614.2755 | 88520.0705 | 219670.7767 | 0 | 308190.8472
8710 | 0.01009% | 0.008785% | [6 empty] | 2019-04-01 | 4 | 48.1632 | 197661.6122 | kWh | GSD |  | 2019-12-30 | 4 | 290381.2374 | 85627.5111 | 220806.7692 | 0 | 306434.2803
8711 | 0.008943% | 0.008438% | [6 empty] | 2019-04-01 | 5 | 50.8542 | 208705.7099 | kWh | GSD |  | 2019-12-30 | 5 | 289398.9413 | 84640.3699 | 225844.1769 | 0 | 310484.5468
8712 | 0.007912% | 0.008106% | [6 empty] | 2019-04-01 | 6 | 57.7349 | 236943.8644 | kWh | GSD |  | 2019-12-30 | 6 | 315168.5179 | 86602.7048 | 239253.2961 | 0 | 325856.0009
8713 | 0.006803% | 0.007852% | [6 empty] | 2019-04-01 | 7 | 68.3868 | 280659.2473 | kWh | GSD |  | 2019-12-30 | 7 | 345743.5836 | 92374.1378 | 263798.6634 | 0 | 356172.8012
8714 | 0.005911% | 0.007744% | [6 empty] | 2019-04-01 | 8 | 77.7096 | 318920.1926 | kWh | GSD |  | 2019-12-30 | 8 | 384357.2454 | 101136.652 | 293804.7233 | 0 | 394941.3753
8715 | 0.005499% | 0.007565% | [6 empty] | 2019-04-01 | 9 | 83.6845 | 343441.2451 | kWh | GSD |  | 2019-12-30 | 9 | 423316.5688 | 115280.9925 | 314894.2943 | 0 | 430175.2868
8716 | 0.005311% | 0.007522% | [6 empty] | 2019-04-01 | 10 | 87.1936 | 357842.5936 | kWh | GSD |  | 2019-12-30 | 10 | 453990.4031 | 128129.6951 | 335691.1898 | 0 | 463820.8849
8717 | 0.005294% | 0.007622% | [6 empty] | 2019-04-01 | 11 | 88.7249 | 364126.8004 | kWh | GSD |  | 2019-12-30 | 11 | 486901.2237 | 145375.6903 | 350869.5903 | 0 | 496245.2806
8718 | 0.005765% | 0.007999% | [6 empty] | 2019-04-01 | 12 | 88.5373 | 363357.0267 | kWh | GSD |  | 2019-12-30 | 12 | 503008.1919 | 155428.3648 | 358204.3119 | 0 | 513632.6767
8719 | 0.006324% | 0.008743% | [6 empty] | 2019-04-01 | 13 | 88.4422 | 362966.942 | kWh | GSD |  | 2019-12-30 | 13 | 507476.923 | 164830.9951 | 361873.6419 | 0 | 526704.637
8720 | 0.00703% | 0.009695% | [6 empty] | 2019-04-01 | 14 | 88.4524 | 363008.6401 | kWh | GSD |  | 2019-12-30 | 14 | 518709.3921 | 163876.3709 | 361672.775 | 0 | 525549.1459
8721 | 0.007743% | 0.01056% | [6 empty] | 2019-04-01 | 15 | 86.5048 | 355015.6983 | kWh | GSD |  | 2019-12-30 | 15 | 512647.5712 | 162219.6936 | 354106.1631 | 0 | 516325.8567
8722 | 0.008304% | 0.01139% | [6 empty] | 2019-04-01 | 16 | 82.1663 | 337210.4986 | kWh | GSD |  | 2019-12-30 | 16 | 516742.1823 | 164603.799 | 346460.4214 | 0 | 511064.2204
8723 | 0.008906% | 0.01218% | [6 empty] | 2019-04-01 | 17 | 77.2007 | 316831.4769 | kWh | GSD |  | 2019-12-30 | 17 | 535615.892 | 154977.4101 | 334622.8355 | 0 | 489600.2456
8724 | 0.009201% | 0.01261% | [6 empty] | 2019-04-01 | 18 | 73.1704 | 300291.4087 | kWh | GSD |  | 2019-12-30 | 18 | 595710.5566 | 148128.4211 | 322780.5448 | 0 | 470908.9659
8725 | 0.009282% | 0.01293% | [6 empty] | 2019-04-01 | 19 | 70.5465 | 289522.8493 | kWh | GSD |  | 2019-12-30 | 19 | 644897.3999 | 139154.0161 | 313528.8807 | 0 | 452682.8968
8726 | 0.009488% | 0.0129% | [6 empty] | 2019-04-01 | 20 | 69.6184 | 285714.0762 | kWh | GSD |  | 2019-12-30 | 20 | 645110.7237 | 133037.105 | 300591.97 | 0 | 433629.075
8727 | 0.009377% | 0.01267% | [6 empty] | 2019-04-01 | 21 | 68.9476 | 282961.0691 | kWh | GSD |  | 2019-12-30 | 21 | 594303.3714 | 123346.9597 | 285048.531 | 0 | 408395.4907
8728 | 0.009452% | 0.01255% | [6 empty] | 2019-04-01 | 22 | 64.826 | 266045.894 | kWh | GSD |  | 2019-12-30 | 22 | 552976.1139 | 113426.323 | 264791.5822 | 0 | 378217.9052
8729 | 0.009797% | 0.01202% | [6 empty] | 2019-04-01 | 23 | 58.586 | 240437.1376 | kWh | GSD |  | 2019-12-30 | 23 | 479903.2994 | 105260.7382 | 245225.2931 | 0 | 350486.0313
8730 | 0.0109% | 0.01156% | [6 empty] | 2019-04-01 | 24 | 54.5901 | 224037.7916 | kWh | GSD |  | 2019-12-30 | 24 | 406958.1776 | 95778.5958 | 227800.6238 | 0 | 323579.2196
8731 | 0.0118% | 0.01111% | [6 empty] | 2019-04-02 | 1 | 52.324 | 214737.6141 | kWh | GSD |  | 2019-12-31 | 1 | 340842.0644 | 88773.316 | 214474.7469 | 0 | 303248.0629
8732 | 0.0118% | 0.01064% | [6 empty] | 2019-04-02 | 2 | 50.9404 | 209059.5209 | kWh | GSD |  | 2019-12-31 | 2 | 295938.8437 | 85436.5708 | 206553.7402 | 0 | 291990.311
8733 | 0.01087% | 0.01003% | [6 empty] | 2019-04-02 | 3 | 49.5201 | 203230.3314 | kWh | GSD |  | 2019-12-31 | 3 | 282700.4646 | 82654.1717 | 202464.6543 | 0 | 285118.826
8734 | 0.01011% | 0.009284% | [6 empty] | 2019-04-02 | 4 | 49.5203 | 203231.1585 | kWh | GSD |  | 2019-12-31 | 4 | 282167.7132 | 81883.3265 | 200748.5306 | 0 | 282631.8571
8735 | 0.008778% | 0.008604% | [6 empty] | 2019-04-02 | 5 | 52.2153 | 214291.3936 | kWh | GSD |  | 2019-12-31 | 5 | 297119.1181 | 82952.765 | 203063.9394 | 0 | 286016.7044
8736 | 0.007444% | 0.007943% | [6 empty] | 2019-04-02 | 6 | 58.5324 | 240216.7773 | kWh | GSD |  | 2019-12-31 | 6 | 340346.3504 | 87203.1869 | 215954.0455 | 0 | 303157.2324
8737 | 0.006234% | 0.007444% | [6 empty] | 2019-04-02 | 7 | 70.2559 | 288330.1819 | kWh | GSD |  | 2019-12-31 | 7 | 401355.4826 | 95316.4111 | 235178.6981 | 0 | 330495.1092
8738 | 0.005413% | 0.007168% | [6 empty] | 2019-04-02 | 8 | 79.2309 | 325163.4337 | kWh | GSD |  | 2019-12-31 | 8 | 460207.7717 | 104371.9543 | 263113.052 | 0 | 367485.0063
8739 | 0.005171% | 0.006999% | [6 empty] | 2019-04-02 | 9 | 84.3079 | 345999.7285 | kWh | GSD |  | 2019-12-31 | 9 | 546878.1797 | 114491.9489 | 278326.2312 | 0 | 392818.1801
8740 | 0.005161% | 0.006938% | [6 empty] | 2019-04-02 | 10 | 88.0745 | 361457.9507 | kWh | GSD |  | 2019-12-31 | 10 | 566492.7925 | 125058.3657 | 288857.5927 | 0 | 413915.9584
8741 | 0.005435% | 0.007021% | [6 empty] | 2019-04-02 | 11 | 89.6826 | 368057.4941 | kWh | GSD |  | 2019-12-31 | 11 | 545026.5313 | 136008.7307 | 298195.4925 | 0 | 434204.2232
8742 | 0.006225% | 0.007442% | [6 empty] | 2019-04-02 | 12 | 89.6029 | 367730.4777 | kWh | GSD |  | 2019-12-31 | 12 | 519302.0206 | 134009.1895 | 300186.1175 | 0 | 434195.307
8743 | 0.007341% | 0.008113% | [6 empty] | 2019-04-02 | 13 | 88.4837 | 363136.9388 | kWh | GSD |  | 2019-12-31 | 13 | 524906.9925 | 136250.3064 | 296834.1614 | 0 | 433084.4678
8744 | 0.008418% | 0.009021% | [6 empty] | 2019-04-02 | 14 | 87.8416 | 360501.9119 | kWh | GSD |  | 2019-12-31 | 14 | 497411.3108 | 130398.9642 | 292870.6986 | 0 | 423269.6628
8745 | 0.01% | 0.009643% | [6 empty] | 2019-04-02 | 15 | 85.9899 | 352902.6661 | kWh | GSD |  | 2019-12-31 | 15 | 510645.3446 | 127801.9527 | 292283.8905 | 0 | 420085.8432
8746 | 0.01036% | 0.01016% | [6 empty] | 2019-04-02 | 16 | 83.208 | 341485.4561 | kWh | GSD |  | 2019-12-31 | 16 | 509894.4592 | 125781.5216 | 283273.6226 | 0 | 409055.1442
8747 | 0.009969% | 0.01066% | [6 empty] | 2019-04-02 | 17 | 78.3293 | 321463.6249 | kWh | GSD |  | 2019-12-31 | 17 | 543653.9839 | 116737.2396 | 272558.054 | 0 | 389295.2936
8748 | 0.009499% | 0.01066% | [6 empty] | 2019-04-02 | 18 | 73.9559 | 303515.1279 | kWh | GSD |  | 2019-12-31 | 18 | 599202.4665 | 115001.3676 | 264394.1116 | 0 | 379395.4792
8749 | 0.009601% | 0.01063% | [6 empty] | 2019-04-02 | 19 | 70.3535 | 288730.7624 | kWh | GSD |  | 2019-12-31 | 19 | 656749.3478 | 113201.5543 | 259595.6646 | 0 | 372797.2189
8750 | 0.009098% | 0.01039% | [6 empty] | 2019-04-02 | 20 | 68.1444 | 279664.7349 | kWh | GSD |  | 2019-12-31 | 20 | 668788.1001 | 116886.7158 | 246849.3143 | 0 | 363736.0301
8751 | 0.00934% | 0.01031% | [6 empty] | 2019-04-02 | 21 | 68.2721 | 280188.7625 | kWh | GSD |  | 2019-12-31 | 21 | 647459.2772 | 114604.0949 | 237526.1253 | 0 | 352130.2202
8752 | 0.009327% | 0.01004% | [6 empty] | 2019-04-02 | 22 | 63.5771 | 260920.2828 | kWh | GSD |  | 2019-12-31 | 22 | 614607.6783 | 113334.4315 | 227800.0032 | 0 | 341134.4347
8753 | 0.009944% | 0.009556% | [6 empty] | 2019-04-02 | 23 | 57.446 | 235758.3444 | kWh | GSD |  | 2019-12-31 | 23 | 592617.4276 | 110065.0528 | 218741.4495 | 0 | 328806.5023
8754 | 0.01096% | 0.009313% | [6 empty] | 2019-04-02 | 24 | 53.6966 | 220370.7121 | kWh | GSD |  | 2019-12-31 | 24 | 586950.4504 | 105627.8149 | 208693.332 | 0 | 314321.1469
8755 | 0.01201% | 0.009151% | [6 empty] | 2019-04-03 | 1 | 51.9928 | 213378.5925 | kWh | GSD
8756 | 0.01223% | 0.008929% | [6 empty] | 2019-04-03 | 2 | 50.4453 | 207027.4288 | kWh | GSD
8757 | 0.01184% | 0.008644% | [6 empty] | 2019-04-03 | 3 | 50.1842 | 205955.9342 | kWh | GSD
8758 | 0.01124% | 0.008374% | [6 empty] | 2019-04-03 | 4 | 50.1365 | 205760.0575 | kWh | GSD
8759 | 0.01084% | 0.008072% | [6 empty] | 2019-04-03 | 5 | 53.1 | 217922.5826 | kWh | GSD
8760 | 0.01074% | 0.007716% | [6 empty] | 2019-04-03 | 6 | 60.4074 | 247912.1224 | kWh | GSD
8761 | 0% | 0% | [6 empty] | 2019-04-03 | 7 | 72.6209 | 298036.2538 | kWh | GSD
8762 | 0% | 0% | [6 empty] | 2019-04-03 | 8 | 80.8574 | 331838.6056 | kWh | GSD
8763 | 0% | 0% | [6 empty] | 2019-04-03 | 9 | 85.43 | 350604.8415 | kWh | GSD
8764 | 0% | 0% | [6 empty] | 2019-04-03 | 10 | 87.8688 | 360613.4625 | kWh | GSD
8765 | 0% | 0% | [6 empty] | 2019-04-03 | 11 | 89.0411 | 365424.4956 | kWh | GSD
8766 | 0% | 0% | [6 empty] | 2019-04-03 | 12 | 90.447 | 371194.494 | kWh | GSD
8767 | 0% | 0% | [6 empty] | 2019-04-03 | 13 | 88.3835 | 362726.0538 | kWh | GSD
8768 | 0% | 0% | [6 empty] | 2019-04-03 | 14 | 88.9922 | 365223.9664 | kWh | GSD
8769 | 0% | 0% | [6 empty] | 2019-04-03 | 15 | 88.4311 | 362921.3534 | kWh | GSD
8770 | 0% | 0% | [6 empty] | 2019-04-03 | 16 | 85.443 | 350658.1086 | kWh | GSD
8771 | 0% | 0% | [6 empty] | 2019-04-03 | 17 | 80.9307 | 332139.6211 | kWh | GSD
8772 | 0% | 0% | [6 empty] | 2019-04-03 | 18 | 76.5561 | 314186.1664 | kWh | GSD
8773 | 0% | 0% | [6 empty] | 2019-04-03 | 19 | 72.5552 | 297766.5883 | kWh | GSD
8774 | 0% | 0% | [6 empty] | 2019-04-03 | 20 | 70.2344 | 288242.0116 | kWh | GSD
8775 | 0% | 0% | [6 empty] | 2019-04-03 | 21 | 69.4679 | 285096.3087 | kWh | GSD
8776 | 0% | 0% | [6 empty] | 2019-04-03 | 22 | 64.6063 | 265144.0616 | kWh | GSD
8777 | 0% | 0% | [6 empty] | 2019-04-03 | 23 | 58.3386 | 239421.687 | kWh | GSD
8778 | 0% | 0% | [6 empty] | 2019-04-03 | 24 | 53.9041 | 221222.238 | kWh | GSD
8779 | 0% | 0% | [6 empty] | 2019-04-04 | 1 | 51.8032 | 212600.144 | kWh | GSD
8780 | 0% | 0% | [6 empty] | 2019-04-04 | 2 | 50.6349 | 207805.517 | kWh | GSD
8781 | 0% | 0% | [6 empty] | 2019-04-04 | 3 | 49.7976 | 204369.5441 | kWh | GSD
8782 | 0% | 0% | [6 empty] | 2019-04-04 | 4 | 49.6819 | 203894.3675 | kWh | GSD
8783 | 0% | 0% | [6 empty] | 2019-04-04 | 5 | 52.4037 | 215064.6671 | kWh | GSD
8784 | 0% | 0% | [6 empty] | 2019-04-04 | 6 | 58.8726 | 241613.077 | kWh | GSD
8784 | 0 | 0 | [6 empty] | 2019-04-04 | 7 | 71.3219 | 292704.9333 | kWh | GSD
8784 | 0 | 0 | [6 empty] | 2019-04-04 | 8 | 78.4221 | 321844.4042 | kWh | GSD
8784 | 0 | 0 | [6 empty] | 2019-04-04 | 9 | 85.3318 | 350201.5271 | kWh | GSD
8784 | 0 | 0 | [6 empty] | 2019-04-04 | 10 | 89.9871 | 369307.0033 | kWh | GSD
8784 | 0 | 0 | [6 empty] | 2019-04-04 | 11 | 92.7624 | 380696.7786 | kWh | GSD
8784 | 0 | 0 | [6 empty] | 2019-04-04 | 12 | 92.8237 | 380948.4033 | kWh | GSD
8784 | 0 | 0 | [6 empty] | 2019-04-04 | 13 | 94.1114 | 386233.3844 | kWh | GSD
8784 | 0 | 0 | [6 empty] | 2019-04-04 | 14 | 94.6536 | 388458.2142 | kWh | GSD
8784 | 0 | 0 | [6 empty] | 2019-04-04 | 15 | 93.4618 | 383567.1899 | kWh | GSD
8784 | 0 | 0 | [6 empty] | 2019-04-04 | 16 | 89.9538 | 369170.4152 | kWh | GSD
8784 | 0 | 0 | [6 empty] | 2019-04-04 | 17 | 86.1069 | 353382.6044 | kWh | GSD
8784 | 0 | 0 | [6 empty] | 2019-04-04 | 18 | 81.281 | 333577.0587 | kWh | GSD
8784 | 0 | 0 | [6 empty] | 2019-04-04 | 19 | 75.2069 | 308649.1124 | kWh | GSD
8784 | 0 | 0 | [6 empty] | 2019-04-04 | 20 | 72.2978 | 296710.2419 | kWh | GSD
8784 | 0 | 0 | [6 empty] | 2019-04-04 | 21 | 72.7731 | 298660.7339 | kWh | GSD
8784 | 0 | 0 | [6 empty] | 2019-04-04 | 22 | 68.1105 | 279525.2945 | kWh | GSD
8784 | 0 | 0 | [6 empty] | 2019-04-04 | 23 | 59.8654 | 245687.7649 | kWh | GSD
8784 | 0 | 0 | [6 empty] | 2019-04-04 | 24 | 56.1994 | 230642.2665 | kWh | GSD
8784 | 0 | 0 | [6 empty] | 2019-04-05 | 1 | 53.7364 | 220534.1149 | kWh | GSD
8784 | 0 | 0 | [6 empty] | 2019-04-05 | 2 | 52.3957 | 215031.8318 | kWh | GSD
8784 | 0 | 0 | [6 empty] | 2019-04-05 | 3 | 51.0099 | 209344.5092 | kWh | GSD
8784 | 0 | 0 | [6 empty] | 2019-04-05 | 4 | 50.6239 | 207760.5307 | kWh | GSD
8784 | 0 | 0 | [6 empty] | 2019-04-05 | 5 | 53.0414 | 217681.8999 | kWh | GSD
8784 | 0 | 0 | [6 empty] | 2019-04-05 | 6 | 60.2636 | 247321.919 | kWh | GSD
8784 | 0 | 0 | [6 empty] | 2019-04-05 | 7 | 70.7978 | 290553.9821 | kWh | GSD
8784 | 0 | 0 | [6 empty] | 2019-04-05 | 8 | 78.9037 | 323820.9889 | kWh | GSD
8784 | 0 | 0 | [6 empty] | 2019-04-05 | 9 | 85.2858 | 350012.8351 | kWh | GSD
8784 | 0 | 0 | [6 empty] | 2019-04-05 | 10 | 91.0118 | 373512.5368 | kWh | GSD
8784 | 0 | 0 | [6 empty] | 2019-04-05 | 11 | 94.367 | 387282.0188 | kWh | GSD
8784 | 0 | 0 | [6 empty] | 2019-04-05 | 12 | 96.861 | 397517.624 | kWh | GSD
8784 | 0 | 0 | [6 empty] | 2019-04-05 | 13 | 98.2034 | 403026.9347 | kWh | GSD
8784 | 0 | 0 | [6 empty] | 2019-04-05 | 14 | 100.845 | 413867.7719 | kWh | GSD
8784 | 0 | 0 | [6 empty] | 2019-04-05 | 15 | 100.6898 | 413230.964 | kWh | GSD
8784 | 0 | 0 | [6 empty] | 2019-04-05 | 16 | 94.7653 | 388916.7061 | kWh | GSD
8784 | 0 | 0 | [6 empty] | 2019-04-05 | 17 | 88.9448 | 365029.3396 | kWh | GSD
8784 | 0 | 0 | [6 empty] | 2019-04-05 | 18 | 82.916 | 340287.0666 | kWh | GSD
8784 | 0 | 0 | [6 empty] | 2019-04-05 | 19 | 77.5578 | 318297.0075 | kWh | GSD
8784 | 0 | 0 | [6 empty] | 2019-04-05 | 20 | 75.0138 | 307856.5469 | kWh | GSD
8784 | 0 | 0 | [6 empty] | 2019-04-05 | 21 | 73.8026 | 302886.0307 | kWh | GSD
8784 | 0 | 0 | [6 empty] | 2019-04-05 | 22 | 69.2684 | 284277.5094 | kWh | GSD
8784 | 0 | 0 | [6 empty] | 2019-04-05 | 23 | 63.1389 | 259122.1441 | kWh | GSD
8784 | 0 | 0 | [6 empty] | 2019-04-05 | 24 | 58.5218 | 240173.6246 | kWh | GSD
8784 | 0 | 0 | [6 empty] | 2019-04-06 | 1 | 54.8632 | 225158.4212 | kWh | GSD
8784 | 0 | 0 | [6 empty] | 2019-04-06 | 2 | 53.2916 | 218708.6383 | kWh | GSD
8784 | 0 | 0 | [6 empty] | 2019-04-06 | 3 | 52.0169 | 213477.5427 | kWh | GSD
8784 | 0 | 0 | [6 empty] | 2019-04-06 | 4 | 51.1547 | 209938.8286 | kWh | GSD
8784 | 0 | 0 | [6 empty] | 2019-04-06 | 5 | 52.3901 | 215009.1475 | kWh | GSD
8784 | 0 | 0 | [6 empty] | 2019-04-06 | 6 | 54.0578 | 221853.1452 | kWh | GSD
8784 | 0 | 0 | [6 empty] | 2019-04-06 | 7 | 58.6718 | 240788.9796 | kWh | GSD
8784 | 0 | 0 | [6 empty] | 2019-04-06 | 8 | 62.4905 | 256461.1987 | kWh | GSD
8784 | 0 | 0 | [6 empty] | 2019-04-06 | 9 | 65.6053 | 269244.2568 | kWh | GSD
8784 | 0 | 0 | [6 empty] | 2019-04-06 | 10 | 70.3932 | 288893.8437 | kWh | GSD
8784 | 0 | 0 | [6 empty] | 2019-04-06 | 11 | 72.8468 | 298963.1024 | kWh | GSD
8784 | 0 | 0 | [6 empty] | 2019-04-06 | 12 | 74.8317 | 307109.237 | kWh | GSD
8784 | 0 | 0 | [6 empty] | 2019-04-06 | 13 | 75.9346 | 311635.3965 | kWh | GSD
8784 | 0 | 0 | [6 empty] | 2019-04-06 | 14 | 76.6548 | 314591.2745 | kWh | GSD
8784 | 0 | 0 | [6 empty] | 2019-04-06 | 15 | 76.9787 | 315920.6459 | kWh | GSD
8784 | 0 | 0 | [6 empty] | 2019-04-06 | 16 | 76.6686 | 314647.9085 | kWh | GSD
8784 | 0 | 0 | [6 empty] | 2019-04-06 | 17 | 76.4064 | 313571.8064 | kWh | GSD
8784 | 0 | 0 | [6 empty] | 2019-04-06 | 18 | 74.9917 | 307766.0536 | kWh | GSD
8784 | 0 | 0 | [6 empty] | 2019-04-06 | 19 | 71.7647 | 294522.2684 | kWh | GSD
8784 | 0 | 0 | [6 empty] | 2019-04-06 | 20 | 69.7113 | 286095.2995 | kWh | GSD
8784 | 0 | 0 | [6 empty] | 2019-04-06 | 21 | 68.6498 | 281738.5922 | kWh | GSD
8784 | 0 | 0 | [6 empty] | 2019-04-06 | 22 | 66.7209 | 273822.5759 | kWh | GSD
8784 | 0 | 0 | [6 empty] | 2019-04-06 | 23 | 61.6118 | 252854.8032 | kWh | GSD
8784 | 0 | 0 | [6 empty] | 2019-04-06 | 24 | 56.3319 | 231185.9447 | kWh | GSD
8784 | 0 | 0 | [6 empty] | 2019-04-07 | 1 | 54.0609 | 221866.1196 | kWh | GSD
8784 | 0 | 0 | [6 empty] | 2019-04-07 | 2 | 53.2033 | 218346.3884 | kWh | GSD
8784 | 0 | 0 | [6 empty] | 2019-04-07 | 3 | 51.2945 | 210512.469 | kWh | GSD
8784 | 0 | 0 | [6 empty] | 2019-04-07 | 4 | 50.6606 | 207911.241 | kWh | GSD
8784 | 0 | 0 | [6 empty] | 2019-04-07 | 5 | 51.6414 | 211936.4164 | kWh | GSD
8784 | 0 | 0 | [6 empty] | 2019-04-07 | 6 | 53.6545 | 220198.1413 | kWh | GSD
8784 | 0 | 0 | [6 empty] | 2019-04-07 | 7 | 56.6877 | 232646.414 | kWh | GSD
8784 | 0 | 0 | [6 empty] | 2019-04-07 | 8 | 59.4045 | 243796.0719 | kWh | GSD
8784 | 0 | 0 | [6 empty] | 2019-04-07 | 9 | 63.4235 | 260290.0864 | kWh | GSD
8784 | 0 | 0 | [6 empty] | 2019-04-07 | 10 | 69.5214 | 285315.8642 | kWh | GSD
8784 | 0 | 0 | [6 empty] | 2019-04-07 | 11 | 73.518 | 301717.8048 | kWh | GSD
8784 | 0 | 0 | [6 empty] | 2019-04-07 | 12 | 75.9416 | 311664.4323 | kWh | GSD
8784 | 0 | 0 | [6 empty] | 2019-04-07 | 13 | 75.3152 | 309093.605 | kWh | GSD
8784 | 0 | 0 | [6 empty] | 2019-04-07 | 14 | 75.881 | 311415.4876 | kWh | GSD
8784 | 0 | 0 | [6 empty] | 2019-04-07 | 15 | 76.6722 | 314662.5517 | kWh | GSD
8784 | 0 | 0 | [6 empty] | 2019-04-07 | 16 | 75.7893 | 311039.176 | kWh | GSD
8784 | 0 | 0 | [6 empty] | 2019-04-07 | 17 | 73.0705 | 299881.2131 | kWh | GSD
8784 | 0 | 0 | [6 empty] | 2019-04-07 | 18 | 72.5655 | 297808.8282 | kWh | GSD
8784 | 0 | 0 | [6 empty] | 2019-04-07 | 19 | 69.7352 | 286193.3552 | kWh | GSD
8784 | 0 | 0 | [6 empty] | 2019-04-07 | 20 | 67.4174 | 276680.8174 | kWh | GSD
8784 | 0 | 0 | [6 empty] | 2019-04-07 | 21 | 66.3988 | 272500.4844 | kWh | GSD
8784 | 0 | 0 | [6 empty] | 2019-04-07 | 22 | 63.8557 | 262063.8501 | kWh | GSD
8784 | 0 | 0 | [6 empty] | 2019-04-07 | 23 | 60.0072 | 246269.5692 | kWh | GSD
8784 | 0 | 0 | [6 empty] | 2019-04-07 | 24 | 57.0155 | 233991.7138 | kWh | GSD
8784 | 0 | 0 | [6 empty] | 2019-04-08 | 1 | 54.6333 | 224215.197 | kWh | GSD
8784 | 0 | 0 | [6 empty] | 2019-04-08 | 2 | 53.1497 | 218126.3093 | kWh | GSD
8784 | 0 | 0 | [6 empty] | 2019-04-08 | 3 | 52.346 | 214827.8697 | kWh | GSD
8784 | 0 | 0 | [6 empty] | 2019-04-08 | 4 | 52.6541 | 216092.5775 | kWh | GSD
8784 | 0 | 0 | [6 empty] | 2019-04-08 | 5 | 56.3296 | 231176.7175 | kWh | GSD
8784 | 0 | 0 | [6 empty] | 2019-04-08 | 6 | 64.5686 | 264989.4736 | kWh | GSD
8784 | 0 | 0 | [6 empty] | 2019-04-08 | 7 | 76.4321 | 313677.4687 | kWh | GSD
8784 | 0 | 0 | [6 empty] | 2019-04-08 | 8 | 87.3652 | 358546.7259 | kWh | GSD
8784 | 0 | 0 | [6 empty] | 2019-04-08 | 9 | 96.1701 | 394682.1056 | kWh | GSD
8784 | 0 | 0 | [6 empty] | 2019-04-08 | 10 | 103.7625 | 425841.2589 | kWh | GSD
8784 | 0 | 0 | [6 empty] | 2019-04-08 | 11 | 106.8198 | 438388.5461 | kWh | GSD
8784 | 0 | 0 | [6 empty] | 2019-04-08 | 12 | 109.6399 | 449962.1942 | kWh | GSD
8784 | 0 | 0 | [6 empty] | 2019-04-08 | 13 | 111.5052 | 457617.257 | kWh | GSD
8784 | 0 | 0 | [6 empty] | 2019-04-08 | 14 | 112.7087 | 462556.6954 | kWh | GSD
8784 | 0 | 0 | [6 empty] | 2019-04-08 | 15 | 111.4934 | 457568.9758 | kWh | GSD
8784 | 0 | 0 | [6 empty] | 2019-04-08 | 16 | 108.1047 | 443661.7771 | kWh | GSD
8784 | 0 | 0 | [6 empty] | 2019-04-08 | 17 | 100.1272 | 410922.2005 | kWh | GSD
8784 | 0 | 0 | [6 empty] | 2019-04-08 | 18 | 89.1761 | 365978.7879 | kWh | GSD
8784 | 0 | 0 | [6 empty] | 2019-04-08 | 19 | 81.7271 | 335408.1344 | kWh | GSD
8784 | 0 | 0 | [6 empty] | 2019-04-08 | 20 | 79.0953 | 324607.1507 | kWh | GSD
8784 | 0 | 0 | [6 empty] | 2019-04-08 | 21 | 78.2008 | 320935.904 | kWh | GSD
8784 | 0 | 0 | [6 empty] | 2019-04-08 | 22 | 73.8683 | 303155.6565 | kWh | GSD
8784 | 0 | 0 | [6 empty] | 2019-04-08 | 23 | 66.3036 | 272110.0279 | kWh | GSD
8784 | 0 | 0 | [6 empty] | 2019-04-08 | 24 | 61.9403 | 254202.8975 | kWh | GSD
8784 | 0 | 0 | [6 empty] | 2019-04-09 | 1 | 58.794 | 241290.7022 | kWh | GSD
8784 | 0 | 0 | [6 empty] | 2019-04-09 | 2 | 56.9977 | 233918.7186 | kWh | GSD
8784 | 0 | 0 | [6 empty] | 2019-04-09 | 3 | 54.9289 | 225428.3348 | kWh | GSD
8784 | 0 | 0 | [6 empty] | 2019-04-09 | 4 | 55.5337 | 227910.3493 | kWh | GSD
8784 | 0 | 0 | [6 empty] | 2019-04-09 | 5 | 58.7103 | 240946.9676 | kWh | GSD
8784 | 0 | 0 | [6 empty] | 2019-04-09 | 6 | 65.5597 | 269057.1868 | kWh | GSD
8784 | 0 | 0 | [6 empty] | 2019-04-09 | 7 | 79.4867 | 326213.4763 | kWh | GSD
8784 | 0 | 0 | [6 empty] | 2019-04-09 | 8 | 87.6391 | 359670.8001 | kWh | GSD
8784 | 0 | 0 | [6 empty] | 2019-04-09 | 9 | 95.8708 | 393453.6961 | kWh | GSD
8784 | 0 | 0 | [6 empty] | 2019-04-09 | 10 | 101.7119 | 417425.5033 | kWh | GSD
8784 | 0 | 0 | [6 empty] | 2019-04-09 | 11 | 105.4438 | 432741.4296 | kWh | GSD
8784 | 0 | 0 | [6 empty] | 2019-04-09 | 12 | 107.6198 | 441671.8023 | kWh | GSD
8784 | 0 | 0 | [6 empty] | 2019-04-09 | 13 | 108.4501 | 445079.1956 | kWh | GSD
8784 | 0 | 0 | [6 empty] | 2019-04-09 | 14 | 110.1512 | 452060.434 | kWh | GSD
8784 | 0 | 0 | [6 empty] | 2019-04-09 | 15 | 107.7489 | 442201.5543 | kWh | GSD
8784 | 0 | 0 | [6 empty] | 2019-04-09 | 16 | 102.7433 | 421658.3305 | kWh | GSD
8784 | 0 | 0 | [6 empty] | 2019-04-09 | 17 | 97.3961 | 399713.6088 | kWh | GSD
8784 | 0 | 0 | [6 empty] | 2019-04-09 | 18 | 90.3936 | 370975.3635 | kWh | GSD
8784 | 0 | 0 | [6 empty] | 2019-04-09 | 19 | 83.53 | 342807.0793 | kWh | GSD
8784 | 0 | 0 | [6 empty] | 2019-04-09 | 20 | 80.293 | 329522.2797 | kWh | GSD
8784 | 0 | 0 | [6 empty] | 2019-04-09 | 21 | 77.3092 | 317277.1438 | kWh | GSD
8784 | 0 | 0 | [6 empty] | 2019-04-09 | 22 | 72.2983 | 296712.4238 | kWh | GSD
8784 | 0 | 0 | [6 empty] | 2019-04-09 | 23 | 64.8534 | 266158.47 | kWh | GSD
8784 | 0 | 0 | [6 empty] | 2019-04-09 | 24 | 59.6402 | 244763.5212 | kWh | GSD
8784 | 0 | 0 | [6 empty] | 2019-04-10 | 1 | 55.8102 | 229044.877 | kWh | GSD
8784 | 0 | 0 | [6 empty] | 2019-04-10 | 2 | 54.0054 | 221638.3506 | kWh | GSD
8784 | 0 | 0 | [6 empty] | 2019-04-10 | 3 | 53.084 | 217856.8223 | kWh | GSD
8784 | 0 | 0 | [6 empty] | 2019-04-10 | 4 | 52.4928 | 215430.4403 | kWh | GSD
8784 | 0 | 0 | [6 empty] | 2019-04-10 | 5 | 55.6404 | 228348.24 | kWh | GSD
8784 | 0 | 0 | [6 empty] | 2019-04-10 | 6 | 63.0435 | 258730.3782 | kWh | GSD
8784 | 0 | 0 | [6 empty] | 2019-04-10 | 7 | 75.073 | 308099.5493 | kWh | GSD
8784 | 0 | 0 | [6 empty] | 2019-04-10 | 8 | 83.4203 | 342356.8079 | kWh | GSD
8784 | 0 | 0 | [6 empty] | 2019-04-10 | 9 | 91.3058 | 374719.1 | kWh | GSD
8784 | 0 | 0 | [6 empty] | 2019-04-10 | 10 | 96.5459 | 396224.4699 | kWh | GSD
8784 | 0 | 0 | [6 empty] | 2019-04-10 | 11 | 99.7742 | 409473.4675 | kWh | GSD
8784 | 0 | 0 | [6 empty] | 2019-04-10 | 12 | 100.5148 | 412512.6677 | kWh | GSD
8784 | 0 | 0 | [6 empty] | 2019-04-10 | 13 | 101.2805 | 415655.2444 | kWh | GSD
8784 | 0 | 0 | [6 empty] | 2019-04-10 | 14 | 102.1962 | 419413.3557 | kWh | GSD
8784 | 0 | 0 | [6 empty] | 2019-04-10 | 15 | 103.1562 | 423353.0211 | kWh | GSD
8784 | 0 | 0 | [6 empty] | 2019-04-10 | 16 | 100.5795 | 412778.2104 | kWh | GSD
8784 | 0 | 0 | [6 empty] | 2019-04-10 | 17 | 95.7229 | 392846.8069 | kWh | GSD
8784 | 0 | 0 | [6 empty] | 2019-04-10 | 18 | 89.1981 | 366069.1503 | kWh | GSD
8784 | 0 | 0 | [6 empty] | 2019-04-10 | 19 | 82.9078 | 340253.4997 | kWh | GSD
8784 | 0 | 0 | [6 empty] | 2019-04-10 | 20 | 78.802 | 323403.4779 | kWh | GSD
8784 | 0 | 0 | [6 empty] | 2019-04-10 | 21 | 76.7879 | 315137.688 | kWh | GSD
8784 | 0 | 0 | [6 empty] | 2019-04-10 | 22 | 70.9929 | 291355.049 | kWh | GSD
8784 | 0 | 0 | [6 empty] | 2019-04-10 | 23 | 63.0932 | 258934.4182 | kWh | GSD
8784 | 0 | 0 | [6 empty] | 2019-04-10 | 24 | 57.6869 | 236746.9355 | kWh | GSD
8784 | 0 | 0 | [6 empty] | 2019-04-11 | 1 | 55.1841 | 226475.4533 | kWh | GSD
8784 | 0 | 0 | [6 empty] | 2019-04-11 | 2 | 53.3433 | 218920.9794 | kWh | GSD
8784 | 0 | 0 | [6 empty] | 2019-04-11 | 3 | 52.5493 | 215662.1597 | kWh | GSD
8784 | 0 | 0 | [6 empty] | 2019-04-11 | 4 | 52.7567 | 216513.4771 | kWh | GSD
8784 | 0 | 0 | [6 empty] | 2019-04-11 | 5 | 55.9871 | 229770.8875 | kWh | GSD
8784 | 0 | 0 | [6 empty] | 2019-04-11 | 6 | 63.4693 | 260477.9985 | kWh | GSD
8784 | 0 | 0 | [6 empty] | 2019-04-11 | 7 | 76.1652 | 312581.8814 | kWh | GSD
8784 | 0 | 0 | [6 empty] | 2019-04-11 | 8 | 84.854 | 348240.7216 | kWh | GSD
8784 | 0 | 0 | [6 empty] | 2019-04-11 | 9 | 93.3254 | 383007.493 | kWh | GSD
8784 | 0 | 0 | [6 empty] | 2019-04-11 | 10 | 101.943 | 418374.0532 | kWh | GSD
8784 | 0 | 0 | [6 empty] | 2019-04-11 | 11 | 106.3662 | 436526.8071 | kWh | GSD
8784 | 0 | 0 | [6 empty] | 2019-04-11 | 12 | 108.1892 | 444008.3729 | kWh | GSD
8784 | 0 | 0 | [6 empty] | 2019-04-11 | 13 | 109.0416 | 447506.6309 | kWh | GSD
8784 | 0 | 0 | [6 empty] | 2019-04-11 | 14 | 109.1703 | 448034.9453 | kWh | GSD
8784 | 0 | 0 | [6 empty] | 2019-04-11 | 15 | 109.2312 | 448284.9694 | kWh | GSD
8784 | 0 | 0 | [6 empty] | 2019-04-11 | 16 | 105.0246 | 431020.8385 | kWh | GSD
8784 | 0 | 0 | [6 empty] | 2019-04-11 | 17 | 99.4251 | 408040.7495 | kWh | GSD
8784 | 0 | 0 | [6 empty] | 2019-04-11 | 18 | 93.3751 | 383211.5708 | kWh | GSD
8784 | 0 | 0 | [6 empty] | 2019-04-11 | 19 | 86.9804 | 356967.7516 | kWh | GSD
8784 | 0 | 0 | [6 empty] | 2019-04-11 | 20 | 82.4952 | 338560.29 | kWh | GSD
8784 | 0 | 0 | [6 empty] | 2019-04-11 | 21 | 79.9043 | 327927.345 | kWh | GSD
8784 | 0 | 0 | [6 empty] | 2019-04-11 | 22 | 74.2298 | 304639.0514 | kWh | GSD
8784 | 0 | 0 | [6 empty] | 2019-04-11 | 23 | 66.1207 | 271359.4197 | kWh | GSD
8784 | 0 | 0 | [6 empty] | 2019-04-11 | 24 | 60.9157 | 249998.2336 | kWh | GSD
8784 | 0 | 0 | [6 empty] | 2019-04-12 | 1 | 57.6329 | 236525.6131 | kWh | GSD
8784 | 0 | 0 | [6 empty] | 2019-04-12 | 2 | 56.1516 | 230446.0753 | kWh | GSD
8784 | 0 | 0 | [6 empty] | 2019-04-12 | 3 | 55.1044 | 226148.6069 | kWh | GSD
8784 | 0 | 0 | [6 empty] | 2019-04-12 | 4 | 54.692 | 224455.7858 | kWh | GSD
8784 | 0 | 0 | [6 empty] | 2019-04-12 | 5 | 58.1382 | 238599.2085 | kWh | GSD
8784 | 0 | 0 | [6 empty] | 2019-04-12 | 6 | 66.1217 | 271363.5446 | kWh | GSD
8784 | 0 | 0 | [6 empty] | 2019-04-12 | 7 | 77.9445 | 319884.0331 | kWh | GSD
8784 | 0 | 0 | [6 empty] | 2019-04-12 | 8 | 86.757 | 356050.7855 | kWh | GSD
8784 | 0 | 0 | [6 empty] | 2019-04-12 | 9 | 96.8454 | 397453.4811 | kWh | GSD
8784 | 0 | 0 | [6 empty] | 2019-04-12 | 10 | 102.9197 | 422382.4034 | kWh | GSD
8784 | 0 | 0 | [6 empty] | 2019-04-12 | 11 | 107.0948 | 439516.9737 | kWh | GSD
8784 | 0 | 0 | [6 empty] | 2019-04-12 | 12 | 110.6696 | 454188.1732 | kWh | GSD
8784 | 0 | 0 | [6 empty] | 2019-04-12 | 13 | 111.7864 | 458771.2607 | kWh | GSD
8784 | 0 | 0 | [6 empty] | 2019-04-12 | 14 | 112.9449 | 463525.8982 | kWh | GSD
8784 | 0 | 0 | [6 empty] | 2019-04-12 | 15 | 111.2562 | 456595.3984 | kWh | GSD
8784 | 0 | 0 | [6 empty] | 2019-04-12 | 16 | 107.1506 | 439745.9149 | kWh | GSD
8784 | 0 | 0 | [6 empty] | 2019-04-12 | 17 | 100.5455 | 412638.7464 | kWh | GSD
8784 | 0 | 0 | [6 empty] | 2019-04-12 | 18 | 94.5374 | 387981.6698 | kWh | GSD
8784 | 0 | 0 | [6 empty] | 2019-04-12 | 19 | 87.1413 | 357627.7875 | kWh | GSD
8784 | 0 | 0 | [6 empty] | 2019-04-12 | 20 | 82.4307 | 338295.5745 | kWh | GSD
8784 | 0 | 0 | [6 empty] | 2019-04-12 | 21 | 80.3933 | 329934.2956 | kWh | GSD
8784 | 0 | 0 | [6 empty] | 2019-04-12 | 22 | 75.8071 | 311112.3326 | kWh | GSD
8784 | 0 | 0 | [6 empty] | 2019-04-12 | 23 | 67.3232 | 276294.288 | kWh | GSD
8784 | 0 | 0 | [6 empty] | 2019-04-12 | 24 | 63.5717 | 260898.335 | kWh | GSD
8784 | 0 | 0 | [6 empty] | 2019-04-13 | 1 | 60.1054 | 246672.7667 | kWh | GSD
8784 | 0 | 0 | [6 empty] | 2019-04-13 | 2 | 58.0215 | 238120.0965 | kWh | GSD
8784 | 0 | 0 | [6 empty] | 2019-04-13 | 3 | 56.775 | 233004.4907 | kWh | GSD
8784 | 0 | 0 | [6 empty] | 2019-04-13 | 4 | 56.4796 | 231792.3062 | kWh | GSD
8784 | 0 | 0 | [6 empty] | 2019-04-13 | 5 | 58.0137 | 238088.2274 | kWh | GSD
8784 | 0 | 0 | [6 empty] | 2019-04-13 | 6 | 59.8706 | 245708.8859 | kWh | GSD
8784 | 0 | 0 | [6 empty] | 2019-04-13 | 7 | 64.826 | 266045.7553 | kWh | GSD
8784 | 0 | 0 | [6 empty] | 2019-04-13 | 8 | 69.4381 | 284973.8879 | kWh | GSD
8784 | 0 | 0 | [6 empty] | 2019-04-13 | 9 | 73.8926 | 303255.1722 | kWh | GSD
8784 | 0 | 0 | [6 empty] | 2019-04-13 | 10 | 78.9034 | 323819.4336 | kWh | GSD
8784 | 0 | 0 | [6 empty] | 2019-04-13 | 11 | 82.0812 | 336861.3548 | kWh | GSD
8784 | 0 | 0 | [6 empty] | 2019-04-13 | 12 | 82.9275 | 340334.3266 | kWh | GSD
8784 | 0 | 0 | [6 empty] | 2019-04-13 | 13 | 83.4844 | 342620.0751 | kWh | GSD
8784 | 0 | 0 | [6 empty] | 2019-04-13 | 14 | 82.581 | 338912.3831 | kWh | GSD
8784 | 0 | 0 | [6 empty] | 2019-04-13 | 15 | 82.2462 | 337538.2628 | kWh | GSD
8784 | 0 | 0 | [6 empty] | 2019-04-13 | 16 | 81.8731 | 336007.3594 | kWh | GSD
8784 | 0 | 0 | [6 empty] | 2019-04-13 | 17 | 81.9254 | 336221.9118 | kWh | GSD
8784 | 0 | 0 | [6 empty] | 2019-04-13 | 18 | 80.5052 | 330393.2811 | kWh | GSD
8784 | 0 | 0 | [6 empty] | 2019-04-13 | 19 | 77.3792 | 317564.0695 | kWh | GSD
8784 | 0 | 0 | [6 empty] | 2019-04-13 | 20 | 73.9961 | 303680.0418 | kWh | GSD
8784 | 0 | 0 | [6 empty] | 2019-04-13 | 21 | 73.7365 | 302614.5358 | kWh | GSD
8784 | 0 | 0 | [6 empty] | 2019-04-13 | 22 | 70.0739 | 287583.2137 | kWh | GSD
8784 | 0 | 0 | [6 empty] | 2019-04-13 | 23 | 65.2739 | 267883.9731 | kWh | GSD
8784 | 0 | 0 | [6 empty] | 2019-04-13 | 24 | 60.6863 | 249056.7423 | kWh | GSD
8784 | 0 | 0 | [6 empty] | 2019-04-14 | 1 | 57.9722 | 237918.0814 | kWh | GSD
8784 | 0 | 0 | [6 empty] | 2019-04-14 | 2 | 56.6185 | 232362.3124 | kWh | GSD
8784 | 0 | 0 | [6 empty] | 2019-04-14 | 3 | 55.5816 | 228106.8603 | kWh | GSD
8784 | 0 | 0 | [6 empty] | 2019-04-14 | 4 | 55.4873 | 227719.9433 | kWh | GSD
8784 | 0 | 0 | [6 empty] | 2019-04-14 | 5 | 56.565 | 232142.8473 | kWh | GSD
8784 | 0 | 0 | [6 empty] | 2019-04-14 | 6 | 58.8304 | 241440.0176 | kWh | GSD
8784 | 0 | 0 | [6 empty] | 2019-04-14 | 7 | 62.3836 | 256022.1671 | kWh | GSD
8784 | 0 | 0 | [6 empty] | 2019-04-14 | 8 | 64.7155 | 265592.302 | kWh | GSD
8784 | 0 | 0 | [6 empty] | 2019-04-14 | 9 | 69.2371 | 284148.9338 | kWh | GSD
8784 | 0 | 0 | [6 empty] | 2019-04-14 | 10 | 73.4518 | 301446.2922 | kWh | GSD
8784 | 0 | 0 | [6 empty] | 2019-04-14 | 11 | 78.3742 | 321647.5643 | kWh | GSD
8784 | 0 | 0 | [6 empty] | 2019-04-14 | 12 | 79.9863 | 328263.7917 | kWh | GSD
8784 | 0 | 0 | [6 empty] | 2019-04-14 | 13 | 80.2101 | 329182.3849 | kWh | GSD
8784 | 0 | 0 | [6 empty] | 2019-04-14 | 14 | 80.5026 | 330382.8266 | kWh | GSD
8784 | 0 | 0 | [6 empty] | 2019-04-14 | 15 | 80.1301 | 328853.8582 | kWh | GSD
8784 | 0 | 0 | [6 empty] | 2019-04-14 | 16 | 80.6289 | 330901.1792 | kWh | GSD
8784 | 0 | 0 | [6 empty] | 2019-04-14 | 17 | 79.5003 | 326269.2894 | kWh | GSD
8784 | 0 | 0 | [6 empty] | 2019-04-14 | 18 | 76.3912 | 313509.6785 | kWh | GSD
8784 | 0 | 0 | [6 empty] | 2019-04-14 | 19 | 74.1631 | 304365.3278 | kWh | GSD
8784 | 0 | 0 | [6 empty] | 2019-04-14 | 20 | 71.7725 | 294554.275 | kWh | GSD
8784 | 0 | 0 | [6 empty] | 2019-04-14 | 21 | 68.3264 | 280411.4579 | kWh | GSD
8784 | 0 | 0 | [6 empty] | 2019-04-14 | 22 | 64.5815 | 265042.318 | kWh | GSD
8784 | 0 | 0 | [6 empty] | 2019-04-14 | 23 | 60.5313 | 248420.288 | kWh | GSD
8784 | 0 | 0 | [6 empty] | 2019-04-14 | 24 | 57.7706 | 237090.7176 | kWh | GSD
8784 | 0 | 0 | [6 empty] | 2019-04-15 | 1 | 55.7068 | 228620.8439 | kWh | GSD
8784 | 0 | 0 | [6 empty] | 2019-04-15 | 2 | 54.4434 | 223435.6149 | kWh | GSD
8784 | 0 | 0 | [6 empty] | 2019-04-15 | 3 | 53.881 | 221127.4236 | kWh | GSD
8784 | 0 | 0 | [6 empty] | 2019-04-15 | 4 | 52.6433 | 216047.9047 | kWh | GSD
8784 | 0 | 0 | [6 empty] | 2019-04-15 | 5 | 55.6916 | 228558.3272 | kWh | GSD
8784 | 0 | 0 | [6 empty] | 2019-04-15 | 6 | 63.2803 | 259702.3713 | kWh | GSD
8784 | 0 | 0 | [6 empty] | 2019-04-15 | 7 | 74.7286 | 306686.1797 | kWh | GSD
8784 | 0 | 0 | [6 empty] | 2019-04-15 | 8 | 80.6405 | 330948.7835 | kWh | GSD
8784 | 0 | 0 | [6 empty] | 2019-04-15 | 9 | 89.6994 | 368126.3482 | kWh | GSD
8784 | 0 | 0 | [6 empty] | 2019-04-15 | 10 | 94.1072 | 386216.0625 | kWh | GSD
8784 | 0 | 0 | [6 empty] | 2019-04-15 | 11 | 95.6755 | 392652.4168 | kWh | GSD
8784 | 0 | 0 | [6 empty] | 2019-04-15 | 12 | 97.4161 | 399795.5679 | kWh | GSD
8784 | 0 | 0 | [6 empty] | 2019-04-15 | 13 | 96.5798 | 396363.6616 | kWh | GSD
8784 | 0 | 0 | [6 empty] | 2019-04-15 | 14 | 98.329 | 403542.0244 | kWh | GSD
8784 | 0 | 0 | [6 empty] | 2019-04-15 | 15 | 99.0395 | 406458.1978 | kWh | GSD
8784 | 0 | 0 | [6 empty] | 2019-04-15 | 16 | 96.4382 | 395782.4101 | kWh | GSD
8784 | 0 | 0 | [6 empty] | 2019-04-15 | 17 | 91.4728 | 375404.2656 | kWh | GSD
8784 | 0 | 0 | [6 empty] | 2019-04-15 | 18 | 84.5056 | 346810.8284 | kWh | GSD
8784 | 0 | 0 | [6 empty] | 2019-04-15 | 19 | 78.6918 | 322951.2857 | kWh | GSD
8784 | 0 | 0 | [6 empty] | 2019-04-15 | 20 | 74.9895 | 307756.7128 | kWh | GSD
8784 | 0 | 0 | [6 empty] | 2019-04-15 | 21 | 73.6817 | 302389.5739 | kWh | GSD
8784 | 0 | 0 | [6 empty] | 2019-04-15 | 22 | 68.3424 | 280477.0603 | kWh | GSD
8784 | 0 | 0 | [6 empty] | 2019-04-15 | 23 | 60.8623 | 249778.7932 | kWh | GSD
8784 | 0 | 0 | [6 empty] | 2019-04-15 | 24 | 56.5952 | 232266.7672 | kWh | GSD
8784 | 0 | 0 | [6 empty] | 2019-04-16 | 1 | 53.4404 | 219319.4337 | kWh | GSD
8784 | 0 | 0 | [6 empty] | 2019-04-16 | 2 | 52.4938 | 215434.4924 | kWh | GSD
8784 | 0 | 0 | [6 empty] | 2019-04-16 | 3 | 50.7348 | 208215.5076 | kWh | GSD
8784 | 0 | 0 | [6 empty] | 2019-04-16 | 4 | 50.4159 | 206906.6613 | kWh | GSD
8784 | 0 | 0 | [6 empty] | 2019-04-16 | 5 | 53.0552 | 217738.4908 | kWh | GSD
8784 | 0 | 0 | [6 empty] | 2019-04-16 | 6 | 59.6471 | 244791.5898 | kWh | GSD
8784 | 0 | 0 | [6 empty] | 2019-04-16 | 7 | 71.6378 | 294001.3897 | kWh | GSD
8784 | 0 | 0 | [6 empty] | 2019-04-16 | 8 | 78.6488 | 322774.4996 | kWh | GSD
8784 | 0 | 0 | [6 empty] | 2019-04-16 | 9 | 85.1659 | 349520.7343 | kWh | GSD
8784 | 0 | 0 | [6 empty] | 2019-04-16 | 10 | 90.1751 | 370078.6457 | kWh | GSD
8784 | 0 | 0 | [6 empty] | 2019-04-16 | 11 | 93.6588 | 384375.6716 | kWh | GSD
8784 | 0 | 0 | [6 empty] | 2019-04-16 | 12 | 96.5345 | 396177.4381 | kWh | GSD
8784 | 0 | 0 | [6 empty] | 2019-04-16 | 13 | 96.9414 | 397847.5567 | kWh | GSD
8784 | 0 | 0 | [6 empty] | 2019-04-16 | 14 | 98.837 | 405627.1172 | kWh | GSD
8784 | 0 | 0 | [6 empty] | 2019-04-16 | 15 | 97.9314 | 401910.2756 | kWh | GSD
8784 | 0 | 0 | [6 empty] | 2019-04-16 | 16 | 95.1181 | 390364.8506 | kWh | GSD
8784 | 0 | 0 | [6 empty] | 2019-04-16 | 17 | 90.449 | 371202.6288 | kWh | GSD
8784 | 0 | 0 | [6 empty] | 2019-04-16 | 18 | 84.2577 | 345793.7005 | kWh | GSD
8784 | 0 | 0 | [6 empty] | 2019-04-16 | 19 | 79.1794 | 324952.3397 | kWh | GSD
8784 | 0 | 0 | [6 empty] | 2019-04-16 | 20 | 75.5071 | 309881.0354 | kWh | GSD
8784 | 0 | 0 | [6 empty] | 2019-04-16 | 21 | 73.9853 | 303635.7195 | kWh | GSD
8784 | 0 | 0 | [6 empty] | 2019-04-16 | 22 | 69.2786 | 284319.2875 | kWh | GSD
8784 | 0 | 0 | [6 empty] | 2019-04-16 | 23 | 62.6314 | 257039.2677 | kWh | GSD
8784 | 0 | 0 | [6 empty] | 2019-04-16 | 24 | 57.6608 | 236640.0036 | kWh | GSD
8784 | 0 | 0 | [6 empty] | 2019-04-17 | 1 | 54.5788 | 223991.5981 | kWh | GSD
8784 | 0 | 0 | [6 empty] | 2019-04-17 | 2 | 53.3793 | 219068.5302 | kWh | GSD
8784 | 0 | 0 | [6 empty] | 2019-04-17 | 3 | 52.5184 | 215535.6889 | kWh | GSD
8784 | 0 | 0 | [6 empty] | 2019-04-17 | 4 | 52.0552 | 213634.7294 | kWh | GSD
8784 | 0 | 0 | [6 empty] | 2019-04-17 | 5 | 54.9569 | 225543.084 | kWh | GSD
8784 | 0 | 0 | [6 empty] | 2019-04-17 | 6 | 61.2913 | 251539.3982 | kWh | GSD
8784 | 0 | 0 | [6 empty] | 2019-04-17 | 7 | 72.7646 | 298625.9817 | kWh | GSD
8784 | 0 | 0 | [6 empty] | 2019-04-17 | 8 | 80.5699 | 330658.7652 | kWh | GSD
8784 | 0 | 0 | [6 empty] | 2019-04-17 | 9 | 89.4309 | 367024.224 | kWh | GSD
8784 | 0 | 0 | [6 empty] | 2019-04-17 | 10 | 95.748 | 392949.7347 | kWh | GSD
8784 | 0 | 0 | [6 empty] | 2019-04-17 | 11 | 99.9376 | 410144.0263 | kWh | GSD
8784 | 0 | 0 | [6 empty] | 2019-04-17 | 12 | 101.1411 | 415082.8736 | kWh | GSD
8784 | 0 | 0 | [6 empty] | 2019-04-17 | 13 | 102.7678 | 421759.1698 | kWh | GSD
8784 | 0 | 0 | [6 empty] | 2019-04-17 | 14 | 104.2436 | 427815.6246 | kWh | GSD
8784 | 0 | 0 | [6 empty] | 2019-04-17 | 15 | 103.4986 | 424758.4542 | kWh | GSD
8784 | 0 | 0 | [6 empty] | 2019-04-17 | 16 | 101.4345 | 416287.269 | kWh | GSD
8784 | 0 | 0 | [6 empty] | 2019-04-17 | 17 | 96.1969 | 394792.1725 | kWh | GSD
8784 | 0 | 0 | [6 empty] | 2019-04-17 | 18 | 90.501 | 371416.0985 | kWh | GSD
8784 | 0 | 0 | [6 empty] | 2019-04-17 | 19 | 83.9497 | 344529.6929 | kWh | GSD
8784 | 0 | 0 | [6 empty] | 2019-04-17 | 20 | 81.6137 | 334942.751 | kWh | GSD
8784 | 0 | 0 | [6 empty] | 2019-04-17 | 21 | 80.3809 | 329883.0667 | kWh | GSD
8784 | 0 | 0 | [6 empty] | 2019-04-17 | 22 | 73.8285 | 302992.1122 | kWh | GSD
8784 | 0 | 0 | [6 empty] | 2019-04-17 | 23 | 67.1728 | 275677.2758 | kWh | GSD
8784 | 0 | 0 | [6 empty] | 2019-04-17 | 24 | 61.8481 | 253824.6724 | kWh | GSD
8784 | 0 | 0 | [6 empty] | 2019-04-18 | 1 | 57.4737 | 235872.2606 | kWh | GSD
8784 | 0 | 0 | [6 empty] | 2019-04-18 | 2 | 58.0602 | 238279.0136 | kWh | GSD
8784 | 0 | 0 | [6 empty] | 2019-04-18 | 3 | 55.7079 | 228625.0281 | kWh | GSD
8784 | 0 | 0 | [6 empty] | 2019-04-18 | 4 | 55.5258 | 227877.8475 | kWh | GSD
8784 | 0 | 0 | [6 empty] | 2019-04-18 | 5 | 58.6725 | 240792.0738 | kWh | GSD
8784 | 0 | 0 | [6 empty] | 2019-04-18 | 6 | 65.5076 | 268843.1646 | kWh | GSD
8784 | 0 | 0 | [6 empty] | 2019-04-18 | 7 | 76.8582 | 315426.1173 | kWh | GSD
8784 | 0 | 0 | [6 empty] | 2019-04-18 | 8 | 84.5426 | 346962.6834 | kWh | GSD
8784 | 0 | 0 | [6 empty] | 2019-04-18 | 9 | 92.4669 | 379484.0358 | kWh | GSD
8784 | 0 | 0 | [6 empty] | 2019-04-18 | 10 | 100.4062 | 412067.001 | kWh | GSD
8784 | 0 | 0 | [6 empty] | 2019-04-18 | 11 | 103.7436 | 425763.5491 | kWh | GSD
8784 | 0 | 0 | [6 empty] | 2019-04-18 | 12 | 104.7339 | 429828.0841 | kWh | GSD
8784 | 0 | 0 | [6 empty] | 2019-04-18 | 13 | 106.8934 | 438690.5562 | kWh | GSD
8784 | 0 | 0 | [6 empty] | 2019-04-18 | 14 | 107.9081 | 442854.7468 | kWh | GSD
8784 | 0 | 0 | [6 empty] | 2019-04-18 | 15 | 107.6713 | 441883.0559 | kWh | GSD
8784 | 0 | 0 | [6 empty] | 2019-04-18 | 16 | 105.5353 | 433116.7436 | kWh | GSD
8784 | 0 | 0 | [6 empty] | 2019-04-18 | 17 | 100.3973 | 412030.5946 | kWh | GSD
8784 | 0 | 0 | [6 empty] | 2019-04-18 | 18 | 94.9543 | 389692.5094 | kWh | GSD
8784 | 0 | 0 | [6 empty] | 2019-04-18 | 19 | 89.1824 | 366004.6942 | kWh | GSD
8784 | 0 | 0 | [6 empty] | 2019-04-18 | 20 | 84.4834 | 346719.7456 | kWh | GSD
8784 | 0 | 0 | [6 empty] | 2019-04-18 | 21 | 83.7017 | 343511.7894 | kWh | GSD
8784 | 0 | 0 | [6 empty] | 2019-04-18 | 22 | 78.3411 | 321512.0021 | kWh | GSD
8784 | 0 | 0 | [6 empty] | 2019-04-18 | 23 | 70.355 | 288736.7902 | kWh | GSD
8784 | 0 | 0 | [6 empty] | 2019-04-18 | 24 | 65.5964 | 269207.5209 | kWh | GSD
8784 | 0 | 0 | [6 empty] | 2019-04-19 | 1 | 61.9058 | 254061.3992 | kWh | GSD
8784 | 0 | 0 | [6 empty] | 2019-04-19 | 2 | 59.757 | 245242.6682 | kWh | GSD
8784 | 0 | 0 | [6 empty] | 2019-04-19 | 3 | 58.0866 | 238387.2636 | kWh | GSD
8784 | 0 | 0 | [6 empty] | 2019-04-19 | 4 | 57.8591 | 237453.793 | kWh | GSD
8784 | 0 | 0 | [6 empty] | 2019-04-19 | 5 | 60.5039 | 248307.9125 | kWh | GSD
8784 | 0 | 0 | [6 empty] | 2019-04-19 | 6 | 67.6852 | 277780.1813 | kWh | GSD
8784 | 0 | 0 | [6 empty] | 2019-04-19 | 7 | 76.7727 | 315075.3393 | kWh | GSD
8784 | 0 | 0 | [6 empty] | 2019-04-19 | 8 | 82.6369 | 339141.6949 | kWh | GSD
8784 | 0 | 0 | [6 empty] | 2019-04-19 | 9 | 87.3135 | 358334.601 | kWh | GSD
8784 | 0 | 0 | [6 empty] | 2019-04-19 | 10 | 91.8283 | 376863.2497 | kWh | GSD
8784 | 0 | 0 | [6 empty] | 2019-04-19 | 11 | 95.1315 | 390419.7741 | kWh | GSD
8784 | 0 | 0 | [6 empty] | 2019-04-19 | 12 | 97.2313 | 399037.3184 | kWh | GSD
8784 | 0 | 0 | [6 empty] | 2019-04-19 | 13 | 90.7349 | 372375.9811 | kWh | GSD
8784 | 0 | 0 | [6 empty] | 2019-04-19 | 14 | 81.4235 | 334161.8733 | kWh | GSD
8784 | 0 | 0 | [6 empty] | 2019-04-19 | 15 | 80.0378 | 328475.1017 | kWh | GSD
8784 | 0 | 0 | [6 empty] | 2019-04-19 | 16 | 77.7127 | 318932.776 | kWh | GSD
8784 | 0 | 0 | [6 empty] | 2019-04-19 | 17 | 77.7521 | 319094.5974 | kWh | GSD
8784 | 0 | 0 | [6 empty] | 2019-04-19 | 18 | 76.7847 | 315124.3238 | kWh | GSD
8784 | 0 | 0 | [6 empty] | 2019-04-19 | 19 | 72.2205 | 296392.9062 | kWh | GSD
8784 | 0 | 0 | [6 empty] | 2019-04-19 | 20 | 68.9377 | 282920.249 | kWh | GSD
8784 | 0 | 0 | [6 empty] | 2019-04-19 | 21 | 69.0213 | 283263.5973 | kWh | GSD
8784 | 0 | 0 | [6 empty] | 2019-04-19 | 22 | 65.71 | 269673.9508 | kWh | GSD
8784 | 0 | 0 | [6 empty] | 2019-04-19 | 23 | 59.3814 | 243701.3649 | kWh | GSD
8784 | 0 | 0 | [6 empty] | 2019-04-19 | 24 | 54.5463 | 223857.8517 | kWh | GSD
8784 | 0 | 0 | [6 empty] | 2019-04-20 | 1 | 51.7773 | 212493.8529 | kWh | GSD
8784 | 0 | 0 | [6 empty] | 2019-04-20 | 2 | 49.6792 | 203883.287 | kWh | GSD
8784 | 0 | 0 | [6 empty] | 2019-04-20 | 3 | 48.2266 | 197922.0753 | kWh | GSD
8784 | 0 | 0 | [6 empty] | 2019-04-20 | 4 | 47.9851 | 196930.9552 | kWh | GSD
8784 | 0 | 0 | [6 empty] | 2019-04-20 | 5 | 49.7263 | 204076.8908 | kWh | GSD
8784 | 0 | 0 | [6 empty] | 2019-04-20 | 6 | 51.6017 | 211773.1926 | kWh | GSD
8784 | 0 | 0 | [6 empty] | 2019-04-20 | 7 | 57.0032 | 233941.0168 | kWh | GSD
8784 | 0 | 0 | [6 empty] | 2019-04-20 | 8 | 58.8093 | 241353.2909 | kWh | GSD
8784 | 0 | 0 | [6 empty] | 2019-04-20 | 9 | 62.1626 | 255115.3264 | kWh | GSD
8784 | 0 | 0 | [6 empty] | 2019-04-20 | 10 | 63.3791 | 260107.6476 | kWh | GSD
8784 | 0 | 0 | [6 empty] | 2019-04-20 | 11 | 64.2589 | 263718.3498 | kWh | GSD
8784 | 0 | 0 | [6 empty] | 2019-04-20 | 12 | 64.0918 | 263032.5474 | kWh | GSD
8784 | 0 | 0 | [6 empty] | 2019-04-20 | 13 | 64.5201 | 264790.6198 | kWh | GSD
8784 | 0 | 0 | [6 empty] | 2019-04-20 | 14 | 62.1595 | 255102.7677 | kWh | GSD
8784 | 0 | 0 | [6 empty] | 2019-04-20 | 15 | 62.4887 | 256453.5466 | kWh | GSD
8784 | 0 | 0 | [6 empty] | 2019-04-20 | 16 | 62.7675 | 257597.8624 | kWh | GSD
8784 | 0 | 0 | [6 empty] | 2019-04-20 | 17 | 62.715 | 257382.5285 | kWh | GSD
8784 | 0 | 0 | [6 empty] | 2019-04-20 | 18 | 62.0832 | 254789.2791 | kWh | GSD
8784 | 0 | 0 | [6 empty] | 2019-04-20 | 19 | 60.912 | 249982.9576 | kWh | GSD
8784 | 0 | 0 | [6 empty] | 2019-04-20 | 20 | 60.5034 | 248306.0235 | kWh | GSD
8784 | 0 | 0 | [6 empty] | 2019-04-20 | 21 | 60.8058 | 249547.1751 | kWh | GSD
8784 | 0 | 0 | [6 empty] | 2019-04-20 | 22 | 59.215 | 243018.3206 | kWh | GSD
8784 | 0 | 0 | [6 empty] | 2019-04-20 | 23 | 56.1734 | 230535.6869 | kWh | GSD
8784 | 0 | 0 | [6 empty] | 2019-04-20 | 24 | 51.7374 | 212330.2928 | kWh | GSD
8784 | 0 | 0 | [6 empty] | 2019-04-21 | 1 | 49.5821 | 203485.051 | kWh | GSD
8784 | 0 | 0 | [6 empty] | 2019-04-21 | 2 | 48.1771 | 197718.8963 | kWh | GSD
8784 | 0 | 0 | [6 empty] | 2019-04-21 | 3 | 47.5086 | 194975.2353 | kWh | GSD
8784 | 0 | 0 | [6 empty] | 2019-04-21 | 4 | 47.3528 | 194335.9614 | kWh | GSD
8784 | 0 | 0 | [6 empty] | 2019-04-21 | 5 | 48.194 | 197788.0122 | kWh | GSD
8784 | 0 | 0 | [6 empty] | 2019-04-21 | 6 | 50.1156 | 205674.3723 | kWh | GSD
8784 | 0 | 0 | [6 empty] | 2019-04-21 | 7 | 51.6128 | 211819.0191 | kWh | GSD
8784 | 0 | 0 | [6 empty] | 2019-04-21 | 8 | 52.018 | 213481.7701 | kWh | GSD
8784 | 0 | 0 | [6 empty] | 2019-04-21 | 9 | 54.0547 | 221840.5864 | kWh | GSD
8784 | 0 | 0 | [6 empty] | 2019-04-21 | 10 | 56.5015 | 231882.1111 | kWh | GSD
8784 | 0 | 0 | [6 empty] | 2019-04-21 | 11 | 58.6131 | 240548.0233 | kWh | GSD
8784 | 0 | 0 | [6 empty] | 2019-04-21 | 12 | 58.8888 | 241679.7117 | kWh | GSD
8784 | 0 | 0 | [6 empty] | 2019-04-21 | 13 | 58.9436 | 241904.5389 | kWh | GSD
8784 | 0 | 0 | [6 empty] | 2019-04-21 | 14 | 58.4449 | 239858.0308 | kWh | GSD
8784 | 0 | 0 | [6 empty] | 2019-04-21 | 15 | 58.5637 | 240345.5579 | kWh | GSD
8784 | 0 | 0 | [6 empty] | 2019-04-21 | 16 | 59.8158 | 245484.0907 | kWh | GSD
8784 | 0 | 0 | [6 empty] | 2019-04-21 | 17 | 60.2602 | 247307.8927 | kWh | GSD
8784 | 0 | 0 | [6 empty] | 2019-04-21 | 18 | 60.948 | 250130.7388 | kWh | GSD
8784 | 0 | 0 | [6 empty] | 2019-04-21 | 19 | 59.8576 | 245655.5433 | kWh | GSD
8784 | 0 | 0 | [6 empty] | 2019-04-21 | 20 | 57.8495 | 237414.4075 | kWh | GSD
8784 | 0 | 0 | [6 empty] | 2019-04-21 | 21 | 57.6704 | 236679.1742 | kWh | GSD
8784 | 0 | 0 | [6 empty] | 2019-04-21 | 22 | 56.1286 | 230351.9782 | kWh | GSD
8784 | 0 | 0 | [6 empty] | 2019-04-21 | 23 | 52.9017 | 217108.5529 | kWh | GSD
8784 | 0 | 0 | [6 empty] | 2019-04-21 | 24 | 50.7323 | 208205.1797 | kWh | GSD
8784 | 0 | 0 | [6 empty] | 2019-04-22 | 1 | 49.2333 | 202053.3661 | kWh | GSD
8784 | 0 | 0 | [6 empty] | 2019-04-22 | 2 | 48.4012 | 198638.5907 | kWh | GSD
8784 | 0 | 0 | [6 empty] | 2019-04-22 | 3 | 48.3491 | 198424.5813 | kWh | GSD
8784 | 0 | 0 | [6 empty] | 2019-04-22 | 4 | 48.9658 | 200955.7533 | kWh | GSD
8784 | 0 | 0 | [6 empty] | 2019-04-22 | 5 | 52.2126 | 214280.6959 | kWh | GSD
8784 | 0 | 0 | [6 empty] | 2019-04-22 | 6 | 57.8845 | 237557.8352 | kWh | GSD
8784 | 0 | 0 | [6 empty] | 2019-04-22 | 7 | 68.3143 | 280362.0274 | kWh | GSD
8784 | 0 | 0 | [6 empty] | 2019-04-22 | 8 | 74.6575 | 306394.5287 | kWh | GSD
8784 | 0 | 0 | [6 empty] | 2019-04-22 | 9 | 80.8427 | 331778.6003 | kWh | GSD
8784 | 0 | 0 | [6 empty] | 2019-04-22 | 10 | 83.2555 | 341680.4227 | kWh | GSD
8784 | 0 | 0 | [6 empty] | 2019-04-22 | 11 | 87.1048 | 357478.1654 | kWh | GSD
8784 | 0 | 0 | [6 empty] | 2019-04-22 | 12 | 90.0607 | 369609.1803 | kWh | GSD
8784 | 0 | 0 | [6 empty] | 2019-04-22 | 13 | 91.508 | 375548.6369 | kWh | GSD
8784 | 0 | 0 | [6 empty] | 2019-04-22 | 14 | 93.0674 | 381948.4933 | kWh | GSD
8784 | 0 | 0 | [6 empty] | 2019-04-22 | 15 | 93.2981 | 382895.4561 | kWh | GSD
8784 | 0 | 0 | [6 empty] | 2019-04-22 | 16 | 90.2241 | 370279.5751 | kWh | GSD
8784 | 0 | 0 | [6 empty] | 2019-04-22 | 17 | 85.6374 | 351455.8954 | kWh | GSD
8784 | 0 | 0 | [6 empty] | 2019-04-22 | 18 | 80.9474 | 332208.2942 | kWh | GSD
8784 | 0 | 0 | [6 empty] | 2019-04-22 | 19 | 76.6416 | 314537.0951 | kWh | GSD
8784 | 0 | 0 | [6 empty] | 2019-04-22 | 20 | 72.3536 | 296939.0286 | kWh | GSD
8784 | 0 | 0 | [6 empty] | 2019-04-22 | 21 | 72.1982 | 296301.4788 | kWh | GSD
8784 | 0 | 0 | [6 empty] | 2019-04-22 | 22 | 67.6657 | 277700.1369 | kWh | GSD
8784 | 0 | 0 | [6 empty] | 2019-04-22 | 23 | 60.9198 | 250014.8151 | kWh | GSD
8784 | 0 | 0 | [6 empty] | 2019-04-22 | 24 | 56.464 | 231728.2522 | kWh | GSD
8784 | 0 | 0 | [6 empty] | 2019-04-23 | 1 | 53.004 | 217528.3135 | kWh | GSD
8784 | 0 | 0 | [6 empty] | 2019-04-23 | 2 | 52.0551 | 213634.0435 | kWh | GSD
8784 | 0 | 0 | [6 empty] | 2019-04-23 | 3 | 51.2687 | 210406.7582 | kWh | GSD
8784 | 0 | 0 | [6 empty] | 2019-04-23 | 4 | 51.2256 | 210229.8061 | kWh | GSD
8784 | 0 | 0 | [6 empty] | 2019-04-23 | 5 | 53.5373 | 219717.0823 | kWh | GSD
8784 | 0 | 0 | [6 empty] | 2019-04-23 | 6 | 60.6243 | 248802.3066 | kWh | GSD
8784 | 0 | 0 | [6 empty] | 2019-04-23 | 7 | 71.6258 | 293952.2956 | kWh | GSD
8784 | 0 | 0 | [6 empty] | 2019-04-23 | 8 | 78.6934 | 322957.7257 | kWh | GSD
8784 | 0 | 0 | [6 empty] | 2019-04-23 | 9 | 87.5828 | 359439.8224 | kWh | GSD
8784 | 0 | 0 | [6 empty] | 2019-04-23 | 10 | 94.3865 | 387362.3235 | kWh | GSD
8784 | 0 | 0 | [6 empty] | 2019-04-23 | 11 | 97.498 | 400131.9952 | kWh | GSD
8784 | 0 | 0 | [6 empty] | 2019-04-23 | 12 | 99.9259 | 410095.7186 | kWh | GSD
8784 | 0 | 0 | [6 empty] | 2019-04-23 | 13 | 100.2306 | 411346.2583 | kWh | GSD
8784 | 0 | 0 | [6 empty] | 2019-04-23 | 14 | 102.0372 | 418760.4808 | kWh | GSD
8784 | 0 | 0 | [6 empty] | 2019-04-23 | 15 | 104.2854 | 427987.1709 | kWh | GSD
8784 | 0 | 0 | [6 empty] | 2019-04-23 | 16 | 101.9772 | 418514.2619 | kWh | GSD
8784 | 0 | 0 | [6 empty] | 2019-04-23 | 17 | 94.5887 | 388192.0313 | kWh | GSD
8784 | 0 | 0 | [6 empty] | 2019-04-23 | 18 | 88.9192 | 364924.5774 | kWh | GSD
8784 | 0 | 0 | [6 empty] | 2019-04-23 | 19 | 80.9043 | 332031.0561 | kWh | GSD
8784 | 0 | 0 | [6 empty] | 2019-04-23 | 20 | 77.293 | 317210.5555 | kWh | GSD
8784 | 0 | 0 | [6 empty] | 2019-04-23 | 21 | 74.9057 | 307412.9114 | kWh | GSD
8784 | 0 | 0 | [6 empty] | 2019-04-23 | 22 | 69.9613 | 287121.3304 | kWh | GSD
8784 | 0 | 0 | [6 empty] | 2019-04-23 | 23 | 62.619 | 256988.5007 | kWh | GSD
8784 | 0 | 0 | [6 empty] | 2019-04-23 | 24 | 57.7648 | 237066.7656 | kWh | GSD
8784 | 0 | 0 | [6 empty] | 2019-04-24 | 1 | 55.111 | 226175.6717 | kWh | GSD
8784 | 0 | 0 | [6 empty] | 2019-04-24 | 2 | 53.637 | 220126.0573 | kWh | GSD
8784 | 0 | 0 | [6 empty] | 2019-04-24 | 3 | 52.4691 | 215333.3493 | kWh | GSD
8784 | 0 | 0 | [6 empty] | 2019-04-24 | 4 | 52.0898 | 213776.5945 | kWh | GSD
8784 | 0 | 0 | [6 empty] | 2019-04-24 | 5 | 55.0713 | 226012.6933 | kWh | GSD
8784 | 0 | 0 | [6 empty] | 2019-04-24 | 6 | 62.465 | 256356.4726 | kWh | GSD
8784 | 0 | 0 | [6 empty] | 2019-04-24 | 7 | 74.6477 | 306354.1967 | kWh | GSD
8784 | 0 | 0 | [6 empty] | 2019-04-24 | 8 | 82.6817 | 339325.6329 | kWh | GSD
8784 | 0 | 0 | [6 empty] | 2019-04-24 | 9 | 92.0831 | 377909.0606 | kWh | GSD
8784 | 0 | 0 | [6 empty] | 2019-04-24 | 10 | 98.5653 | 404511.9616 | kWh | GSD
8784 | 0 | 0 | [6 empty] | 2019-04-24 | 11 | 102.6675 | 421347.4848 | kWh | GSD
8784 | 0 | 0 | [6 empty] | 2019-04-24 | 12 | 105.7898 | 434161.1814 | kWh | GSD
8784 | 0 | 0 | [6 empty] | 2019-04-24 | 13 | 107.1065 | 439564.8871 | kWh | GSD
8784 | 0 | 0 | [6 empty] | 2019-04-24 | 14 | 108.9084 | 446960.1703 | kWh | GSD
8784 | 0 | 0 | [6 empty] | 2019-04-24 | 15 | 110.3489 | 452871.9135 | kWh | GSD
8784 | 0 | 0 | [6 empty] | 2019-04-24 | 16 | 106.8249 | 438409.2189 | kWh | GSD
8784 | 0 | 0 | [6 empty] | 2019-04-24 | 17 | 101.4908 | 416518.4153 | kWh | GSD
8784 | 0 | 0 | [6 empty] | 2019-04-24 | 18 | 96.0109 | 394028.9095 | kWh | GSD
8784 | 0 | 0 | [6 empty] | 2019-04-24 | 19 | 88.7905 | 364396.0971 | kWh | GSD
8784 | 0 | 0 | [6 empty] | 2019-04-24 | 20 | 84.3652 | 346234.6416 | kWh | GSD
8784 | 0 | 0 | [6 empty] | 2019-04-24 | 21 | 81.9997 | 336526.9608 | kWh | GSD
8784 | 0 | 0 | [6 empty] | 2019-04-24 | 22 | 75.6898 | 310631.1021 | kWh | GSD
8784 | 0 | 0 | [6 empty] | 2019-04-24 | 23 | 67.3794 | 276524.9882 | kWh | GSD
8784 | 0 | 0 | [6 empty] | 2019-04-24 | 24 | 61.2713 | 251457.61 | kWh | GSD
8784 | 0 | 0 | [6 empty] | 2019-04-25 | 1 | 57.8897 | 237579.446 | kWh | GSD
8784 | 0 | 0 | [6 empty] | 2019-04-25 | 2 | 56.3657 | 231324.9913 | kWh | GSD
8784 | 0 | 0 | [6 empty] | 2019-04-25 | 3 | 54.3646 | 223112.2367 | kWh | GSD
8784 | 0 | 0 | [6 empty] | 2019-04-25 | 4 | 54.3269 | 222957.559 | kWh | GSD
8784 | 0 | 0 | [6 empty] | 2019-04-25 | 5 | 56.8002 | 233108.154 | kWh | GSD
8784 | 0 | 0 | [6 empty] | 2019-04-25 | 6 | 64.0912 | 263030.3094 | kWh | GSD
8784 | 0 | 0 | [6 empty] | 2019-04-25 | 7 | 75.5447 | 310035.4934 | kWh | GSD
8784 | 0 | 0 | [6 empty] | 2019-04-25 | 8 | 83.4725 | 342571.1765 | kWh | GSD
8784 | 0 | 0 | [6 empty] | 2019-04-25 | 9 | 94.8303 | 389183.6514 | kWh | GSD
8784 | 0 | 0 | [6 empty] | 2019-04-25 | 10 | 101.2118 | 415373.2961 | kWh | GSD
8784 | 0 | 0 | [6 empty] | 2019-04-25 | 11 | 103.3372 | 424095.6868 | kWh | GSD
8784 | 0 | 0 | [6 empty] | 2019-04-25 | 12 | 105.3579 | 432388.9286 | kWh | GSD
8784 | 0 | 0 | [6 empty] | 2019-04-25 | 13 | 106.8502 | 438513.0603 | kWh | GSD
8784 | 0 | 0 | [6 empty] | 2019-04-25 | 14 | 109.7688 | 450491.346 | kWh | GSD
8784 | 0 | 0 | [6 empty] | 2019-04-25 | 15 | 110.8537 | 454943.5469 | kWh | GSD
8784 | 0 | 0 | [6 empty] | 2019-04-25 | 16 | 107.4399 | 440933.373 | kWh | GSD
8784 | 0 | 0 | [6 empty] | 2019-04-25 | 17 | 101.5388 | 416715.1682 | kWh | GSD
8784 | 0 | 0 | [6 empty] | 2019-04-25 | 18 | 95.2562 | 390931.5018 | kWh | GSD
8784 | 0 | 0 | [6 empty] | 2019-04-25 | 19 | 86.7786 | 356139.4526 | kWh | GSD
8784 | 0 | 0 | [6 empty] | 2019-04-25 | 20 | 81.6076 | 334917.6136 | kWh | GSD
8784 | 0 | 0 | [6 empty] | 2019-04-25 | 21 | 80.5596 | 330616.5842 | kWh | GSD
8784 | 0 | 0 | [6 empty] | 2019-04-25 | 22 | 75.216 | 308686.3091 | kWh | GSD
8784 | 0 | 0 | [6 empty] | 2019-04-25 | 23 | 67.2095 | 275827.8501 | kWh | GSD
8784 | 0 | 0 | [6 empty] | 2019-04-25 | 24 | 61.9014 | 254043.1759 | kWh | GSD
8784 | 0 | 0 | [6 empty] | 2019-04-26 | 1 | 59.4716 | 244071.3701 | kWh | GSD
8784 | 0 | 0 | [6 empty] | 2019-04-26 | 2 | 57.2724 | 235045.961 | kWh | GSD
8784 | 0 | 0 | [6 empty] | 2019-04-26 | 3 | 55.9465 | 229604.2534 | kWh | GSD
8784 | 0 | 0 | [6 empty] | 2019-04-26 | 4 | 55.5776 | 228090.2682 | kWh | GSD
8784 | 0 | 0 | [6 empty] | 2019-04-26 | 5 | 58.7698 | 241191.1768 | kWh | GSD
8784 | 0 | 0 | [6 empty] | 2019-04-26 | 6 | 66.2829 | 272025.1351 | kWh | GSD
8784 | 0 | 0 | [6 empty] | 2019-04-26 | 7 | 79.6193 | 326757.6078 | kWh | GSD
8784 | 0 | 0 | [6 empty] | 2019-04-26 | 8 | 87.4971 | 359088.0812 | kWh | GSD
8784 | 0 | 0 | [6 empty] | 2019-04-26 | 9 | 93.7257 | 384650.1999 | kWh | GSD
8784 | 0 | 0 | [6 empty] | 2019-04-26 | 10 | 97.9619 | 402035.7439 | kWh | GSD
8784 | 0 | 0 | [6 empty] | 2019-04-26 | 11 | 100.8882 | 414045.1685 | kWh | GSD
8784 | 0 | 0 | [6 empty] | 2019-04-26 | 12 | 102.5359 | 420807.4111 | kWh | GSD
8784 | 0 | 0 | [6 empty] | 2019-04-26 | 13 | 102.3847 | 420186.8934 | kWh | GSD
8784 | 0 | 0 | [6 empty] | 2019-04-26 | 14 | 105.1367 | 431480.9614 | kWh | GSD
8784 | 0 | 0 | [6 empty] | 2019-04-26 | 15 | 105.1672 | 431606.3469 | kWh | GSD
8784 | 0 | 0 | [6 empty] | 2019-04-26 | 16 | 101.6496 | 417169.8919 | kWh | GSD
8784 | 0 | 0 | [6 empty] | 2019-04-26 | 17 | 96.4236 | 395722.5325 | kWh | GSD
8784 | 0 | 0 | [6 empty] | 2019-04-26 | 18 | 91.4956 | 375497.9206 | kWh | GSD
8784 | 0 | 0 | [6 empty] | 2019-04-26 | 19 | 84.1115 | 345193.5802 | kWh | GSD
8784 | 0 | 0 | [6 empty] | 2019-04-26 | 20 | 78.5953 | 322555.1828 | kWh | GSD
8784 | 0 | 0 | [6 empty] | 2019-04-26 | 21 | 76.6084 | 314400.8488 | kWh | GSD
8784 | 0 | 0 | [6 empty] | 2019-04-26 | 22 | 71.8094 | 294705.8515 | kWh | GSD
8784 | 0 | 0 | [6 empty] | 2019-04-26 | 23 | 64.5762 | 265020.5932 | kWh | GSD
8784 | 0 | 0 | [6 empty] | 2019-04-26 | 24 | 59.0282 | 242251.8638 | kWh | GSD
8784 | 0 | 0 | [6 empty] | 2019-04-27 | 1 | 55.0096 | 225759.5345 | kWh | GSD
8784 | 0 | 0 | [6 empty] | 2019-04-27 | 2 | 52.7158 | 216345.6711 | kWh | GSD
8784 | 0 | 0 | [6 empty] | 2019-04-27 | 3 | 51.1739 | 210017.6055 | kWh | GSD
8784 | 0 | 0 | [6 empty] | 2019-04-27 | 4 | 50.1195 | 205690.6281 | kWh | GSD
8784 | 0 | 0 | [6 empty] | 2019-04-27 | 5 | 50.9916 | 209269.3598 | kWh | GSD
8784 | 0 | 0 | [6 empty] | 2019-04-27 | 6 | 52.873 | 216990.9437 | kWh | GSD
8784 | 0 | 0 | [6 empty] | 2019-04-27 | 7 | 56.1957 | 230626.9799 | kWh | GSD
8784 | 0 | 0 | [6 empty] | 2019-04-27 | 8 | 59.1165 | 242613.9944 | kWh | GSD
8784 | 0 | 0 | [6 empty] | 2019-04-27 | 9 | 63.3384 | 259940.8042 | kWh | GSD
8784 | 0 | 0 | [6 empty] | 2019-04-27 | 10 | 66.455 | 272731.3834 | kWh | GSD
8784 | 0 | 0 | [6 empty] | 2019-04-27 | 11 | 69.2071 | 284026.0241 | kWh | GSD
8784 | 0 | 0 | [6 empty] | 2019-04-27 | 12 | 70.5293 | 289452.3828 | kWh | GSD
8784 | 0 | 0 | [6 empty] | 2019-04-27 | 13 | 71.0428 | 291559.734 | kWh | GSD
8784 | 0 | 0 | [6 empty] | 2019-04-27 | 14 | 69.8527 | 286675.6588 | kWh | GSD
8784 | 0 | 0 | [6 empty] | 2019-04-27 | 15 | 70.4659 | 289192.0971 | kWh | GSD
8784 | 0 | 0 | [6 empty] | 2019-04-27 | 16 | 72.2673 | 296585.0632 | kWh | GSD
8784 | 0 | 0 | [6 empty] | 2019-04-27 | 17 | 72.4606 | 297378.4664 | kWh | GSD
8784 | 0 | 0 | [6 empty] | 2019-04-27 | 18 | 72.1013 | 295903.6765 | kWh | GSD
8784 | 0 | 0 | [6 empty] | 2019-04-27 | 19 | 70.0438 | 287459.8129 | kWh | GSD
8784 | 0 | 0 | [6 empty] | 2019-04-27 | 20 | 67.8245 | 278351.6794 | kWh | GSD
8784 | 0 | 0 | [6 empty] | 2019-04-27 | 21 | 66.6294 | 273446.8634 | kWh | GSD
8784 | 0 | 0 | [6 empty] | 2019-04-27 | 22 | 63.5517 | 260816.2765 | kWh | GSD
8784 | 0 | 0 | [6 empty] | 2019-04-27 | 23 | 58.6955 | 240886.252 | kWh | GSD
8784 | 0 | 0 | [6 empty] | 2019-04-27 | 24 | 54.4857 | 223609.3108 | kWh | GSD
8784 | 0 | 0 | [6 empty] | 2019-04-28 | 1 | 51.2771 | 210441.299 | kWh | GSD
8784 | 0 | 0 | [6 empty] | 2019-04-28 | 2 | 50.4374 | 206995.059 | kWh | GSD
8784 | 0 | 0 | [6 empty] | 2019-04-28 | 3 | 50.1888 | 205974.7299 | kWh | GSD
8784 | 0 | 0 | [6 empty] | 2019-04-28 | 4 | 49.2721 | 202212.5567 | kWh | GSD
8784 | 0 | 0 | [6 empty] | 2019-04-28 | 5 | 49.9323 | 204921.9955 | kWh | GSD
8784 | 0 | 0 | [6 empty] | 2019-04-28 | 6 | 50.897 | 208881.1232 | kWh | GSD
8784 | 0 | 0 | [6 empty] | 2019-04-28 | 7 | 52.7753 | 216589.8532 | kWh | GSD
8784 | 0 | 0 | [6 empty] | 2019-04-28 | 8 | 54.5174 | 223739.3956 | kWh | GSD
8784 | 0 | 0 | [6 empty] | 2019-04-28 | 9 | 58.9864 | 242080.2936 | kWh | GSD
8784 | 0 | 0 | [6 empty] | 2019-04-28 | 10 | 64.9882 | 266711.4148 | kWh | GSD
8784 | 0 | 0 | [6 empty] | 2019-04-28 | 11 | 67.679 | 277754.707 | kWh | GSD
8784 | 0 | 0 | [6 empty] | 2019-04-28 | 12 | 70.467 | 289196.6172 | kWh | GSD
8784 | 0 | 0 | [6 empty] | 2019-04-28 | 13 | 71.5729 | 293735.0172 | kWh | GSD
8784 | 0 | 0 | [6 empty] | 2019-04-28 | 14 | 72.3172 | 296789.9375 | kWh | GSD
8784 | 0 | 0 | [6 empty] | 2019-04-28 | 15 | 72.8761 | 299083.5729 | kWh | GSD
8784 | 0 | 0 | [6 empty] | 2019-04-28 | 16 | 74.0364 | 303845.438 | kWh | GSD
8784 | 0 | 0 | [6 empty] | 2019-04-28 | 17 | 73.0745 | 299897.9373 | kWh | GSD
8784 | 0 | 0 | [6 empty] | 2019-04-28 | 18 | 72.3749 | 297026.6874 | kWh | GSD
8784 | 0 | 0 | [6 empty] | 2019-04-28 | 19 | 70.3398 | 288674.5161 | kWh | GSD
8784 | 0 | 0 | [6 empty] | 2019-04-28 | 20 | 66.9289 | 274676.2487 | kWh | GSD
8784 | 0 | 0 | [6 empty] | 2019-04-28 | 21 | 65.278 | 267900.7879 | kWh | GSD
8784 | 0 | 0 | [6 empty] | 2019-04-28 | 22 | 62.4493 | 256291.9857 | kWh | GSD
8784 | 0 | 0 | [6 empty] | 2019-04-28 | 23 | 58.7628 | 241162.5227 | kWh | GSD
8784 | 0 | 0 | [6 empty] | 2019-04-28 | 24 | 55.6698 | 228468.9298 | kWh | GSD
8784 | 0 | 0 | [6 empty] | 2019-04-29 | 1 | 53.6205 | 220058.3873 | kWh | GSD
8784 | 0 | 0 | [6 empty] | 2019-04-29 | 2 | 52.639 | 216030.5147 | kWh | GSD
8784 | 0 | 0 | [6 empty] | 2019-04-29 | 3 | 51.6801 | 212094.9271 | kWh | GSD
8784 | 0 | 0 | [6 empty] | 2019-04-29 | 4 | 52.0343 | 213548.6517 | kWh | GSD
8784 | 0 | 0 | [6 empty] | 2019-04-29 | 5 | 55.4891 | 227727.3786 | kWh | GSD
8784 | 0 | 0 | [6 empty] | 2019-04-29 | 6 | 63.1987 | 259367.4987 | kWh | GSD
8784 | 0 | 0 | [6 empty] | 2019-04-29 | 7 | 75.1228 | 308303.8359 | kWh | GSD
8784 | 0 | 0 | [6 empty] | 2019-04-29 | 8 | 83.8952 | 344306.1009 | kWh | GSD
8784 | 0 | 0 | [6 empty] | 2019-04-29 | 9 | 95.107 | 390318.9377 | kWh | GSD
8784 | 0 | 0 | [6 empty] | 2019-04-29 | 10 | 103.6676 | 425451.7463 | kWh | GSD
8784 | 0 | 0 | [6 empty] | 2019-04-29 | 11 | 106.9001 | 438718.0641 | kWh | GSD
8784 | 0 | 0 | [6 empty] | 2019-04-29 | 12 | 109.9759 | 451341.1095 | kWh | GSD
8784 | 0 | 0 | [6 empty] | 2019-04-29 | 13 | 110.8394 | 454884.897 | kWh | GSD
8784 | 0 | 0 | [6 empty] | 2019-04-29 | 14 | 110.4563 | 453312.6996 | kWh | GSD
8784 | 0 | 0 | [6 empty] | 2019-04-29 | 15 | 109.2955 | 448548.6362 | kWh | GSD
8784 | 0 | 0 | [6 empty] | 2019-04-29 | 16 | 104.7361 | 429837.1486 | kWh | GSD
8784 | 0 | 0 | [6 empty] | 2019-04-29 | 17 | 99.2276 | 407230.0885 | kWh | GSD
8784 | 0 | 0 | [6 empty] | 2019-04-29 | 18 | 92.9508 | 381470.2616 | kWh | GSD
8784 | 0 | 0 | [6 empty] | 2019-04-29 | 19 | 85.6791 | 351626.9684 | kWh | GSD
8784 | 0 | 0 | [6 empty] | 2019-04-29 | 20 | 80.4218 | 330051.1991 | kWh | GSD
8784 | 0 | 0 | [6 empty] | 2019-04-29 | 21 | 78.1667 | 320796.2355 | kWh | GSD
8784 | 0 | 0 | [6 empty] | 2019-04-29 | 22 | 73.2633 | 300672.4478 | kWh | GSD
8784 | 0 | 0 | [6 empty] | 2019-04-29 | 23 | 65.3075 | 268021.8612 | kWh | GSD
8784 | 0 | 0 | [6 empty] | 2019-04-29 | 24 | 61.0307 | 250470.1426 | kWh | GSD
8784 | 0 | 0 | [6 empty] | 2019-04-30 | 1 | 58.2048 | 238872.4661 | kWh | GSD
8784 | 0 | 0 | [6 empty] | 2019-04-30 | 2 | 56.4026 | 231476.2087 | kWh | GSD
8784 | 0 | 0 | [6 empty] | 2019-04-30 | 3 | 55.2892 | 226906.9495 | kWh | GSD
8784 | 0 | 0 | [6 empty] | 2019-04-30 | 4 | 55.3878 | 227311.5636 | kWh | GSD
8784 | 0 | 0 | [6 empty] | 2019-04-30 | 5 | 58.3013 | 239268.4249 | kWh | GSD
8784 | 0 | 0 | [6 empty] | 2019-04-30 | 6 | 66.0134 | 270919.0341 | kWh | GSD
8784 | 0 | 0 | [6 empty] | 2019-04-30 | 7 | 78.0131 | 320165.8822 | kWh | GSD
8784 | 0 | 0 | [6 empty] | 2019-04-30 | 8 | 86.6523 | 355620.8848 | kWh | GSD
8784 | 0 | 0 | [6 empty] | 2019-04-30 | 9 | 98.1444 | 402784.6682 | kWh | GSD
8784 | 0 | 0 | [6 empty] | 2019-04-30 | 10 | 106.2138 | 435901.2703 | kWh | GSD
8784 | 0 | 0 | [6 empty] | 2019-04-30 | 11 | 109.7083 | 450242.8658 | kWh | GSD
8784 | 0 | 0 | [6 empty] | 2019-04-30 | 12 | 114.4068 | 469525.578 | kWh | GSD
8784 | 0 | 0 | [6 empty] | 2019-04-30 | 13 | 114.3028 | 469098.6235 | kWh | GSD
8784 | 0 | 0 | [6 empty] | 2019-04-30 | 14 | 114.6656 | 470587.6566 | kWh | GSD
8784 | 0 | 0 | [6 empty] | 2019-04-30 | 15 | 113.7526 | 466840.7719 | kWh | GSD
8784 | 0 | 0 | [6 empty] | 2019-04-30 | 16 | 109.4188 | 449054.9199 | kWh | GSD
8784 | 0 | 0 | [6 empty] | 2019-04-30 | 17 | 102.849 | 422092.4717 | kWh | GSD
8784 | 0 | 0 | [6 empty] | 2019-04-30 | 18 | 96.8976 | 397667.5678 | kWh | GSD
8784 | 0 | 0 | [6 empty] | 2019-04-30 | 19 | 89.8588 | 368780.6776 | kWh | GSD
8784 | 0 | 0 | [6 empty] | 2019-04-30 | 20 | 84.7982 | 348011.9495 | kWh | GSD
8784 | 0 | 0 | [6 empty] | 2019-04-30 | 21 | 82.9901 | 340591.4264 | kWh | GSD
8784 | 0 | 0 | [6 empty] | 2019-04-30 | 22 | 77.273 | 317128.187 | kWh | GSD
8784 | 0 | 0 | [6 empty] | 2019-04-30 | 23 | 68.3754 | 280612.5234 | kWh | GSD
8784 | 0 | 0 | [6 empty] | 2019-04-30 | 24 | 63.5362 | 260752.3664 | kWh | GSD
8784 | 0 | 0 | [6 empty] | 2019-05-01 | 1 | 60.7025 | 249122.8781 | kWh | GSD
8784 | 0 | 0 | [6 empty] | 2019-05-01 | 2 | 59.092 | 242513.5259 | kWh | GSD
8784 | 0 | 0 | [6 empty] | 2019-05-01 | 3 | 57.8764 | 237524.5914 | kWh | GSD
8784 | 0 | 0 | [6 empty] | 2019-05-01 | 4 | 57.5735 | 236281.7702 | kWh | GSD
8784 | 0 | 0 | [6 empty] | 2019-05-01 | 5 | 60.3021 | 247479.8293 | kWh | GSD
8784 | 0 | 0 | [6 empty] | 2019-05-01 | 6 | 67.9329 | 278796.7348 | kWh | GSD
8784 | 0 | 0 | [6 empty] | 2019-05-01 | 7 | 80.7098 | 331232.8161 | kWh | GSD
8784 | 0 | 0 | [6 empty] | 2019-05-01 | 8 | 89.2861 | 366430.2241 | kWh | GSD
8784 | 0 | 0 | [6 empty] | 2019-05-01 | 9 | 100.361 | 411881.6472 | kWh | GSD
8784 | 0 | 0 | [6 empty] | 2019-05-01 | 10 | 106.3664 | 436527.8317 | kWh | GSD
8784 | 0 | 0 | [6 empty] | 2019-05-01 | 11 | 109.5724 | 449684.9753 | kWh | GSD
8784 | 0 | 0 | [6 empty] | 2019-05-01 | 12 | 112.3239 | 460977.1226 | kWh | GSD
8784 | 0 | 0 | [6 empty] | 2019-05-01 | 13 | 113.4317 | 465523.6531 | kWh | GSD
8784 | 0 | 0 | [6 empty] | 2019-05-01 | 14 | 113.209 | 464609.9218 | kWh | GSD
8784 | 0 | 0 | [6 empty] | 2019-05-01 | 15 | 112.5287 | 461817.9514 | kWh | GSD
8784 | 0 | 0 | [6 empty] | 2019-05-01 | 16 | 108.2691 | 444336.2155 | kWh | GSD
8784 | 0 | 0 | [6 empty] | 2019-05-01 | 17 | 101.7989 | 417782.4891 | kWh | GSD
8784 | 0 | 0 | [6 empty] | 2019-05-01 | 18 | 95.6137 | 392398.821 | kWh | GSD
8784 | 0 | 0 | [6 empty] | 2019-05-01 | 19 | 89.0958 | 365648.9884 | kWh | GSD
8784 | 0 | 0 | [6 empty] | 2019-05-01 | 20 | 83.452 | 342486.8954 | kWh | GSD
8784 | 0 | 0 | [6 empty] | 2019-05-01 | 21 | 81.5944 | 334863.441 | kWh | GSD
8784 | 0 | 0 | [6 empty] | 2019-05-01 | 22 | 75.5043 | 309869.7284 | kWh | GSD
8784 | 0 | 0 | [6 empty] | 2019-05-01 | 23 | 67.4973 | 277008.9286 | kWh | GSD
8784 | 0 | 0 | [6 empty] | 2019-05-01 | 24 | 62.5281 | 256615.1976 | kWh | GSD
8784 | 0 | 0 | [6 empty] | 2019-05-02 | 1 | 59.6255 | 244703.2099 | kWh | GSD
8784 | 0 | 0 | [6 empty] | 2019-05-02 | 2 | 57.5292 | 236099.7626 | kWh | GSD
8784 | 0 | 0 | [6 empty] | 2019-05-02 | 3 | 57.2541 | 234971.0017 | kWh | GSD
8784 | 0 | 0 | [6 empty] | 2019-05-02 | 4 | 57.8434 | 237389.2061 | kWh | GSD
8784 | 0 | 0 | [6 empty] | 2019-05-02 | 5 | 61.0619 | 250598.2102 | kWh | GSD
8784 | 0 | 0 | [6 empty] | 2019-05-02 | 6 | 69.5256 | 285333.2534 | kWh | GSD
8784 | 0 | 0 | [6 empty] | 2019-05-02 | 7 | 83.476 | 342585.544 | kWh | GSD
8784 | 0 | 0 | [6 empty] | 2019-05-02 | 8 | 92.6517 | 380242.7057 | kWh | GSD
8784 | 0 | 0 | [6 empty] | 2019-05-02 | 9 | 102.2836 | 419771.7973 | kWh | GSD
8784 | 0 | 0 | [6 empty] | 2019-05-02 | 10 | 105.9659 | 434883.9913 | kWh | GSD
8784 | 0 | 0 | [6 empty] | 2019-05-02 | 11 | 110.3624 | 452927.4778 | kWh | GSD
8784 | 0 | 0 | [6 empty] | 2019-05-02 | 12 | 112.8174 | 463002.42 | kWh | GSD
8784 | 0 | 0 | [6 empty] | 2019-05-02 | 13 | 114.0219 | 467946.0434 | kWh | GSD
8784 | 0 | 0 | [6 empty] | 2019-05-02 | 14 | 113.7066 | 466651.9466 | kWh | GSD
8784 | 0 | 0 | [6 empty] | 2019-05-02 | 15 | 112.0791 | 459972.7425 | kWh | GSD
8784 | 0 | 0 | [6 empty] | 2019-05-02 | 16 | 108.2442 | 444234.0174 | kWh | GSD
8784 | 0 | 0 | [6 empty] | 2019-05-02 | 17 | 101.7181 | 417451.0555 | kWh | GSD
8784 | 0 | 0 | [6 empty] | 2019-05-02 | 18 | 93.7432 | 384722.2045 | kWh | GSD
8784 | 0 | 0 | [6 empty] | 2019-05-02 | 19 | 85.6354 | 351447.7774 | kWh | GSD
8784 | 0 | 0 | [6 empty] | 2019-05-02 | 20 | 80.9731 | 332313.782 | kWh | GSD
8784 | 0 | 0 | [6 empty] | 2019-05-02 | 21 | 80.8398 | 331766.7133 | kWh | GSD
8784 | 0 | 0 | [6 empty] | 2019-05-02 | 22 | 76.222 | 312814.9759 | kWh | GSD
8784 | 0 | 0 | [6 empty] | 2019-05-02 | 23 | 67.7999 | 278250.9121 | kWh | GSD
8784 | 0 | 0 | [6 empty] | 2019-05-02 | 24 | 62.9455 | 258328.2568 | kWh | GSD
8784 | 0 | 0 | [6 empty] | 2019-05-03 | 1 | 60.5993 | 248699.5908 | kWh | GSD
8784 | 0 | 0 | [6 empty] | 2019-05-03 | 2 | 59.0312 | 242264.0734 | kWh | GSD
8784 | 0 | 0 | [6 empty] | 2019-05-03 | 3 | 58.0273 | 238144.0549 | kWh | GSD
8784 | 0 | 0 | [6 empty] | 2019-05-03 | 4 | 57.5707 | 236270.0317 | kWh | GSD
8784 | 0 | 0 | [6 empty] | 2019-05-03 | 5 | 60.2265 | 247169.4737 | kWh | GSD
8784 | 0 | 0 | [6 empty] | 2019-05-03 | 6 | 68.479 | 281037.7877 | kWh | GSD
8784 | 0 | 0 | [6 empty] | 2019-05-03 | 7 | 81.0686 | 332705.3632 | kWh | GSD
8784 | 0 | 0 | [6 empty] | 2019-05-03 | 8 | 90.6331 | 371958.1195 | kWh | GSD
8784 | 0 | 0 | [6 empty] | 2019-05-03 | 9 | 99.8145 | 409638.5969 | kWh | GSD
8784 | 0 | 0 | [6 empty] | 2019-05-03 | 10 | 103.7366 | 425734.9447 | kWh | GSD
8784 | 0 | 0 | [6 empty] | 2019-05-03 | 11 | 110.0202 | 451522.7558 | kWh | GSD
8784 | 0 | 0 | [6 empty] | 2019-05-03 | 12 | 111.3977 | 457176.3127 | kWh | GSD
8784 | 0 | 0 | [6 empty] | 2019-05-03 | 13 | 111.9305 | 459362.9686 | kWh | GSD
8784 | 0 | 0 | [6 empty] | 2019-05-03 | 14 | 112.9332 | 463477.658 | kWh | GSD
8784 | 0 | 0 | [6 empty] | 2019-05-03 | 15 | 109.5988 | 449793.6399 | kWh | GSD
8784 | 0 | 0 | [6 empty] | 2019-05-03 | 16 | 102.0885 | 418971.3735 | kWh | GSD
8784 | 0 | 0 | [6 empty] | 2019-05-03 | 17 | 96.051 | 394193.3184 | kWh | GSD
8784 | 0 | 0 | [6 empty] | 2019-05-03 | 18 | 91.6675 | 376203.3232 | kWh | GSD
8784 | 0 | 0 | [6 empty] | 2019-05-03 | 19 | 85.2152 | 349723.329 | kWh | GSD
8784 | 0 | 0 | [6 empty] | 2019-05-03 | 20 | 81.7398 | 335460.1446 | kWh | GSD
8784 | 0 | 0 | [6 empty] | 2019-05-03 | 21 | 81.8921 | 336084.9859 | kWh | GSD
8784 | 0 | 0 | [6 empty] | 2019-05-03 | 22 | 76.4586 | 313786.1887 | kWh | GSD
8784 | 0 | 0 | [6 empty] | 2019-05-03 | 23 | 68.4485 | 280912.7243 | kWh | GSD
8784 | 0 | 0 | [6 empty] | 2019-05-03 | 24 | 63.7093 | 261462.9661 | kWh | GSD
8784 | 0 | 0 | [6 empty] | 2019-05-04 | 1 | 60.7815 | 249447.247 | kWh | GSD
8784 | 0 | 0 | [6 empty] | 2019-05-04 | 2 | 58.6351 | 240638.5214 | kWh | GSD
8784 | 0 | 0 | [6 empty] | 2019-05-04 | 3 | 56.5672 | 232151.6836 | kWh | GSD
8784 | 0 | 0 | [6 empty] | 2019-05-04 | 4 | 56.4415 | 231635.9183 | kWh | GSD
8784 | 0 | 0 | [6 empty] | 2019-05-04 | 5 | 57.4891 | 235935.4449 | kWh | GSD
8784 | 0 | 0 | [6 empty] | 2019-05-04 | 6 | 59.7849 | 245357.1792 | kWh | GSD
8784 | 0 | 0 | [6 empty] | 2019-05-04 | 7 | 63.7579 | 261662.4651 | kWh | GSD
8784 | 0 | 0 | [6 empty] | 2019-05-04 | 8 | 68.0229 | 279165.9972 | kWh | GSD
8784 | 0 | 0 | [6 empty] | 2019-05-04 | 9 | 73.4275 | 301346.3227 | kWh | GSD
8784 | 0 | 0 | [6 empty] | 2019-05-04 | 10 | 78.6356 | 322720.6682 | kWh | GSD
8784 | 0 | 0 | [6 empty] | 2019-05-04 | 11 | 82.0074 | 336558.368 | kWh | GSD
8784 | 0 | 0 | [6 empty] | 2019-05-04 | 12 | 83.54 | 342848.3605 | kWh | GSD
8784 | 0 | 0 | [6 empty] | 2019-05-04 | 13 | 85.1233 | 349346.0929 | kWh | GSD
8784 | 0 | 0 | [6 empty] | 2019-05-04 | 14 | 85.474 | 350785.1136 | kWh | GSD
8784 | 0 | 0 | [6 empty] | 2019-05-04 | 15 | 85.5535 | 351111.4815 | kWh | GSD
8784 | 0 | 0 | [6 empty] | 2019-05-04 | 16 | 85.3809 | 350403.1228 | kWh | GSD
8784 | 0 | 0 | [6 empty] | 2019-05-04 | 17 | 85.6075 | 351333.1852 | kWh | GSD
8784 | 0 | 0 | [6 empty] | 2019-05-04 | 18 | 83.7446 | 343687.8938 | kWh | GSD
8784 | 0 | 0 | [6 empty] | 2019-05-04 | 19 | 82.2638 | 337610.4343 | kWh | GSD
8784 | 0 | 0 | [6 empty] | 2019-05-04 | 20 | 78.7112 | 323030.6128 | kWh | GSD
8784 | 0 | 0 | [6 empty] | 2019-05-04 | 21 | 77.1722 | 316714.7923 | kWh | GSD
8784 | 0 | 0 | [6 empty] | 2019-05-04 | 22 | 73.7577 | 302701.7586 | kWh | GSD
8784 | 0 | 0 | [6 empty] | 2019-05-04 | 23 | 68.6792 | 281859.5554 | kWh | GSD
8784 | 0 | 0 | [6 empty] | 2019-05-04 | 24 | 62.9524 | 258356.647 | kWh | GSD
8784 | 0 | 0 | [6 empty] | 2019-05-05 | 1 | 59.7349 | 245152.0003 | kWh | GSD
8784 | 0 | 0 | [6 empty] | 2019-05-05 | 2 | 57.8286 | 237328.7765 | kWh | GSD
8784 | 0 | 0 | [6 empty] | 2019-05-05 | 3 | 57.0076 | 233959.1757 | kWh | GSD
8784 | 0 | 0 | [6 empty] | 2019-05-05 | 4 | 56.4056 | 231488.7101 | kWh | GSD
8784 | 0 | 0 | [6 empty] | 2019-05-05 | 5 | 57.1852 | 234688.1294 | kWh | GSD
8784 | 0 | 0 | [6 empty] | 2019-05-05 | 6 | 59.5254 | 244292.0692 | kWh | GSD
8784 | 0 | 0 | [6 empty] | 2019-05-05 | 7 | 62.2011 | 255273.4906 | kWh | GSD
8784 | 0 | 0 | [6 empty] | 2019-05-05 | 8 | 66.0757 | 271174.5992 | kWh | GSD
8784 | 0 | 0 | [6 empty] | 2019-05-05 | 9 | 70.4846 | 289268.8407 | kWh | GSD
8784 | 0 | 0 | [6 empty] | 2019-05-05 | 10 | 75.6447 | 310445.9447 | kWh | GSD
8784 | 0 | 0 | [6 empty] | 2019-05-05 | 11 | 79.5916 | 326643.7621 | kWh | GSD
8784 | 0 | 0 | [6 empty] | 2019-05-05 | 12 | 78.865 | 323662.1404 | kWh | GSD
8784 | 0 | 0 | [6 empty] | 2019-05-05 | 13 | 69.4291 | 284936.8262 | kWh | GSD
8784 | 0 | 0 | [6 empty] | 2019-05-05 | 14 | 68.7555 | 282172.6644 | kWh | GSD
8784 | 0 | 0 | [6 empty] | 2019-05-05 | 15 | 67.5984 | 277423.8968 | kWh | GSD
8784 | 0 | 0 | [6 empty] | 2019-05-05 | 16 | 68.1935 | 279866.2027 | kWh | GSD
8784 | 0 | 0 | [6 empty] | 2019-05-05 | 17 | 67.6825 | 277769.1685 | kWh | GSD
8784 | 0 | 0 | [6 empty] | 2019-05-05 | 18 | 68.4664 | 280986.3069 | kWh | GSD
8784 | 0 | 0 | [6 empty] | 2019-05-05 | 19 | 67.3383 | 276356.1886 | kWh | GSD
8784 | 0 | 0 | [6 empty] | 2019-05-05 | 20 | 65.331 | 268118.4692 | kWh | GSD
8784 | 0 | 0 | [6 empty] | 2019-05-05 | 21 | 64.5812 | 265041.2787 | kWh | GSD
8784 | 0 | 0 | [6 empty] | 2019-05-05 | 22 | 62.4865 | 256444.7281 | kWh | GSD
8784 | 0 | 0 | [6 empty] | 2019-05-05 | 23 | 58.8224 | 241407.2356 | kWh | GSD
8784 | 0 | 0 | [6 empty] | 2019-05-05 | 24 | 56.5481 | 232073.4219 | kWh | GSD
8784 | 0 | 0 | [6 empty] | 2019-05-06 | 1 | 54.6271 | 224189.7264 | kWh | GSD
8784 | 0 | 0 | [6 empty] | 2019-05-06 | 2 | 54.7233 | 224584.3828 | kWh | GSD
8784 | 0 | 0 | [6 empty] | 2019-05-06 | 3 | 54.0594 | 221859.6449 | kWh | GSD
8784 | 0 | 0 | [6 empty] | 2019-05-06 | 4 | 54.6072 | 224107.7571 | kWh | GSD
8784 | 0 | 0 | [6 empty] | 2019-05-06 | 5 | 59.0084 | 242170.6752 | kWh | GSD
8784 | 0 | 0 | [6 empty] | 2019-05-06 | 6 | 67.5634 | 277280.1748 | kWh | GSD
8784 | 0 | 0 | [6 empty] | 2019-05-06 | 7 | 80.0982 | 328722.9801 | kWh | GSD
8784 | 0 | 0 | [6 empty] | 2019-05-06 | 8 | 89.2655 | 366345.6319 | kWh | GSD
8784 | 0 | 0 | [6 empty] | 2019-05-06 | 9 | 98.4603 | 404081.0743 | kWh | GSD
8784 | 0 | 0 | [6 empty] | 2019-05-06 | 10 | 105.4526 | 432777.3208 | kWh | GSD
8784 | 0 | 0 | [6 empty] | 2019-05-06 | 11 | 109.2865 | 448511.95 | kWh | GSD
8784 | 0 | 0 | [6 empty] | 2019-05-06 | 12 | 111.7399 | 458580.49 | kWh | GSD
8784 | 0 | 0 | [6 empty] | 2019-05-06 | 13 | 113.0839 | 464096.2602 | kWh | GSD
8784 | 0 | 0 | [6 empty] | 2019-05-06 | 14 | 114.3915 | 469462.5197 | kWh | GSD
8784 | 0 | 0 | [6 empty] | 2019-05-06 | 15 | 113.5839 | 466148.415 | kWh | GSD
8784 | 0 | 0 | [6 empty] | 2019-05-06 | 16 | 109.3389 | 448726.8921 | kWh | GSD
8784 | 0 | 0 | [6 empty] | 2019-05-06 | 17 | 103.9359 | 426552.7857 | kWh | GSD
8784 | 0 | 0 | [6 empty] | 2019-05-06 | 18 | 98.2936 | 403396.8908 | kWh | GSD
8784 | 0 | 0 | [6 empty] | 2019-05-06 | 19 | 91.0535 | 373683.7497 | kWh | GSD
8784 | 0 | 0 | [6 empty] | 2019-05-06 | 20 | 85.2168 | 349729.6163 | kWh | GSD
8784 | 0 | 0 | [6 empty] | 2019-05-06 | 21 | 82.5069 | 338608.3252 | kWh | GSD
8784 | 0 | 0 | [6 empty] | 2019-05-06 | 22 | 75.8282 | 311198.9184 | kWh | GSD
8784 | 0 | 0 | [6 empty] | 2019-05-06 | 23 | 67.8107 | 278295.2006 | kWh | GSD
8784 | 0 | 0 | [6 empty] | 2019-05-06 | 24 | 63.5252 | 260707.3222 | kWh | GSD
8784 | 0 | 0 | [6 empty] | 2019-05-07 | 1 | 59.9315 | 245958.9274 | kWh | GSD
8784 | 0 | 0 | [6 empty] | 2019-05-07 | 2 | 58.7238 | 241002.6434 | kWh | GSD
8784 | 0 | 0 | [6 empty] | 2019-05-07 | 3 | 57.559 | 236222.0563 | kWh | GSD
8784 | 0 | 0 | [6 empty] | 2019-05-07 | 4 | 57.3001 | 235159.6305 | kWh | GSD
8784 | 0 | 0 | [6 empty] | 2019-05-07 | 5 | 59.672 | 244893.883 | kWh | GSD
8784 | 0 | 0 | [6 empty] | 2019-05-07 | 6 | 68.0588 | 279313.1961 | kWh | GSD
8784 | 0 | 0 | [6 empty] | 2019-05-07 | 7 | 80.3781 | 329871.679 | kWh | GSD
8784 | 0 | 0 | [6 empty] | 2019-05-07 | 8 | 90.3955 | 370982.9655 | kWh | GSD
8784 | 0 | 0 | [6 empty] | 2019-05-07 | 9 | 101.6939 | 417351.7102 | kWh | GSD
8784 | 0 | 0 | [6 empty] | 2019-05-07 | 10 | 109.0873 | 447694.3654 | kWh | GSD
8784 | 0 | 0 | [6 empty] | 2019-05-07 | 11 | 113.4568 | 465626.8879 | kWh | GSD
8784 | 0 | 0 | [6 empty] | 2019-05-07 | 12 | 116.0713 | 476356.811 | kWh | GSD
8784 | 0 | 0 | [6 empty] | 2019-05-07 | 13 | 116.9406 | 479924.3536 | kWh | GSD
8784 | 0 | 0 | [6 empty] | 2019-05-07 | 14 | 116.7295 | 479057.7003 | kWh | GSD
8784 | 0 | 0 | [6 empty] | 2019-05-07 | 15 | 115.3524 | 473406.2109 | kWh | GSD
8784 | 0 | 0 | [6 empty] | 2019-05-07 | 16 | 111.2844 | 456711.3568 | kWh | GSD
8784 | 0 | 0 | [6 empty] | 2019-05-07 | 17 | 103.7531 | 425802.6627 | kWh | GSD
8784 | 0 | 0 | [6 empty] | 2019-05-07 | 18 | 98.7646 | 405330.0605 | kWh | GSD
8784 | 0 | 0 | [6 empty] | 2019-05-07 | 19 | 90.5966 | 371808.3029 | kWh | GSD
8784 | 0 | 0 | [6 empty] | 2019-05-07 | 20 | 85.8605 | 352371.4031 | kWh | GSD
8784 | 0 | 0 | [6 empty] | 2019-05-07 | 21 | 82.4637 | 338430.9897 | kWh | GSD
8784 | 0 | 0 | [6 empty] | 2019-05-07 | 22 | 77.281 | 317161.0891 | kWh | GSD
8784 | 0 | 0 | [6 empty] | 2019-05-07 | 23 | 70.2363 | 288249.772 | kWh | GSD
8784 | 0 | 0 | [6 empty] | 2019-05-07 | 24 | 64.6069 | 265146.5622 | kWh | GSD
8784 | 0 | 0 | [6 empty] | 2019-05-08 | 1 | 62.0758 | 254759.2412 | kWh | GSD
8784 | 0 | 0 | [6 empty] | 2019-05-08 | 2 | 60.2375 | 247214.7301 | kWh | GSD
8784 | 0 | 0 | [6 empty] | 2019-05-08 | 3 | 58.5886 | 240447.6635 | kWh | GSD
8784 | 0 | 0 | [6 empty] | 2019-05-08 | 4 | 58.1588 | 238683.7381 | kWh | GSD
8784 | 0 | 0 | [6 empty] | 2019-05-08 | 5 | 60.5945 | 248679.8281 | kWh | GSD
8784 | 0 | 0 | [6 empty] | 2019-05-08 | 6 | 68.9707 | 283055.8511 | kWh | GSD
8784 | 0 | 0 | [6 empty] | 2019-05-08 | 7 | 81.4587 | 334306.5281 | kWh | GSD
8784 | 0 | 0 | [6 empty] | 2019-05-08 | 8 | 90.4105 | 371044.5517 | kWh | GSD
8784 | 0 | 0 | [6 empty] | 2019-05-08 | 9 | 102.3265 | 419948.0869 | kWh | GSD
8784 | 0 | 0 | [6 empty] | 2019-05-08 | 10 | 109.784 | 450553.3895 | kWh | GSD
8784 | 0 | 0 | [6 empty] | 2019-05-08 | 11 | 112.7053 | 462542.5391 | kWh | GSD
8784 | 0 | 0 | [6 empty] | 2019-05-08 | 12 | 115.9734 | 475954.9029 | kWh | GSD
8784 | 0 | 0 | [6 empty] | 2019-05-08 | 13 | 116.3549 | 477520.3252 | kWh | GSD
8784 | 0 | 0 | [6 empty] | 2019-05-08 | 14 | 116.9304 | 479882.1675 | kWh | GSD
8784 | 0 | 0 | [6 empty] | 2019-05-08 | 15 | 115.251 | 472990.2296 | kWh | GSD
8784 | 0 | 0 | [6 empty] | 2019-05-08 | 16 | 111.1703 | 456243.0812 | kWh | GSD
8784 | 0 | 0 | [6 empty] | 2019-05-08 | 17 | 104.0831 | 427157.1828 | kWh | GSD
8784 | 0 | 0 | [6 empty] | 2019-05-08 | 18 | 98.9377 | 406040.4222 | kWh | GSD
8784 | 0 | 0 | [6 empty] | 2019-05-08 | 19 | 90.7927 | 372613.347 | kWh | GSD
8784 | 0 | 0 | [6 empty] | 2019-05-08 | 20 | 85.7955 | 352104.7425 | kWh | GSD
8784 | 0 | 0 | [6 empty] | 2019-05-08 | 21 | 82.7932 | 339783.2057 | kWh | GSD
8784 | 0 | 0 | [6 empty] | 2019-05-08 | 22 | 76.4679 | 313824.1818 | kWh | GSD
8784 | 0 | 0 | [6 empty] | 2019-05-08 | 23 | 69.8358 | 286606.0576 | kWh | GSD
8784 | 0 | 0 | [6 empty] | 2019-05-08 | 24 | 63.8433 | 262012.7831 | kWh | GSD
8784 | 0 | 0 | [6 empty] | 2019-05-09 | 1 | 60.4121 | 247931.1897 | kWh | GSD
8784 | 0 | 0 | [6 empty] | 2019-05-09 | 2 | 59.0562 | 242366.4542 | kWh | GSD
8784 | 0 | 0 | [6 empty] | 2019-05-09 | 3 | 57.6356 | 236536.4372 | kWh | GSD
8784 | 0 | 0 | [6 empty] | 2019-05-09 | 4 | 56.7617 | 232950.0347 | kWh | GSD
8784 | 0 | 0 | [6 empty] | 2019-05-09 | 5 | 58.7616 | 241157.4973 | kWh | GSD
8784 | 0 | 0 | [6 empty] | 2019-05-09 | 6 | 66.7527 | 273953.1438 | kWh | GSD
8784 | 0 | 0 | [6 empty] | 2019-05-09 | 7 | 77.9485 | 319900.4745 | kWh | GSD
8784 | 0 | 0 | [6 empty] | 2019-05-09 | 8 | 88.3341 | 362523.176 | kWh | GSD
8784 | 0 | 0 | [6 empty] | 2019-05-09 | 9 | 100.1813 | 411144.1541 | kWh | GSD
8784 | 0 | 0 | [6 empty] | 2019-05-09 | 10 | 107.8338 | 442549.7514 | kWh | GSD
8784 | 0 | 0 | [6 empty] | 2019-05-09 | 11 | 112.7487 | 462720.7711 | kWh | GSD
8784 | 0 | 0 | [6 empty] | 2019-05-09 | 12 | 114.4782 | 469818.7294 | kWh | GSD
8784 | 0 | 0 | [6 empty] | 2019-05-09 | 13 | 115.6575 | 474658.3568 | kWh | GSD
8784 | 0 | 0 | [6 empty] | 2019-05-09 | 14 | 115.8002 | 475244.023 | kWh | GSD
8784 | 0 | 0 | [6 empty] | 2019-05-09 | 15 | 115.5014 | 474017.9063 | kWh | GSD
8784 | 0 | 0 | [6 empty] | 2019-05-09 | 16 | 111.2477 | 456560.4925 | kWh | GSD
8784 | 0 | 0 | [6 empty] | 2019-05-09 | 17 | 105.1814 | 431664.6266 | kWh | GSD
8784 | 0 | 0 | [6 empty] | 2019-05-09 | 18 | 99.3419 | 407699.1194 | kWh | GSD
8784 | 0 | 0 | [6 empty] | 2019-05-09 | 19 | 91.0381 | 373620.5145 | kWh | GSD
8784 | 0 | 0 | [6 empty] | 2019-05-09 | 20 | 85.5535 | 351111.6656 | kWh | GSD
8784 | 0 | 0 | [6 empty] | 2019-05-09 | 21 | 84.063 | 344994.6898 | kWh | GSD
8784 | 0 | 0 | [6 empty] | 2019-05-09 | 22 | 78.3387 | 321501.9928 | kWh | GSD
8784 | 0 | 0 | [6 empty] | 2019-05-09 | 23 | 70.654 | 289963.915 | kWh | GSD
8784 | 0 | 0 | [6 empty] | 2019-05-09 | 24 | 65.6979 | 269624.3536 | kWh | GSD
8784 | 0 | 0 | [6 empty] | 2019-05-10 | 1 | 62.2737 | 255571.2776 | kWh | GSD
8784 | 0 | 0 | [6 empty] | 2019-05-10 | 2 | 60.1437 | 246829.5848 | kWh | GSD
8784 | 0 | 0 | [6 empty] | 2019-05-10 | 3 | 59.3145 | 243426.5219 | kWh | GSD
8784 | 0 | 0 | [6 empty] | 2019-05-10 | 4 | 59.2667 | 243230.5601 | kWh | GSD
8784 | 0 | 0 | [6 empty] | 2019-05-10 | 5 | 61.7128 | 253269.1532 | kWh | GSD
8784 | 0 | 0 | [6 empty] | 2019-05-10 | 6 | 70.5755 | 289641.9718 | kWh | GSD
8784 | 0 | 0 | [6 empty] | 2019-05-10 | 7 | 81.6997 | 335295.4346 | kWh | GSD
8784 | 0 | 0 | [6 empty] | 2019-05-10 | 8 | 91.6997 | 376335.4979 | kWh | GSD
8784 | 0 | 0 | [6 empty] | 2019-05-10 | 9 | 102.0829 | 418948.0616 | kWh | GSD
8784 | 0 | 0 | [6 empty] | 2019-05-10 | 10 | 109.2065 | 448183.3253 | kWh | GSD
8784 | 0 | 0 | [6 empty] | 2019-05-10 | 11 | 112.8325 | 463064.714 | kWh | GSD
8784 | 0 | 0 | [6 empty] | 2019-05-10 | 12 | 115.2389 | 472940.4915 | kWh | GSD
8784 | 0 | 0 | [6 empty] | 2019-05-10 | 13 | 115.9571 | 475887.9298 | kWh | GSD
8784 | 0 | 0 | [6 empty] | 2019-05-10 | 14 | 117.0233 | 480263.8097 | kWh | GSD
8784 | 0 | 0 | [6 empty] | 2019-05-10 | 15 | 113.5577 | 466040.8009 | kWh | GSD
8784 | 0 | 0 | [6 empty] | 2019-05-10 | 16 | 108.9003 | 446926.6463 | kWh | GSD
8784 | 0 | 0 | [6 empty] | 2019-05-10 | 17 | 103.3889 | 424308.1737 | kWh | GSD
8784 | 0 | 0 | [6 empty] | 2019-05-10 | 18 | 96.9081 | 397711.034 | kWh | GSD
8784 | 0 | 0 | [6 empty] | 2019-05-10 | 19 | 89.174 | 365970.1307 | kWh | GSD
8784 | 0 | 0 | [6 empty] | 2019-05-10 | 20 | 83.1474 | 341237.0787 | kWh | GSD
8784 | 0 | 0 | [6 empty] | 2019-05-10 | 21 | 81.6061 | 334911.4514 | kWh | GSD
8784 | 0 | 0 | [6 empty] | 2019-05-10 | 22 | 76.41 | 313586.7002 | kWh | GSD
8784 | 0 | 0 | [6 empty] | 2019-05-10 | 23 | 68.6094 | 281572.9032 | kWh | GSD
8784 | 0 | 0 | [6 empty] | 2019-05-10 | 24 | 64.4007 | 264300.6022 | kWh | GSD
8784 | 0 | 0 | [6 empty] | 2019-05-11 | 1 | 60.8425 | 249697.5403 | kWh | GSD
8784 | 0 | 0 | [6 empty] | 2019-05-11 | 2 | 58.9288 | 241843.6981 | kWh | GSD
8784 | 0 | 0 | [6 empty] | 2019-05-11 | 3 | 57.9396 | 237784.0624 | kWh | GSD
8784 | 0 | 0 | [6 empty] | 2019-05-11 | 4 | 57.7134 | 236855.7023 | kWh | GSD
8784 | 0 | 0 | [6 empty] | 2019-05-11 | 5 | 58.423 | 239767.8145 | kWh | GSD
8784 | 0 | 0 | [6 empty] | 2019-05-11 | 6 | 60.3059 | 247495.5547 | kWh | GSD
8784 | 0 | 0 | [6 empty] | 2019-05-11 | 7 | 64.3859 | 264239.7123 | kWh | GSD
8784 | 0 | 0 | [6 empty] | 2019-05-11 | 8 | 69.2733 | 284297.6359 | kWh | GSD
8784 | 0 | 0 | [6 empty] | 2019-05-11 | 9 | 75.9652 | 311761.1404 | kWh | GSD
8784 | 0 | 0 | [6 empty] | 2019-05-11 | 10 | 80.0354 | 328465.4277 | kWh | GSD
8784 | 0 | 0 | [6 empty] | 2019-05-11 | 11 | 83.3054 | 341885.4137 | kWh | GSD
8784 | 0 | 0 | [6 empty] | 2019-05-11 | 12 | 84.9937 | 348814.3326 | kWh | GSD
8784 | 0 | 0 | [6 empty] | 2019-05-11 | 13 | 84.9668 | 348703.6766 | kWh | GSD
8784 | 0 | 0 | [6 empty] | 2019-05-11 | 14 | 84.8615 | 348271.6534 | kWh | GSD
8784 | 0 | 0 | [6 empty] | 2019-05-11 | 15 | 85.5354 | 351037.349 | kWh | GSD
8784 | 0 | 0 | [6 empty] | 2019-05-11 | 16 | 86.1035 | 353368.7408 | kWh | GSD
8784 | 0 | 0 | [6 empty] | 2019-05-11 | 17 | 86.7227 | 355909.878 | kWh | GSD
8784 | 0 | 0 | [6 empty] | 2019-05-11 | 18 | 85.8646 | 352388.4918 | kWh | GSD
8784 | 0 | 0 | [6 empty] | 2019-05-11 | 19 | 82.9625 | 340478.3035 | kWh | GSD
8784 | 0 | 0 | [6 empty] | 2019-05-11 | 20 | 80.4949 | 330350.889 | kWh | GSD
8784 | 0 | 0 | [6 empty] | 2019-05-11 | 21 | 79.6125 | 326729.5085 | kWh | GSD
8784 | 0 | 0 | [6 empty] | 2019-05-11 | 22 | 76.4696 | 313831.0895 | kWh | GSD
8784 | 0 | 0 | [6 empty] | 2019-05-11 | 23 | 70.6314 | 289871.0632 | kWh | GSD
8784 | 0 | 0 | [6 empty] | 2019-05-11 | 24 | 64.4954 | 264689.2092 | kWh | GSD
8784 | 0 | 0 | [6 empty] | 2019-05-12 | 1 | 61.0364 | 250493.5368 | kWh | GSD
8784 | 0 | 0 | [6 empty] | 2019-05-12 | 2 | 58.4926 | 240053.5896 | kWh | GSD
8784 | 0 | 0 | [6 empty] | 2019-05-12 | 3 | 57.0927 | 234308.5318 | kWh | GSD
8784 | 0 | 0 | [6 empty] | 2019-05-12 | 4 | 56.9154 | 233580.8022 | kWh | GSD
8784 | 0 | 0 | [6 empty] | 2019-05-12 | 5 | 57.5866 | 236335.4045 | kWh | GSD
8784 | 0 | 0 | [6 empty] | 2019-05-12 | 6 | 59.0434 | 242314.0058 | kWh | GSD
8784 | 0 | 0 | [6 empty] | 2019-05-12 | 7 | 61.618 | 252880.4048 | kWh | GSD
8784 | 0 | 0 | [6 empty] | 2019-05-12 | 8 | 63.904 | 262261.9251 | kWh | GSD
8784 | 0 | 0 | [6 empty] | 2019-05-12 | 9 | 70.5147 | 289392.2649 | kWh | GSD
8784 | 0 | 0 | [6 empty] | 2019-05-12 | 10 | 75.8438 | 311263.0315 | kWh | GSD
8784 | 0 | 0 | [6 empty] | 2019-05-12 | 11 | 79.5395 | 326430.2799 | kWh | GSD
8784 | 0 | 0 | [6 empty] | 2019-05-12 | 12 | 82 | 336528.0532 | kWh | GSD
8784 | 0 | 0 | [6 empty] | 2019-05-12 | 13 | 81.9531 | 336335.6729 | kWh | GSD
8784 | 0 | 0 | [6 empty] | 2019-05-12 | 14 | 82.0515 | 336739.3027 | kWh | GSD
8784 | 0 | 0 | [6 empty] | 2019-05-12 | 15 | 80.1796 | 329057.2719 | kWh | GSD
8784 | 0 | 0 | [6 empty] | 2019-05-12 | 16 | 80.2853 | 329490.7182 | kWh | GSD
8784 | 0 | 0 | [6 empty] | 2019-05-12 | 17 | 81.8632 | 335966.3696 | kWh | GSD
8784 | 0 | 0 | [6 empty] | 2019-05-12 | 18 | 79.8964 | 327894.9049 | kWh | GSD
8784 | 0 | 0 | [6 empty] | 2019-05-12 | 19 | 75.0459 | 307988.4954 | kWh | GSD
8784 | 0 | 0 | [6 empty] | 2019-05-12 | 20 | 69.6766 | 285952.89 | kWh | GSD
8784 | 0 | 0 | [6 empty] | 2019-05-12 | 21 | 69.0241 | 283274.9839 | kWh | GSD
8784 | 0 | 0 | [6 empty] | 2019-05-12 | 22 | 67.2948 | 276177.9958 | kWh | GSD
8784 | 0 | 0 | [6 empty] | 2019-05-12 | 23 | 63.0849 | 258900.4937 | kWh | GSD
8784 | 0 | 0 | [6 empty] | 2019-05-12 | 24 | 59.7835 | 245351.5482 | kWh | GSD
8784 | 0 | 0 | [6 empty] | 2019-05-13 | 1 | 57.8372 | 237363.9822 | kWh | GSD
8784 | 0 | 0 | [6 empty] | 2019-05-13 | 2 | 56.8832 | 233448.7923 | kWh | GSD
8784 | 0 | 0 | [6 empty] | 2019-05-13 | 3 | 56.4923 | 231844.4016 | kWh | GSD
8784 | 0 | 0 | [6 empty] | 2019-05-13 | 4 | 57.1847 | 234685.9222 | kWh | GSD
8784 | 0 | 0 | [6 empty] | 2019-05-13 | 5 | 61.5741 | 252699.9264 | kWh | GSD
8784 | 0 | 0 | [6 empty] | 2019-05-13 | 6 | 71.3553 | 292842.0618 | kWh | GSD
8784 | 0 | 0 | [6 empty] | 2019-05-13 | 7 | 83.4418 | 342445.084 | kWh | GSD
8784 | 0 | 0 | [6 empty] | 2019-05-13 | 8 | 93.0918 | 382048.5591 | kWh | GSD
8784 | 0 | 0 | [6 empty] | 2019-05-13 | 9 | 102.3752 | 420147.8734 | kWh | GSD
8784 | 0 | 0 | [6 empty] | 2019-05-13 | 10 | 108.7859 | 446457.1736 | kWh | GSD
8784 | 0 | 0 | [6 empty] | 2019-05-13 | 11 | 113.7567 | 466857.3666 | kWh | GSD
8784 | 0 | 0 | [6 empty] | 2019-05-13 | 12 | 117.7028 | 483052.357 | kWh | GSD
8784 | 0 | 0 | [6 empty] | 2019-05-13 | 13 | 118.1375 | 484836.4014 | kWh | GSD
8784 | 0 | 0 | [6 empty] | 2019-05-13 | 14 | 116.1371 | 476626.5349 | kWh | GSD
8784 | 0 | 0 | [6 empty] | 2019-05-13 | 15 | 112.1818 | 460394.0478 | kWh | GSD
8784 | 0 | 0 | [6 empty] | 2019-05-13 | 16 | 105.414 | 432618.9005 | kWh | GSD
8784 | 0 | 0 | [6 empty] | 2019-05-13 | 17 | 101.6065 | 416993.2132 | kWh | GSD
8784 | 0 | 0 | [6 empty] | 2019-05-13 | 18 | 98.3672 | 403699.0239 | kWh | GSD
8784 | 0 | 0 | [6 empty] | 2019-05-13 | 19 | 91.383 | 375035.7841 | kWh | GSD
8784 | 0 | 0 | [6 empty] | 2019-05-13 | 20 | 87.1702 | 357746.3495 | kWh | GSD
8784 | 0 | 0 | [6 empty] | 2019-05-13 | 21 | 84.202 | 345564.8203 | kWh | GSD
8784 | 0 | 0 | [6 empty] | 2019-05-13 | 22 | 78.6514 | 322785.3838 | kWh | GSD
8784 | 0 | 0 | [6 empty] | 2019-05-13 | 23 | 70.777 | 290468.7405 | kWh | GSD
8784 | 0 | 0 | [6 empty] | 2019-05-13 | 24 | 65.0601 | 267006.8228 | kWh | GSD
8784 | 0 | 0 | [6 empty] | 2019-05-14 | 1 | 62.4822 | 256426.956 | kWh | GSD
8784 | 0 | 0 | [6 empty] | 2019-05-14 | 2 | 60.8377 | 249677.9379 | kWh | GSD
8784 | 0 | 0 | [6 empty] | 2019-05-14 | 3 | 59.2829 | 243296.9939 | kWh | GSD
8784 | 0 | 0 | [6 empty] | 2019-05-14 | 4 | 59.1311 | 242674.2072 | kWh | GSD
8784 | 0 | 0 | [6 empty] | 2019-05-14 | 5 | 60.5003 | 248293.3366 | kWh | GSD
8784 | 0 | 0 | [6 empty] | 2019-05-14 | 6 | 67.9442 | 278842.8318 | kWh | GSD
8784 | 0 | 0 | [6 empty] | 2019-05-14 | 7 | 77.1811 | 316751.2109 | kWh | GSD
8784 | 0 | 0 | [6 empty] | 2019-05-14 | 8 | 85.0023 | 348849.5756 | kWh | GSD
8784 | 0 | 0 | [6 empty] | 2019-05-14 | 9 | 93.8368 | 385106.0739 | kWh | GSD
8784 | 0 | 0 | [6 empty] | 2019-05-14 | 10 | 99.7966 | 409565.2805 | kWh | GSD
8784 | 0 | 0 | [6 empty] | 2019-05-14 | 11 | 103.472 | 424648.9143 | kWh | GSD
8784 | 0 | 0 | [6 empty] | 2019-05-14 | 12 | 105.2943 | 432127.8074 | kWh | GSD
8784 | 0 | 0 | [6 empty] | 2019-05-14 | 13 | 106.7959 | 438290.3713 | kWh | GSD
8784 | 0 | 0 | [6 empty] | 2019-05-14 | 14 | 108.5484 | 445482.7807 | kWh | GSD
8784 | 0 | 0 | [6 empty] | 2019-05-14 | 15 | 108.7736 | 446407.0173 | kWh | GSD
8784 | 0 | 0 | [6 empty] | 2019-05-14 | 16 | 105.982 | 434950.33 | kWh | GSD
8784 | 0 | 0 | [6 empty] | 2019-05-14 | 17 | 100.3046 | 411650.0038 | kWh | GSD
8784 | 0 | 0 | [6 empty] | 2019-05-14 | 18 | 94.3009 | 387010.8849 | kWh | GSD
8784 | 0 | 0 | [6 empty] | 2019-05-14 | 19 | 86.1796 | 353681.129 | kWh | GSD
8784 | 0 | 0 | [6 empty] | 2019-05-14 | 20 | 81.3443 | 333837.1681 | kWh | GSD
8784 | 0 | 0 | [6 empty] | 2019-05-14 | 21 | 78.4207 | 321838.4608 | kWh | GSD
8784 | 0 | 0 | [6 empty] | 2019-05-14 | 22 | 73.4185 | 301309.7283 | kWh | GSD
8784 | 0 | 0 | [6 empty] | 2019-05-14 | 23 | 66.4292 | 272625.3372 | kWh | GSD
8784 | 0 | 0 | [6 empty] | 2019-05-14 | 24 | 60.7336 | 249250.8103 | kWh | GSD
8784 | 0 | 0 | [6 empty] | 2019-05-15 | 1 | 57.6565 | 236622.3387 | kWh | GSD
8784 | 0 | 0 | [6 empty] | 2019-05-15 | 2 | 56.3606 | 231303.846 | kWh | GSD
8784 | 0 | 0 | [6 empty] | 2019-05-15 | 3 | 55.2611 | 226791.6844 | kWh | GSD
8784 | 0 | 0 | [6 empty] | 2019-05-15 | 4 | 55.6675 | 228459.2628 | kWh | GSD
8784 | 0 | 0 | [6 empty] | 2019-05-15 | 5 | 57.7605 | 237049.2359 | kWh | GSD
8784 | 0 | 0 | [6 empty] | 2019-05-15 | 6 | 64.2408 | 263644.2407 | kWh | GSD
8784 | 0 | 0 | [6 empty] | 2019-05-15 | 7 | 75.1556 | 308438.4687 | kWh | GSD
8784 | 0 | 0 | [6 empty] | 2019-05-15 | 8 | 84.3629 | 346225.545 | kWh | GSD
8784 | 0 | 0 | [6 empty] | 2019-05-15 | 9 | 95.8043 | 393181.0441 | kWh | GSD
8784 | 0 | 0 | [6 empty] | 2019-05-15 | 10 | 102.7541 | 421702.6987 | kWh | GSD
8784 | 0 | 0 | [6 empty] | 2019-05-15 | 11 | 105.4639 | 432823.7628 | kWh | GSD
8784 | 0 | 0 | [6 empty] | 2019-05-15 | 12 | 107.4805 | 441099.806 | kWh | GSD
8784 | 0 | 0 | [6 empty] | 2019-05-15 | 13 | 108.2992 | 444459.9214 | kWh | GSD
8784 | 0 | 0 | [6 empty] | 2019-05-15 | 14 | 108.6096 | 445733.6822 | kWh | GSD
8784 | 0 | 0 | [6 empty] | 2019-05-15 | 15 | 107.9895 | 443189.0004 | kWh | GSD
8784 | 0 | 0 | [6 empty] | 2019-05-15 | 16 | 104.3993 | 428454.7223 | kWh | GSD
8784 | 0 | 0 | [6 empty] | 2019-05-15 | 17 | 98.7405 | 405230.8449 | kWh | GSD
8784 | 0 | 0 | [6 empty] | 2019-05-15 | 18 | 93.1874 | 382440.8923 | kWh | GSD
8784 | 0 | 0 | [6 empty] | 2019-05-15 | 19 | 86.9114 | 356684.2159 | kWh | GSD
8784 | 0 | 0 | [6 empty] | 2019-05-15 | 20 | 81.9035 | 336131.7719 | kWh | GSD
8784 | 0 | 0 | [6 empty] | 2019-05-15 | 21 | 79.4674 | 326134.1362 | kWh | GSD
8784 | 0 | 0 | [6 empty] | 2019-05-15 | 22 | 73.7715 | 302758.2057 | kWh | GSD
8784 | 0 | 0 | [6 empty] | 2019-05-15 | 23 | 66.7584 | 273976.4578 | kWh | GSD
8784 | 0 | 0 | [6 empty] | 2019-05-15 | 24 | 61.9001 | 254037.9912 | kWh | GSD
8784 | 0 | 0 | [6 empty] | 2019-05-16 | 1 | 58.7436 | 241083.7213 | kWh | GSD
8784 | 0 | 0 | [6 empty] | 2019-05-16 | 2 | 57.4625 | 235825.9659 | kWh | GSD
8784 | 0 | 0 | [6 empty] | 2019-05-16 | 3 | 55.6332 | 228318.7769 | kWh | GSD
8784 | 0 | 0 | [6 empty] | 2019-05-16 | 4 | 55.9709 | 229704.5189 | kWh | GSD
8784 | 0 | 0 | [6 empty] | 2019-05-16 | 5 | 57.7357 | 236947.3908 | kWh | GSD
8784 | 0 | 0 | [6 empty] | 2019-05-16 | 6 | 64.3571 | 264121.6272 | kWh | GSD
8784 | 0 | 0 | [6 empty] | 2019-05-16 | 7 | 75.0665 | 308072.7783 | kWh | GSD
8784 | 0 | 0 | [6 empty] | 2019-05-16 | 8 | 84.2981 | 345959.3923 | kWh | GSD
8784 | 0 | 0 | [6 empty] | 2019-05-16 | 9 | 94.9859 | 389821.9969 | kWh | GSD
8784 | 0 | 0 | [6 empty] | 2019-05-16 | 10 | 103.5056 | 424787.1332 | kWh | GSD
8784 | 0 | 0 | [6 empty] | 2019-05-16 | 11 | 107.0777 | 439446.6988 | kWh | GSD
8784 | 0 | 0 | [6 empty] | 2019-05-16 | 12 | 109.8606 | 450867.9328 | kWh | GSD
8784 | 0 | 0 | [6 empty] | 2019-05-16 | 13 | 111.6373 | 458159.5342 | kWh | GSD
8784 | 0 | 0 | [6 empty] | 2019-05-16 | 14 | 112.6565 | 462342.481 | kWh | GSD
8784 | 0 | 0 | [6 empty] | 2019-05-16 | 15 | 111.1881 | 456316.0876 | kWh | GSD
8784 | 0 | 0 | [6 empty] | 2019-05-16 | 16 | 108.6793 | 446019.7229 | kWh | GSD
8784 | 0 | 0 | [6 empty] | 2019-05-16 | 17 | 102.4717 | 420543.7646 | kWh | GSD
8784 | 0 | 0 | [6 empty] | 2019-05-16 | 18 | 96.7683 | 397136.9033 | kWh | GSD
8784 | 0 | 0 | [6 empty] | 2019-05-16 | 19 | 89.8365 | 368689.0904 | kWh | GSD
8784 | 0 | 0 | [6 empty] | 2019-05-16 | 20 | 84.3757 | 346277.7424 | kWh | GSD
8784 | 0 | 0 | [6 empty] | 2019-05-16 | 21 | 81.4357 | 334212.2764 | kWh | GSD
8784 | 0 | 0 | [6 empty] | 2019-05-16 | 22 | 75.9599 | 311739.3186 | kWh | GSD
8784 | 0 | 0 | [6 empty] | 2019-05-16 | 23 | 68.6732 | 281834.9393 | kWh | GSD
8784 | 0 | 0 | [6 empty] | 2019-05-16 | 24 | 62.6032 | 256923.4505 | kWh | GSD
8784 | 0 | 0 | [6 empty] | 2019-05-17 | 1 | 59.476 | 244089.6285 | kWh | GSD
8784 | 0 | 0 | [6 empty] | 2019-05-17 | 2 | 57.7287 | 236918.7677 | kWh | GSD
8784 | 0 | 0 | [6 empty] | 2019-05-17 | 3 | 56.0459 | 230012.3025 | kWh | GSD
8784 | 0 | 0 | [6 empty] | 2019-05-17 | 4 | 56.034 | 229963.4168 | kWh | GSD
8784 | 0 | 0 | [6 empty] | 2019-05-17 | 5 | 57.5954 | 236371.3463 | kWh | GSD
8784 | 0 | 0 | [6 empty] | 2019-05-17 | 6 | 65.1141 | 267228.3212 | kWh | GSD
8784 | 0 | 0 | [6 empty] | 2019-05-17 | 7 | 75.1006 | 308212.6741 | kWh | GSD
8784 | 0 | 0 | [6 empty] | 2019-05-17 | 8 | 85.0786 | 349162.5003 | kWh | GSD
8784 | 0 | 0 | [6 empty] | 2019-05-17 | 9 | 95.9699 | 393860.5222 | kWh | GSD
8784 | 0 | 0 | [6 empty] | 2019-05-17 | 10 | 103.2854 | 423883.3877 | kWh | GSD
8784 | 0 | 0 | [6 empty] | 2019-05-17 | 11 | 107.4027 | 440780.7382 | kWh | GSD
8784 | 0 | 0 | [6 empty] | 2019-05-17 | 12 | 110.6689 | 454185.3612 | kWh | GSD
8784 | 0 | 0 | [6 empty] | 2019-05-17 | 13 | 112.288 | 460829.9211 | kWh | GSD
8784 | 0 | 0 | [6 empty] | 2019-05-17 | 14 | 113.593 | 466185.5716 | kWh | GSD
8784 | 0 | 0 | [6 empty] | 2019-05-17 | 15 | 113.6953 | 466605.3205 | kWh | GSD
8784 | 0 | 0 | [6 empty] | 2019-05-17 | 16 | 109.3375 | 448720.9283 | kWh | GSD
8784 | 0 | 0 | [6 empty] | 2019-05-17 | 17 | 102.9409 | 422469.6013 | kWh | GSD
8784 | 0 | 0 | [6 empty] | 2019-05-17 | 18 | 96.9213 | 397764.8694 | kWh | GSD
8784 | 0 | 0 | [6 empty] | 2019-05-17 | 19 | 88.3568 | 362616.3255 | kWh | GSD
8784 | 0 | 0 | [6 empty] | 2019-05-17 | 20 | 83.1706 | 341332.3405 | kWh | GSD
8784 | 0 | 0 | [6 empty] | 2019-05-17 | 21 | 80.9606 | 332262.3658 | kWh | GSD
8784 | 0 | 0 | [6 empty] | 2019-05-17 | 22 | 75.2228 | 308714.5575 | kWh | GSD
8784 | 0 | 0 | [6 empty] | 2019-05-17 | 23 | 67.8706 | 278541.1342 | kWh | GSD
8784 | 0 | 0 | [6 empty] | 2019-05-17 | 24 | 62.2869 | 255625.4145 | kWh | GSD
8784 | 0 | 0 | [6 empty] | 2019-05-18 | 1 | 59.0299 | 242258.5527 | kWh | GSD
8784 | 0 | 0 | [6 empty] | 2019-05-18 | 2 | 56.9662 | 233789.4137 | kWh | GSD
8784 | 0 | 0 | [6 empty] | 2019-05-18 | 3 | 55.6349 | 228325.6494 | kWh | GSD
8784 | 0 | 0 | [6 empty] | 2019-05-18 | 4 | 55.2701 | 226828.3058 | kWh | GSD
8784 | 0 | 0 | [6 empty] | 2019-05-18 | 5 | 56.1812 | 230567.5898 | kWh | GSD
8784 | 0 | 0 | [6 empty] | 2019-05-18 | 6 | 58.0427 | 238207.1863 | kWh | GSD
8784 | 0 | 0 | [6 empty] | 2019-05-18 | 7 | 61.5445 | 252578.4243 | kWh | GSD
8784 | 0 | 0 | [6 empty] | 2019-05-18 | 8 | 65.443 | 268578.0255 | kWh | GSD
8784 | 0 | 0 | [6 empty] | 2019-05-18 | 9 | 71.6639 | 294108.8358 | kWh | GSD
8784 | 0 | 0 | [6 empty] | 2019-05-18 | 10 | 77.2174 | 316900.0636 | kWh | GSD
8784 | 0 | 0 | [6 empty] | 2019-05-18 | 11 | 80.5822 | 330709.397 | kWh | GSD
8784 | 0 | 0 | [6 empty] | 2019-05-18 | 12 | 83.2132 | 341506.8938 | kWh | GSD
8784 | 0 | 0 | [6 empty] | 2019-05-18 | 13 | 83.9335 | 344463.2357 | kWh | GSD
8784 | 0 | 0 | [6 empty] | 2019-05-18 | 14 | 84.9089 | 348466.2081 | kWh | GSD
8784 | 0 | 0 | [6 empty] | 2019-05-18 | 15 | 84.8847 | 348366.6874 | kWh | GSD
8784 | 0 | 0 | [6 empty] | 2019-05-18 | 16 | 84.4578 | 346614.8212 | kWh | GSD
8784 | 0 | 0 | [6 empty] | 2019-05-18 | 17 | 85.1246 | 349351.3916 | kWh | GSD
8784 | 0 | 0 | [6 empty] | 2019-05-18 | 18 | 83.7748 | 343811.7784 | kWh | GSD
8784 | 0 | 0 | [6 empty] | 2019-05-18 | 19 | 79.5073 | 326298.0898 | kWh | GSD
8784 | 0 | 0 | [6 empty] | 2019-05-18 | 20 | 76.249 | 312926.0062 | kWh | GSD
8784 | 0 | 0 | [6 empty] | 2019-05-18 | 21 | 73.7788 | 302788.1943 | kWh | GSD
8784 | 0 | 0 | [6 empty] | 2019-05-18 | 22 | 70.6625 | 289998.9637 | kWh | GSD
8784 | 0 | 0 | [6 empty] | 2019-05-18 | 23 | 64.7473 | 265723.0724 | kWh | GSD
8784 | 0 | 0 | [6 empty] | 2019-05-18 | 24 | 59.5225 | 244280.1382 | kWh | GSD
8784 | 0 | 0 | [6 empty] | 2019-05-19 | 1 | 56.7203 | 232780.1303 | kWh | GSD
8784 | 0 | 0 | [6 empty] | 2019-05-19 | 2 | 54.9403 | 225475.0724 | kWh | GSD
8784 | 0 | 0 | [6 empty] | 2019-05-19 | 3 | 53.2161 | 218398.693 | kWh | GSD
8784 | 0 | 0 | [6 empty] | 2019-05-19 | 4 | 52.8182 | 216766.0083 | kWh | GSD
8784 | 0 | 0 | [6 empty] | 2019-05-19 | 5 | 52.7936 | 216664.8218 | kWh | GSD
8784 | 0 | 0 | [6 empty] | 2019-05-19 | 6 | 53.9854 | 221555.9252 | kWh | GSD
8784 | 0 | 0 | [6 empty] | 2019-05-19 | 7 | 55.5705 | 228061.2703 | kWh | GSD
8784 | 0 | 0 | [6 empty] | 2019-05-19 | 8 | 58.5379 | 240239.4824 | kWh | GSD
8784 | 0 | 0 | [6 empty] | 2019-05-19 | 9 | 65.1074 | 267200.5744 | kWh | GSD
8784 | 0 | 0 | [6 empty] | 2019-05-19 | 10 | 71.5393 | 293597.4584 | kWh | GSD
8784 | 0 | 0 | [6 empty] | 2019-05-19 | 11 | 75.199 | 308616.8875 | kWh | GSD
8784 | 0 | 0 | [6 empty] | 2019-05-19 | 12 | 77.4373 | 317802.5277 | kWh | GSD
8784 | 0 | 0 | [6 empty] | 2019-05-19 | 13 | 78.1836 | 320865.6333 | kWh | GSD
8784 | 0 | 0 | [6 empty] | 2019-05-19 | 14 | 79.3823 | 325784.7904 | kWh | GSD
8784 | 0 | 0 | [6 empty] | 2019-05-19 | 15 | 80.0115 | 328367.0066 | kWh | GSD
8784 | 0 | 0 | [6 empty] | 2019-05-19 | 16 | 80.7648 | 331458.9426 | kWh | GSD
8784 | 0 | 0 | [6 empty] | 2019-05-19 | 17 | 81.2942 | 333631.3885 | kWh | GSD
8784 | 0 | 0 | [6 empty] | 2019-05-19 | 18 | 81.0714 | 332717.0537 | kWh | GSD
8784 | 0 | 0 | [6 empty] | 2019-05-19 | 19 | 77.9444 | 319883.6745 | kWh | GSD
8784 | 0 | 0 | [6 empty] | 2019-05-19 | 20 | 74.1284 | 304222.9856 | kWh | GSD
8784 | 0 | 0 | [6 empty] | 2019-05-19 | 21 | 71.7439 | 294437.0874 | kWh | GSD
8784 | 0 | 0 | [6 empty] | 2019-05-19 | 22 | 68.5755 | 281433.7052 | kWh | GSD
8784 | 0 | 0 | [6 empty] | 2019-05-19 | 23 | 64.0986 | 263060.7204 | kWh | GSD
8784 | 0 | 0 | [6 empty] | 2019-05-19 | 24 | 60.7117 | 249160.8688 | kWh | GSD
8784 | 0 | 0 | [6 empty] | 2019-05-20 | 1 | 57.9918 | 237998.2045 | kWh | GSD
8784 | 0 | 0 | [6 empty] | 2019-05-20 | 2 | 57.8293 | 237331.2787 | kWh | GSD
8784 | 0 | 0 | [6 empty] | 2019-05-20 | 3 | 57.3971 | 235557.7352 | kWh | GSD
8784 | 0 | 0 | [6 empty] | 2019-05-20 | 4 | 58.0548 | 238257.0151 | kWh | GSD
8784 | 0 | 0 | [6 empty] | 2019-05-20 | 5 | 62.5482 | 256697.7698 | kWh | GSD
8784 | 0 | 0 | [6 empty] | 2019-05-20 | 6 | 72.5396 | 297702.6242 | kWh | GSD
8784 | 0 | 0 | [6 empty] | 2019-05-20 | 7 | 82.8595 | 340055.2499 | kWh | GSD
8784 | 0 | 0 | [6 empty] | 2019-05-20 | 8 | 93.3167 | 382971.8787 | kWh | GSD
8784 | 0 | 0 | [6 empty] | 2019-05-20 | 9 | 105.5546 | 433196.1719 | kWh | GSD
8784 | 0 | 0 | [6 empty] | 2019-05-20 | 10 | 113.2439 | 464752.7876 | kWh | GSD
8784 | 0 | 0 | [6 empty] | 2019-05-20 | 11 | 118.6613 | 486985.8411 | kWh | GSD
8784 | 0 | 0 | [6 empty] | 2019-05-20 | 12 | 120.0337 | 492618.1369 | kWh | GSD
8784 | 0 | 0 | [6 empty] | 2019-05-20 | 13 | 120.8726 | 496061.2057 | kWh | GSD
8784 | 0 | 0 | [6 empty] | 2019-05-20 | 14 | 122.3966 | 502315.6899 | kWh | GSD
8784 | 0 | 0 | [6 empty] | 2019-05-20 | 15 | 121.6035 | 499060.7423 | kWh | GSD
8784 | 0 | 0 | [6 empty] | 2019-05-20 | 16 | 114.9806 | 471880.3853 | kWh | GSD
8784 | 0 | 0 | [6 empty] | 2019-05-20 | 17 | 107.054 | 439349.6889 | kWh | GSD
8784 | 0 | 0 | [6 empty] | 2019-05-20 | 18 | 99.6462 | 408947.9224 | kWh | GSD
8784 | 0 | 0 | [6 empty] | 2019-05-20 | 19 | 91.779 | 376660.9837 | kWh | GSD
8784 | 0 | 0 | [6 empty] | 2019-05-20 | 20 | 86.8462 | 356416.8952 | kWh | GSD
8784 | 0 | 0 | [6 empty] | 2019-05-20 | 21 | 83.7715 | 343798.3501 | kWh | GSD
8784 | 0 | 0 | [6 empty] | 2019-05-20 | 22 | 78.833 | 323530.5886 | kWh | GSD
8784 | 0 | 0 | [6 empty] | 2019-05-20 | 23 | 71.0309 | 291510.6954 | kWh | GSD
8784 | 0 | 0 | [6 empty] | 2019-05-20 | 24 | 66.0976 | 271264.7067 | kWh | GSD
8784 | 0 | 0 | [6 empty] | 2019-05-21 | 1 | 63.4939 | 260579.1276 | kWh | GSD
8784 | 0 | 0 | [6 empty] | 2019-05-21 | 2 | 62.5033 | 256513.6048 | kWh | GSD
8784 | 0 | 0 | [6 empty] | 2019-05-21 | 3 | 60.4559 | 248110.8305 | kWh | GSD
8784 | 0 | 0 | [6 empty] | 2019-05-21 | 4 | 60.3223 | 247562.5916 | kWh | GSD
8784 | 0 | 0 | [6 empty] | 2019-05-21 | 5 | 63.4262 | 260300.9716 | kWh | GSD
8784 | 0 | 0 | [6 empty] | 2019-05-21 | 6 | 72.2942 | 296695.226 | kWh | GSD
8784 | 0 | 0 | [6 empty] | 2019-05-21 | 7 | 84.3854 | 346317.8123 | kWh | GSD
8784 | 0 | 0 | [6 empty] | 2019-05-21 | 8 | 94.7122 | 388698.7611 | kWh | GSD
8784 | 0 | 0 | [6 empty] | 2019-05-21 | 9 | 106.8935 | 438691.1089 | kWh | GSD
8784 | 0 | 0 | [6 empty] | 2019-05-21 | 10 | 114.4428 | 469673.199 | kWh | GSD
8784 | 0 | 0 | [6 empty] | 2019-05-21 | 11 | 120.0557 | 492708.5327 | kWh | GSD
8784 | 0 | 0 | [6 empty] | 2019-05-21 | 12 | 123.6739 | 507557.7165 | kWh | GSD
8784 | 0 | 0 | [6 empty] | 2019-05-21 | 13 | 124.6166 | 511426.4799 | kWh | GSD
8784 | 0 | 0 | [6 empty] | 2019-05-21 | 14 | 125.2344 | 513962.1826 | kWh | GSD
8784 | 0 | 0 | [6 empty] | 2019-05-21 | 15 | 125.1958 | 513803.4592 | kWh | GSD
8784 | 0 | 0 | [6 empty] | 2019-05-21 | 16 | 120.2619 | 493555.0017 | kWh | GSD
8784 | 0 | 0 | [6 empty] | 2019-05-21 | 17 | 112.2623 | 460724.3715 | kWh | GSD
8784 | 0 | 0 | [6 empty] | 2019-05-21 | 18 | 106.0798 | 435351.5632 | kWh | GSD
8784 | 0 | 0 | [6 empty] | 2019-05-21 | 19 | 97.9165 | 401849.176 | kWh | GSD
8784 | 0 | 0 | [6 empty] | 2019-05-21 | 20 | 91.8592 | 376989.9876 | kWh | GSD
8784 | 0 | 0 | [6 empty] | 2019-05-21 | 21 | 88.8264 | 364543.3799 | kWh | GSD
8784 | 0 | 0 | [6 empty] | 2019-05-21 | 22 | 83.2884 | 341815.5168 | kWh | GSD
8784 | 0 | 0 | [6 empty] | 2019-05-21 | 23 | 75.3128 | 309083.6189 | kWh | GSD
8784 | 0 | 0 | [6 empty] | 2019-05-21 | 24 | 69.2254 | 284101.0513 | kWh | GSD
8784 | 0 | 0 | [6 empty] | 2019-05-22 | 1 | 65.5811 | 269144.9021 | kWh | GSD
8784 | 0 | 0 | [6 empty] | 2019-05-22 | 2 | 63.7954 | 261816.2307 | kWh | GSD
8784 | 0 | 0 | [6 empty] | 2019-05-22 | 3 | 62.3732 | 255979.7179 | kWh | GSD
8784 | 0 | 0 | [6 empty] | 2019-05-22 | 4 | 61.6904 | 253177.2881 | kWh | GSD
8784 | 0 | 0 | [6 empty] | 2019-05-22 | 5 | 64.1742 | 263370.8269 | kWh | GSD
8784 | 0 | 0 | [6 empty] | 2019-05-22 | 6 | 74.2754 | 304826.1323 | kWh | GSD
8784 | 0 | 0 | [6 empty] | 2019-05-22 | 7 | 86.3827 | 354514.7931 | kWh | GSD
8784 | 0 | 0 | [6 empty] | 2019-05-22 | 8 | 97.209 | 398945.8702 | kWh | GSD
8784 | 0 | 0 | [6 empty] | 2019-05-22 | 9 | 107.9239 | 442919.8237 | kWh | GSD
8784 | 0 | 0 | [6 empty] | 2019-05-22 | 10 | 114.8855 | 471490.1377 | kWh | GSD
8784 | 0 | 0 | [6 empty] | 2019-05-22 | 11 | 119.4239 | 490115.6012 | kWh | GSD
8784 | 0 | 0 | [6 empty] | 2019-05-22 | 12 | 123.6445 | 507436.9783 | kWh | GSD
8784 | 0 | 0 | [6 empty] | 2019-05-22 | 13 | 125.2435 | 513999.2593 | kWh | GSD
8784 | 0 | 0 | [6 empty] | 2019-05-22 | 14 | 125.9795 | 517019.9734 | kWh | GSD
8784 | 0 | 0 | [6 empty] | 2019-05-22 | 15 | 123.2341 | 505752.6319 | kWh | GSD
8784 | 0 | 0 | [6 empty] | 2019-05-22 | 16 | 118.4841 | 486258.8934 | kWh | GSD
8784 | 0 | 0 | [6 empty] | 2019-05-22 | 17 | 111.4195 | 457265.7458 | kWh | GSD
8784 | 0 | 0 | [6 empty] | 2019-05-22 | 18 | 104.5356 | 429014.1482 | kWh | GSD
8784 | 0 | 0 | [6 empty] | 2019-05-22 | 19 | 96.2831 | 395145.9747 | kWh | GSD
8784 | 0 | 0 | [6 empty] | 2019-05-22 | 20 | 90.8408 | 372810.5088 | kWh | GSD
8784 | 0 | 0 | [6 empty] | 2019-05-22 | 21 | 87.4522 | 358904.0252 | kWh | GSD
8784 | 0 | 0 | [6 empty] | 2019-05-22 | 22 | 81.8956 | 336099.6152 | kWh | GSD
8784 | 0 | 0 | [6 empty] | 2019-05-22 | 23 | 74.1993 | 304514.1128 | kWh | GSD
8784 | 0 | 0 | [6 empty] | 2019-05-22 | 24 | 68.4003 | 280714.9212 | kWh | GSD
8784 | 0 | 0 | [6 empty] | 2019-05-23 | 1 | 64.6216 | 265206.9444 | kWh | GSD
8784 | 0 | 0 | [6 empty] | 2019-05-23 | 2 | 63.1895 | 259329.6717 | kWh | GSD
8784 | 0 | 0 | [6 empty] | 2019-05-23 | 3 | 62.1138 | 254915.0132 | kWh | GSD
8784 | 0 | 0 | [6 empty] | 2019-05-23 | 4 | 61.8311 | 253754.9422 | kWh | GSD
8784 | 0 | 0 | [6 empty] | 2019-05-23 | 5 | 64.1934 | 263449.8523 | kWh | GSD
8784 | 0 | 0 | [6 empty] | 2019-05-23 | 6 | 74.4082 | 305371.308 | kWh | GSD
8784 | 0 | 0 | [6 empty] | 2019-05-23 | 7 | 85.1622 | 349505.7188 | kWh | GSD
8784 | 0 | 0 | [6 empty] | 2019-05-23 | 8 | 95.3546 | 391335.3319 | kWh | GSD
8784 | 0 | 0 | [6 empty] | 2019-05-23 | 9 | 108.2619 | 444307.0045 | kWh | GSD
8784 | 0 | 0 | [6 empty] | 2019-05-23 | 10 | 115.3997 | 473600.5351 | kWh | GSD
8784 | 0 | 0 | [6 empty] | 2019-05-23 | 11 | 119.3068 | 489635.2839 | kWh | GSD
8784 | 0 | 0 | [6 empty] | 2019-05-23 | 12 | 121.5925 | 499015.5009 | kWh | GSD
8784 | 0 | 0 | [6 empty] | 2019-05-23 | 13 | 122.0404 | 500854.0023 | kWh | GSD
8784 | 0 | 0 | [6 empty] | 2019-05-23 | 14 | 121.0471 | 496777.4806 | kWh | GSD
8784 | 0 | 0 | [6 empty] | 2019-05-23 | 15 | 120.253 | 493518.3489 | kWh | GSD
8784 | 0 | 0 | [6 empty] | 2019-05-23 | 16 | 115.7366 | 474982.9882 | kWh | GSD
8784 | 0 | 0 | [6 empty] | 2019-05-23 | 17 | 107.4581 | 441007.8841 | kWh | GSD
8784 | 0 | 0 | [6 empty] | 2019-05-23 | 18 | 102.0425 | 418782.3033 | kWh | GSD
8784 | 0 | 0 | [6 empty] | 2019-05-23 | 19 | 93.9109 | 385410.4495 | kWh | GSD
8784 | 0 | 0 | [6 empty] | 2019-05-23 | 20 | 87.9265 | 360850.2508 | kWh | GSD
8784 | 0 | 0 | [6 empty] | 2019-05-23 | 21 | 85.5894 | 351258.8484 | kWh | GSD
8784 | 0 | 0 | [6 empty] | 2019-05-23 | 22 | 80.2079 | 329173.2745 | kWh | GSD
8784 | 0 | 0 | [6 empty] | 2019-05-23 | 23 | 72.1261 | 296005.387 | kWh | GSD
8784 | 0 | 0 | [6 empty] | 2019-05-23 | 24 | 67.077 | 275283.9638 | kWh | GSD
8784 | 0 | 0 | [6 empty] | 2019-05-24 | 1 | 63.4733 | 260494.3941 | kWh | GSD
8784 | 0 | 0 | [6 empty] | 2019-05-24 | 2 | 61.5931 | 252778.1176 | kWh | GSD
8784 | 0 | 0 | [6 empty] | 2019-05-24 | 3 | 59.1419 | 242718.1703 | kWh | GSD
8784 | 0 | 0 | [6 empty] | 2019-05-24 | 4 | 57.9284 | 237738.3455 | kWh | GSD
8784 | 0 | 0 | [6 empty] | 2019-05-24 | 5 | 60.5412 | 248461.0729 | kWh | GSD
8784 | 0 | 0 | [6 empty] | 2019-05-24 | 6 | 69.2719 | 284291.8057 | kWh | GSD
8784 | 0 | 0 | [6 empty] | 2019-05-24 | 7 | 78.4574 | 321989.3069 | kWh | GSD
8784 | 0 | 0 | [6 empty] | 2019-05-24 | 8 | 87.9152 | 360804.0716 | kWh | GSD
8784 | 0 | 0 | [6 empty] | 2019-05-24 | 9 | 99.8003 | 409580.5958 | kWh | GSD
8784 | 0 | 0 | [6 empty] | 2019-05-24 | 10 | 107.9568 | 443054.7724 | kWh | GSD
8784 | 0 | 0 | [6 empty] | 2019-05-24 | 11 | 112.1456 | 460245.618 | kWh | GSD
8784 | 0 | 0 | [6 empty] | 2019-05-24 | 12 | 114.0095 | 467895.0864 | kWh | GSD
8784 | 0 | 0 | [6 empty] | 2019-05-24 | 13 | 116.158 | 476712.4076 | kWh | GSD
8784 | 0 | 0 | [6 empty] | 2019-05-24 | 14 | 117.8203 | 483534.4545 | kWh | GSD
8784 | 0 | 0 | [6 empty] | 2019-05-24 | 15 | 116.7554 | 479164.1242 | kWh | GSD
8784 | 0 | 0 | [6 empty] | 2019-05-24 | 16 | 111.7897 | 458785.0284 | kWh | GSD
8784 | 0 | 0 | [6 empty] | 2019-05-24 | 17 | 106.0444 | 435206.0615 | kWh | GSD
8784 | 0 | 0 | [6 empty] | 2019-05-24 | 18 | 100.5075 | 412482.7165 | kWh | GSD
8784 | 0 | 0 | [6 empty] | 2019-05-24 | 19 | 91.5981 | 375918.4678 | kWh | GSD
8784 | 0 | 0 | [6 empty] | 2019-05-24 | 20 | 86.3662 | 354446.8337 | kWh | GSD
8784 | 0 | 0 | [6 empty] | 2019-05-24 | 21 | 83.4579 | 342511.3685 | kWh | GSD
8784 | 0 | 0 | [6 empty] | 2019-05-24 | 22 | 78.7078 | 323016.7503 | kWh | GSD
8784 | 0 | 0 | [6 empty] | 2019-05-24 | 23 | 71.0034 | 291397.8524 | kWh | GSD
8784 | 0 | 0 | [6 empty] | 2019-05-24 | 24 | 66.0808 | 271195.6566 | kWh | GSD
8784 | 0 | 0 | [6 empty] | 2019-05-25 | 1 | 63.7186 | 261501.0116 | kWh | GSD
8784 | 0 | 0 | [6 empty] | 2019-05-25 | 2 | 60.6043 | 248720.1877 | kWh | GSD
8784 | 0 | 0 | [6 empty] | 2019-05-25 | 3 | 58.823 | 241409.5784 | kWh | GSD
8784 | 0 | 0 | [6 empty] | 2019-05-25 | 4 | 58.0988 | 238437.6293 | kWh | GSD
8784 | 0 | 0 | [6 empty] | 2019-05-25 | 5 | 58.8285 | 241432.1271 | kWh | GSD
8784 | 0 | 0 | [6 empty] | 2019-05-25 | 6 | 60.683 | 249042.9501 | kWh | GSD
8784 | 0 | 0 | [6 empty] | 2019-05-25 | 7 | 64.5211 | 264794.5212 | kWh | GSD
8784 | 0 | 0 | [6 empty] | 2019-05-25 | 8 | 68.8558 | 282584.2224 | kWh | GSD
8784 | 0 | 0 | [6 empty] | 2019-05-25 | 9 | 74.4463 | 305527.4617 | kWh | GSD
8784 | 0 | 0 | [6 empty] | 2019-05-25 | 10 | 80.2673 | 329417.1119 | kWh | GSD
8784 | 0 | 0 | [6 empty] | 2019-05-25 | 11 | 83.1241 | 341141.3205 | kWh | GSD
8784 | 0 | 0 | [6 empty] | 2019-05-25 | 12 | 86.9746 | 356943.6537 | kWh | GSD
8784 | 0 | 0 | [6 empty] | 2019-05-25 | 13 | 88.4401 | 362957.9938 | kWh | GSD
8784 | 0 | 0 | [6 empty] | 2019-05-25 | 14 | 89.6322 | 367850.4246 | kWh | GSD
8784 | 0 | 0 | [6 empty] | 2019-05-25 | 15 | 91.0588 | 373705.1986 | kWh | GSD
8784 | 0 | 0 | [6 empty] | 2019-05-25 | 16 | 91.4319 | 375236.6431 | kWh | GSD
8784 | 0 | 0 | [6 empty] | 2019-05-25 | 17 | 91.9248 | 377259.584 | kWh | GSD
8784 | 0 | 0 | [6 empty] | 2019-05-25 | 18 | 90.932 | 373185.1044 | kWh | GSD
8784 | 0 | 0 | [6 empty] | 2019-05-25 | 19 | 87.5777 | 359418.8996 | kWh | GSD
8784 | 0 | 0 | [6 empty] | 2019-05-25 | 20 | 82.5322 | 338712.0109 | kWh | GSD
8784 | 0 | 0 | [6 empty] | 2019-05-25 | 21 | 79.7546 | 327312.8352 | kWh | GSD
8784 | 0 | 0 | [6 empty] | 2019-05-25 | 22 | 76.8619 | 315441.2469 | kWh | GSD
8784 | 0 | 0 | [6 empty] | 2019-05-25 | 23 | 71.4283 | 293141.5658 | kWh | GSD
8784 | 0 | 0 | [6 empty] | 2019-05-25 | 24 | 65.7951 | 270023.2627 | kWh | GSD
8784 | 0 | 0 | [6 empty] | 2019-05-26 | 1 | 62.3564 | 255910.8147 | kWh | GSD
8784 | 0 | 0 | [6 empty] | 2019-05-26 | 2 | 60.194 | 247036.0308 | kWh | GSD
8784 | 0 | 0 | [6 empty] | 2019-05-26 | 3 | 59.0169 | 242205.2836 | kWh | GSD
8784 | 0 | 0 | [6 empty] | 2019-05-26 | 4 | 58.4391 | 239834.0265 | kWh | GSD
8784 | 0 | 0 | [6 empty] | 2019-05-26 | 5 | 58.1294 | 238563.165 | kWh | GSD
8784 | 0 | 0 | [6 empty] | 2019-05-26 | 6 | 60.4782 | 248202.6403 | kWh | GSD
8784 | 0 | 0 | [6 empty] | 2019-05-26 | 7 | 62.2594 | 255512.7004 | kWh | GSD
8784 | 0 | 0 | [6 empty] | 2019-05-26 | 8 | 65.8283 | 270159.2917 | kWh | GSD
8784 | 0 | 0 | [6 empty] | 2019-05-26 | 9 | 72.2611 | 296559.6842 | kWh | GSD
8784 | 0 | 0 | [6 empty] | 2019-05-26 | 10 | 78.8631 | 323654.3069 | kWh | GSD
8784 | 0 | 0 | [6 empty] | 2019-05-26 | 11 | 82.3023 | 337768.4798 | kWh | GSD
8784 | 0 | 0 | [6 empty] | 2019-05-26 | 12 | 84.8194 | 348098.9462 | kWh | GSD
8784 | 0 | 0 | [6 empty] | 2019-05-26 | 13 | 86.5534 | 355215.2029 | kWh | GSD
8784 | 0 | 0 | [6 empty] | 2019-05-26 | 14 | 87.1859 | 357810.9862 | kWh | GSD
8784 | 0 | 0 | [6 empty] | 2019-05-26 | 15 | 88.054 | 361373.7487 | kWh | GSD
8784 | 0 | 0 | [6 empty] | 2019-05-26 | 16 | 89.3446 | 366670.095 | kWh | GSD
8784 | 0 | 0 | [6 empty] | 2019-05-26 | 17 | 90.3627 | 370848.3288 | kWh | GSD
8784 | 0 | 0 | [6 empty] | 2019-05-26 | 18 | 90.527 | 371522.9495 | kWh | GSD
8784 | 0 | 0 | [6 empty] | 2019-05-26 | 19 | 87.3796 | 358605.7172 | kWh | GSD
8784 | 0 | 0 | [6 empty] | 2019-05-26 | 20 | 82.3625 | 338015.6064 | kWh | GSD
8784 | 0 | 0 | [6 empty] | 2019-05-26 | 21 | 79.9534 | 328128.9125 | kWh | GSD
8784 | 0 | 0 | [6 empty] | 2019-05-26 | 22 | 75.784 | 311017.5411 | kWh | GSD
8784 | 0 | 0 | [6 empty] | 2019-05-26 | 23 | 70.5487 | 289532.0628 | kWh | GSD
8784 | 0 | 0 | [6 empty] | 2019-05-26 | 24 | 65.3372 | 268143.7921 | kWh | GSD
8784 | 0 | 0 | [6 empty] | 2019-05-27 | 1 | 62.1075 | 254889.0393 | kWh | GSD
8784 | 0 | 0 | [6 empty] | 2019-05-27 | 2 | 61.2526 | 251380.5946 | kWh | GSD
8784 | 0 | 0 | [6 empty] | 2019-05-27 | 3 | 59.8299 | 245541.728 | kWh | GSD
8784 | 0 | 0 | [6 empty] | 2019-05-27 | 4 | 59.5442 | 244369.5659 | kWh | GSD
8784 | 0 | 0 | [6 empty] | 2019-05-27 | 5 | 62.7557 | 257549.5149 | kWh | GSD
8784 | 0 | 0 | [6 empty] | 2019-05-27 | 6 | 67.525 | 277122.4762 | kWh | GSD
8784 | 0 | 0 | [6 empty] | 2019-05-27 | 7 | 71.7564 | 294488.2084 | kWh | GSD
8784 | 0 | 0 | [6 empty] | 2019-05-27 | 8 | 75.1345 | 308351.8815 | kWh | GSD
8784 | 0 | 0 | [6 empty] | 2019-05-27 | 9 | 78.5849 | 322512.2962 | kWh | GSD
8784 | 0 | 0 | [6 empty] | 2019-05-27 | 10 | 84.6835 | 347541.1866 | kWh | GSD
8784 | 0 | 0 | [6 empty] | 2019-05-27 | 11 | 88.8609 | 364684.9809 | kWh | GSD
8784 | 0 | 0 | [6 empty] | 2019-05-27 | 12 | 93.1939 | 382467.9478 | kWh | GSD
8784 | 0 | 0 | [6 empty] | 2019-05-27 | 13 | 96.0792 | 394308.9418 | kWh | GSD
8784 | 0 | 0 | [6 empty] | 2019-05-27 | 14 | 98.2818 | 403348.6626 | kWh | GSD
8784 | 0 | 0 | [6 empty] | 2019-05-27 | 15 | 99.3711 | 407818.8381 | kWh | GSD
8784 | 0 | 0 | [6 empty] | 2019-05-27 | 16 | 99.2721 | 407412.6017 | kWh | GSD
8784 | 0 | 0 | [6 empty] | 2019-05-27 | 17 | 97.5778 | 400459.2186 | kWh | GSD
8784 | 0 | 0 | [6 empty] | 2019-05-27 | 18 | 95.9723 | 393870.2416 | kWh | GSD
8784 | 0 | 0 | [6 empty] | 2019-05-27 | 19 | 90.8569 | 372876.8487 | kWh | GSD
8784 | 0 | 0 | [6 empty] | 2019-05-27 | 20 | 87.2765 | 358182.6924 | kWh | GSD
8784 | 0 | 0 | [6 empty] | 2019-05-27 | 21 | 84.2616 | 345809.5373 | kWh | GSD
8784 | 0 | 0 | [6 empty] | 2019-05-27 | 22 | 80.3276 | 329664.3584 | kWh | GSD
8784 | 0 | 0 | [6 empty] | 2019-05-27 | 23 | 74.1421 | 304279.0763 | kWh | GSD
8784 | 0 | 0 | [6 empty] | 2019-05-27 | 24 | 69.7032 | 286062.1055 | kWh | GSD
8784 | 0 | 0 | [6 empty] | 2019-05-28 | 1 | 66.3313 | 272223.7075 | kWh | GSD
8784 | 0 | 0 | [6 empty] | 2019-05-28 | 2 | 65.9521 | 270667.3427 | kWh | GSD
8784 | 0 | 0 | [6 empty] | 2019-05-28 | 3 | 65.6649 | 269488.8787 | kWh | GSD
8784 | 0 | 0 | [6 empty] | 2019-05-28 | 4 | 65.8896 | 270410.8359 | kWh | GSD
8784 | 0 | 0 | [6 empty] | 2019-05-28 | 5 | 71.2127 | 292256.7665 | kWh | GSD
8784 | 0 | 0 | [6 empty] | 2019-05-28 | 6 | 81.2644 | 333509.0794 | kWh | GSD
8784 | 0 | 0 | [6 empty] | 2019-05-28 | 7 | 92.0692 | 377851.9188 | kWh | GSD
8784 | 0 | 0 | [6 empty] | 2019-05-28 | 8 | 102.3962 | 420234.1701 | kWh | GSD
8784 | 0 | 0 | [6 empty] | 2019-05-28 | 9 | 113.663 | 466472.8888 | kWh | GSD
8784 | 0 | 0 | [6 empty] | 2019-05-28 | 10 | 122.0871 | 501045.6384 | kWh | GSD
8784 | 0 | 0 | [6 empty] | 2019-05-28 | 11 | 126.6795 | 519892.8502 | kWh | GSD
8784 | 0 | 0 | [6 empty] | 2019-05-28 | 12 | 130.0473 | 533714.0673 | kWh | GSD
8784 | 0 | 0 | [6 empty] | 2019-05-28 | 13 | 132.047 | 541920.9248 | kWh | GSD
8784 | 0 | 0 | [6 empty] | 2019-05-28 | 14 | 133.9731 | 549825.4915 | kWh | GSD
8784 | 0 | 0 | [6 empty] | 2019-05-28 | 15 | 132.6767 | 544505.3652 | kWh | GSD
8784 | 0 | 0 | [6 empty] | 2019-05-28 | 16 | 125.0972 | 513399.0834 | kWh | GSD
8784 | 0 | 0 | [6 empty] | 2019-05-28 | 17 | 107.8091 | 442448.4216 | kWh | GSD
8784 | 0 | 0 | [6 empty] | 2019-05-28 | 18 | 96.4234 | 395721.4606 | kWh | GSD
8784 | 0 | 0 | [6 empty] | 2019-05-28 | 19 | 90.8108 | 372687.5348 | kWh | GSD
8784 | 0 | 0 | [6 empty] | 2019-05-28 | 20 | 87.9488 | 360942.0683 | kWh | GSD
8784 | 0 | 0 | [6 empty] | 2019-05-28 | 21 | 87.8001 | 360331.7321 | kWh | GSD
8784 | 0 | 0 | [6 empty] | 2019-05-28 | 22 | 82.9608 | 340471.2931 | kWh | GSD
8784 | 0 | 0 | [6 empty] | 2019-05-28 | 23 | 74.2374 | 304670.4085 | kWh | GSD
8784 | 0 | 0 | [6 empty] | 2019-05-28 | 24 | 69.1065 | 283612.9209 | kWh | GSD
8784 | 0 | 0 | [6 empty] | 2019-05-29 | 1 | 64.9515 | 266560.9358 | kWh | GSD
8784 | 0 | 0 | [6 empty] | 2019-05-29 | 2 | 64.0146 | 262715.8227 | kWh | GSD
8784 | 0 | 0 | [6 empty] | 2019-05-29 | 3 | 62.5423 | 256673.7011 | kWh | GSD
8784 | 0 | 0 | [6 empty] | 2019-05-29 | 4 | 62.7344 | 257461.8965 | kWh | GSD
8784 | 0 | 0 | [6 empty] | 2019-05-29 | 5 | 66.4208 | 272590.9345 | kWh | GSD
8784 | 0 | 0 | [6 empty] | 2019-05-29 | 6 | 74.8154 | 307042.455 | kWh | GSD
8784 | 0 | 0 | [6 empty] | 2019-05-29 | 7 | 86.6482 | 355604.3972 | kWh | GSD
8784 | 0 | 0 | [6 empty] | 2019-05-29 | 8 | 97.0416 | 398258.8497 | kWh | GSD
8784 | 0 | 0 | [6 empty] | 2019-05-29 | 9 | 107.8484 | 442609.6539 | kWh | GSD
8784 | 0 | 0 | [6 empty] | 2019-05-29 | 10 | 114.6279 | 470432.8817 | kWh | GSD
8784 | 0 | 0 | [6 empty] | 2019-05-29 | 11 | 120.404 | 494137.9673 | kWh | GSD
8784 | 0 | 0 | [6 empty] | 2019-05-29 | 12 | 123.796 | 508058.7419 | kWh | GSD
8784 | 0 | 0 | [6 empty] | 2019-05-29 | 13 | 125.3212 | 514318.1947 | kWh | GSD
8784 | 0 | 0 | [6 empty] | 2019-05-29 | 14 | 126.7482 | 520174.486 | kWh | GSD
8784 | 0 | 0 | [6 empty] | 2019-05-29 | 15 | 127.6778 | 523989.8091 | kWh | GSD
8784 | 0 | 0 | [6 empty] | 2019-05-29 | 16 | 123.9457 | 508673.2458 | kWh | GSD
8784 | 0 | 0 | [6 empty] | 2019-05-29 | 17 | 116.5383 | 478273.0572 | kWh | GSD
8784 | 0 | 0 | [6 empty] | 2019-05-29 | 18 | 111.4461 | 457374.7112 | kWh | GSD
8784 | 0 | 0 | [6 empty] | 2019-05-29 | 19 | 102.3597 | 420084.077 | kWh | GSD
8784 | 0 | 0 | [6 empty] | 2019-05-29 | 20 | 95.3925 | 391490.9334 | kWh | GSD
8784 | 0 | 0 | [6 empty] | 2019-05-29 | 21 | 91.0658 | 373734.1876 | kWh | GSD
8784 | 0 | 0 | [6 empty] | 2019-05-29 | 22 | 84.8257 | 348124.8211 | kWh | GSD
8784 | 0 | 0 | [6 empty] | 2019-05-29 | 23 | 75.9534 | 311712.9009 | kWh | GSD
8784 | 0 | 0 | [6 empty] | 2019-05-29 | 24 | 69.4212 | 284904.5357 | kWh | GSD
8784 | 0 | 0 | [6 empty] | 2019-05-30 | 1 | 65.6699 | 269509.1966 | kWh | GSD
8784 | 0 | 0 | [6 empty] | 2019-05-30 | 2 | 63.7205 | 261508.9007 | kWh | GSD
8784 | 0 | 0 | [6 empty] | 2019-05-30 | 3 | 62.2342 | 255409.1964 | kWh | GSD
8784 | 0 | 0 | [6 empty] | 2019-05-30 | 4 | 62.4256 | 256194.5428 | kWh | GSD
8784 | 0 | 0 | [6 empty] | 2019-05-30 | 5 | 66.9174 | 274628.9023 | kWh | GSD
8784 | 0 | 0 | [6 empty] | 2019-05-30 | 6 | 75.0423 | 307973.4568 | kWh | GSD
8784 | 0 | 0 | [6 empty] | 2019-05-30 | 7 | 86.2882 | 354126.7561 | kWh | GSD
8784 | 0 | 0 | [6 empty] | 2019-05-30 | 8 | 95.6802 | 392671.5437 | kWh | GSD
8784 | 0 | 0 | [6 empty] | 2019-05-30 | 9 | 105.852 | 434416.6797 | kWh | GSD
8784 | 0 | 0 | [6 empty] | 2019-05-30 | 10 | 114.7897 | 471096.9659 | kWh | GSD
8784 | 0 | 0 | [6 empty] | 2019-05-30 | 11 | 118.0529 | 484489.1746 | kWh | GSD
8784 | 0 | 0 | [6 empty] | 2019-05-30 | 12 | 120.7891 | 495718.328 | kWh | GSD
8784 | 0 | 0 | [6 empty] | 2019-05-30 | 13 | 122.4428 | 502505.4161 | kWh | GSD
8784 | 0 | 0 | [6 empty] | 2019-05-30 | 14 | 124.8125 | 512230.3149 | kWh | GSD
8784 | 0 | 0 | [6 empty] | 2019-05-30 | 15 | 125.3825 | 514569.7871 | kWh | GSD
8784 | 0 | 0 | [6 empty] | 2019-05-30 | 16 | 122.7864 | 503915.3372 | kWh | GSD
8784 | 0 | 0 | [6 empty] | 2019-05-30 | 17 | 117.1364 | 480727.8449 | kWh | GSD
8784 | 0 | 0 | [6 empty] | 2019-05-30 | 18 | 111.9822 | 459575.0434 | kWh | GSD
8784 | 0 | 0 | [6 empty] | 2019-05-30 | 19 | 102.5927 | 421040.4384 | kWh | GSD
8784 | 0 | 0 | [6 empty] | 2019-05-30 | 20 | 94.8651 | 389326.3502 | kWh | GSD
8784 | 0 | 0 | [6 empty] | 2019-05-30 | 21 | 91.9947 | 377546.4028 | kWh | GSD
8784 | 0 | 0 | [6 empty] | 2019-05-30 | 22 | 85.5728 | 351190.625 | kWh | GSD
8784 | 0 | 0 | [6 empty] | 2019-05-30 | 23 | 77.6855 | 318821.4123 | kWh | GSD
8784 | 0 | 0 | [6 empty] | 2019-05-30 | 24 | 70.8432 | 290740.3765 | kWh | GSD
8784 | 0 | 0 | [6 empty] | 2019-05-31 | 1 | 66.2704 | 271973.5861 | kWh | GSD
8784 | 0 | 0 | [6 empty] | 2019-05-31 | 2 | 64.8152 | 266001.5092 | kWh | GSD
8784 | 0 | 0 | [6 empty] | 2019-05-31 | 3 | 63.2327 | 259506.8921 | kWh | GSD
8784 | 0 | 0 | [6 empty] | 2019-05-31 | 4 | 63.8067 | 261862.8682 | kWh | GSD
8784 | 0 | 0 | [6 empty] | 2019-05-31 | 5 | 67.6329 | 277565.2496 | kWh | GSD
8784 | 0 | 0 | [6 empty] | 2019-05-31 | 6 | 76.1906 | 312686.3855 | kWh | GSD
8784 | 0 | 0 | [6 empty] | 2019-05-31 | 7 | 86.1732 | 353654.7852 | kWh | GSD
8784 | 0 | 0 | [6 empty] | 2019-05-31 | 8 | 94.8617 | 389312.2239 | kWh | GSD
8784 | 0 | 0 | [6 empty] | 2019-05-31 | 9 | 107.2878 | 440309.2213 | kWh | GSD
8784 | 0 | 0 | [6 empty] | 2019-05-31 | 10 | 115.1199 | 472451.9434 | kWh | GSD
8784 | 0 | 0 | [6 empty] | 2019-05-31 | 11 | 119.6652 | 491106.0363 | kWh | GSD
8784 | 0 | 0 | [6 empty] | 2019-05-31 | 12 | 122.5882 | 503101.86 | kWh | GSD
8784 | 0 | 0 | [6 empty] | 2019-05-31 | 13 | 121.8625 | 500123.8219 | kWh | GSD
8784 | 0 | 0 | [6 empty] | 2019-05-31 | 14 | 121.7366 | 499607.118 | kWh | GSD
8784 | 0 | 0 | [6 empty] | 2019-05-31 | 15 | 121.0777 | 496902.7207 | kWh | GSD
8784 | 0 | 0 | [6 empty] | 2019-05-31 | 16 | 116.7483 | 479135.1983 | kWh | GSD
8784 | 0 | 0 | [6 empty] | 2019-05-31 | 17 | 110.6552 | 454128.8338 | kWh | GSD
8784 | 0 | 0 | [6 empty] | 2019-05-31 | 18 | 103.2607 | 423781.9208 | kWh | GSD
8784 | 0 | 0 | [6 empty] | 2019-05-31 | 19 | 96.3739 | 395518.3248 | kWh | GSD
8784 | 0 | 0 | [6 empty] | 2019-05-31 | 20 | 91.5561 | 375746.2237 | kWh | GSD
8784 | 0 | 0 | [6 empty] | 2019-05-31 | 21 | 89.5627 | 367565.392 | kWh | GSD
8784 | 0 | 0 | [6 empty] | 2019-05-31 | 22 | 85.5716 | 351185.9037 | kWh | GSD
8784 | 0 | 0 | [6 empty] | 2019-05-31 | 23 | 77.8412 | 319460.1008 | kWh | GSD
8784 | 0 | 0 | [6 empty] | 2019-05-31 | 24 | 72.4079 | 297161.829 | kWh | GSD
8784 | 0 | 0 | [6 empty] | 2019-06-01 | 1 | 68.254 | 280114.4196 | kWh | GSD
8784 | 0 | 0 | [6 empty] | 2019-06-01 | 2 | 65.9397 | 270616.3383 | kWh | GSD
8784 | 0 | 0 | [6 empty] | 2019-06-01 | 3 | 64.0642 | 262919.5233 | kWh | GSD
8784 | 0 | 0 | [6 empty] | 2019-06-01 | 4 | 62.9125 | 258192.8403 | kWh | GSD
8784 | 0 | 0 | [6 empty] | 2019-06-01 | 5 | 63.562 | 260858.5569 | kWh | GSD
8784 | 0 | 0 | [6 empty] | 2019-06-01 | 6 | 66.753 | 273954.2916 | kWh | GSD
8784 | 0 | 0 | [6 empty] | 2019-06-01 | 7 | 72.1879 | 296259.2491 | kWh | GSD
8784 | 0 | 0 | [6 empty] | 2019-06-01 | 8 | 77.2321 | 316960.665 | kWh | GSD
8784 | 0 | 0 | [6 empty] | 2019-06-01 | 9 | 83.2325 | 341586.3474 | kWh | GSD
8784 | 0 | 0 | [6 empty] | 2019-06-01 | 10 | 88.0146 | 361211.7682 | kWh | GSD
8784 | 0 | 0 | [6 empty] | 2019-06-01 | 11 | 90.5816 | 371746.7605 | kWh | GSD
8784 | 0 | 0 | [6 empty] | 2019-06-01 | 12 | 93.1697 | 382368.4563 | kWh | GSD
8784 | 0 | 0 | [6 empty] | 2019-06-01 | 13 | 93.0485 | 381871.0367 | kWh | GSD
8784 | 0 | 0 | [6 empty] | 2019-06-01 | 14 | 91.5159 | 375581.1826 | kWh | GSD
8784 | 0 | 0 | [6 empty] | 2019-06-01 | 15 | 92.8323 | 380983.6893 | kWh | GSD
8784 | 0 | 0 | [6 empty] | 2019-06-01 | 16 | 93.2822 | 382829.9835 | kWh | GSD
8784 | 0 | 0 | [6 empty] | 2019-06-01 | 17 | 92.4421 | 379382.2378 | kWh | GSD
8784 | 0 | 0 | [6 empty] | 2019-06-01 | 18 | 91.8778 | 377066.5946 | kWh | GSD
8784 | 0 | 0 | [6 empty] | 2019-06-01 | 19 | 87.9941 | 361127.9769 | kWh | GSD
8784 | 0 | 0 | [6 empty] | 2019-06-01 | 20 | 85.6578 | 351539.7335 | kWh | GSD
8784 | 0 | 0 | [6 empty] | 2019-06-01 | 21 | 84.7103 | 347650.8703 | kWh | GSD
8784 | 0 | 0 | [6 empty] | 2019-06-01 | 22 | 81.9539 | 336338.8331 | kWh | GSD
8784 | 0 | 0 | [6 empty] | 2019-06-01 | 23 | 75.7082 | 310706.4537 | kWh | GSD
8784 | 0 | 0 | [6 empty] | 2019-06-01 | 24 | 70.3692 | 288795.3764 | kWh | GSD
8784 | 0 | 0 | [6 empty] | 2019-06-02 | 1 | 67.1427 | 275553.5255 | kWh | GSD
8784 | 0 | 0 | [6 empty] | 2019-06-02 | 2 | 66.0767 | 271178.7093 | kWh | GSD
8784 | 0 | 0 | [6 empty] | 2019-06-02 | 3 | 64.482 | 264633.999 | kWh | GSD
8784 | 0 | 0 | [6 empty] | 2019-06-02 | 4 | 63.5893 | 260970.4086 | kWh | GSD
8784 | 0 | 0 | [6 empty] | 2019-06-02 | 5 | 63.8843 | 262181.0625 | kWh | GSD
8784 | 0 | 0 | [6 empty] | 2019-06-02 | 6 | 65.6732 | 269522.7268 | kWh | GSD
8784 | 0 | 0 | [6 empty] | 2019-06-02 | 7 | 67.7282 | 277956.5885 | kWh | GSD
8784 | 0 | 0 | [6 empty] | 2019-06-02 | 8 | 70.5876 | 289691.5739 | kWh | GSD
8784 | 0 | 0 | [6 empty] | 2019-06-02 | 9 | 77.4513 | 317860.3152 | kWh | GSD
8784 | 0 | 0 | [6 empty] | 2019-06-02 | 10 | 82.6271 | 339101.5611 | kWh | GSD
8784 | 0 | 0 | [6 empty] | 2019-06-02 | 11 | 86.9911 | 357011.5116 | kWh | GSD
8784 | 0 | 0 | [6 empty] | 2019-06-02 | 12 | 88.9736 | 365147.5661 | kWh | GSD
8784 | 0 | 0 | [6 empty] | 2019-06-02 | 13 | 91.1147 | 373934.6724 | kWh | GSD
8784 | 0 | 0 | [6 empty] | 2019-06-02 | 14 | 92.548 | 379817.0532 | kWh | GSD
8784 | 0 | 0 | [6 empty] | 2019-06-02 | 15 | 93.6205 | 384218.6184 | kWh | GSD
8784 | 0 | 0 | [6 empty] | 2019-06-02 | 16 | 93.5488 | 383924.0715 | kWh | GSD
8784 | 0 | 0 | [6 empty] | 2019-06-02 | 17 | 92.8977 | 381252.0743 | kWh | GSD
8784 | 0 | 0 | [6 empty] | 2019-06-02 | 18 | 91.3421 | 374868.0213 | kWh | GSD
8784 | 0 | 0 | [6 empty] | 2019-06-02 | 19 | 85.9008 | 352536.796 | kWh | GSD
8784 | 0 | 0 | [6 empty] | 2019-06-02 | 20 | 81.3582 | 333893.9373 | kWh | GSD
8784 | 0 | 0 | [6 empty] | 2019-06-02 | 21 | 78.4032 | 321766.6173 | kWh | GSD
8784 | 0 | 0 | [6 empty] | 2019-06-02 | 22 | 76.1958 | 312707.6448 | kWh | GSD
8784 | 0 | 0 | [6 empty] | 2019-06-02 | 23 | 70.5039 | 289348.1147 | kWh | GSD
8784 | 0 | 0 | [6 empty] | 2019-06-02 | 24 | 67.3228 | 276292.8235 | kWh | GSD
8784 | 0 | 0 | [6 empty] | 2019-06-03 | 1 | 63.9424 | 262419.4822 | kWh | GSD
8784 | 0 | 0 | [6 empty] | 2019-06-03 | 2 | 63.8521 | 262049.1865 | kWh | GSD
8784 | 0 | 0 | [6 empty] | 2019-06-03 | 3 | 63.6674 | 261290.8234 | kWh | GSD
8784 | 0 | 0 | [6 empty] | 2019-06-03 | 4 | 64.0651 | 262923.2374 | kWh | GSD
8784 | 0 | 0 | [6 empty] | 2019-06-03 | 5 | 69.0612 | 283426.9959 | kWh | GSD
8784 | 0 | 0 | [6 empty] | 2019-06-03 | 6 | 79.1191 | 324704.7443 | kWh | GSD
8784 | 0 | 0 | [6 empty] | 2019-06-03 | 7 | 89.7519 | 368341.6329 | kWh | GSD
8784 | 0 | 0 | [6 empty] | 2019-06-03 | 8 | 98.2533 | 403231.6335 | kWh | GSD
8784 | 0 | 0 | [6 empty] | 2019-06-03 | 9 | 108.3033 | 444476.9295 | kWh | GSD
8784 | 0 | 0 | [6 empty] | 2019-06-03 | 10 | 115.1393 | 472531.6031 | kWh | GSD
8784 | 0 | 0 | [6 empty] | 2019-06-03 | 11 | 120.8365 | 495913.0984 | kWh | GSD
8784 | 0 | 0 | [6 empty] | 2019-06-03 | 12 | 124.1802 | 509635.5429 | kWh | GSD
8784 | 0 | 0 | [6 empty] | 2019-06-03 | 13 | 125.0218 | 513089.4476 | kWh | GSD
8784 | 0 | 0 | [6 empty] | 2019-06-03 | 14 | 127.6252 | 523773.8653 | kWh | GSD
8784 | 0 | 0 | [6 empty] | 2019-06-03 | 15 | 126.8921 | 520765.1092 | kWh | GSD
8784 | 0 | 0 | [6 empty] | 2019-06-03 | 16 | 122.1664 | 501371.0862 | kWh | GSD
8784 | 0 | 0 | [6 empty] | 2019-06-03 | 17 | 115.6864 | 474777.1323 | kWh | GSD
8784 | 0 | 0 | [6 empty] | 2019-06-03 | 18 | 108.9146 | 446985.4621 | kWh | GSD
8784 | 0 | 0 | [6 empty] | 2019-06-03 | 19 | 99.8999 | 409989.3054 | kWh | GSD
8784 | 0 | 0 | [6 empty] | 2019-06-03 | 20 | 92.9079 | 381293.9642 | kWh | GSD
8784 | 0 | 0 | [6 empty] | 2019-06-03 | 21 | 89.1847 | 366014.0895 | kWh | GSD
8784 | 0 | 0 | [6 empty] | 2019-06-03 | 22 | 84.3114 | 346014.0978 | kWh | GSD
8784 | 0 | 0 | [6 empty] | 2019-06-03 | 23 | 76.2931 | 313106.866 | kWh | GSD
8784 | 0 | 0 | [6 empty] | 2019-06-03 | 24 | 70.6731 | 290042.3064 | kWh | GSD
8784 | 0 | 0 | [6 empty] | 2019-06-04 | 1 | 66.5789 | 273239.7581 | kWh | GSD
8784 | 0 | 0 | [6 empty] | 2019-06-04 | 2 | 66.0144 | 270922.9752 | kWh | GSD
8784 | 0 | 0 | [6 empty] | 2019-06-04 | 3 | 64.8447 | 266122.7673 | kWh | GSD
8784 | 0 | 0 | [6 empty] | 2019-06-04 | 4 | 65.4146 | 268461.5554 | kWh | GSD
8784 | 0 | 0 | [6 empty] | 2019-06-04 | 5 | 69.4297 | 284939.6781 | kWh | GSD
8784 | 0 | 0 | [6 empty] | 2019-06-04 | 6 | 79.2367 | 325187.5173 | kWh | GSD
8784 | 0 | 0 | [6 empty] | 2019-06-04 | 7 | 92.4806 | 379540.3607 | kWh | GSD
8784 | 0 | 0 | [6 empty] | 2019-06-04 | 8 | 100.7417 | 413443.7991 | kWh | GSD
8784 | 0 | 0 | [6 empty] | 2019-06-04 | 9 | 112.2146 | 460528.8119 | kWh | GSD
8784 | 0 | 0 | [6 empty] | 2019-06-04 | 10 | 120.294 | 493686.5312 | kWh | GSD
8784 | 0 | 0 | [6 empty] | 2019-06-04 | 11 | 125.7728 | 516171.7483 | kWh | GSD
8784 | 0 | 0 | [6 empty] | 2019-06-04 | 12 | 128.6142 | 527832.8582 | kWh | GSD
8784 | 0 | 0 | [6 empty] | 2019-06-04 | 13 | 127.9725 | 525199.0063 | kWh | GSD
8784 | 0 | 0 | [6 empty] | 2019-06-04 | 14 | 128.8732 | 528895.6161 | kWh | GSD
8784 | 0 | 0 | [6 empty] | 2019-06-04 | 15 | 121.8343 | 500008.0437 | kWh | GSD
8784 | 0 | 0 | [6 empty] | 2019-06-04 | 16 | 109.6986 | 450203.1131 | kWh | GSD
8784 | 0 | 0 | [6 empty] | 2019-06-04 | 17 | 106.1987 | 435839.5582 | kWh | GSD
8784 | 0 | 0 | [6 empty] | 2019-06-04 | 18 | 103.916 | 426471.0785 | kWh | GSD
8784 | 0 | 0 | [6 empty] | 2019-06-04 | 19 | 95.9445 | 393756.2179 | kWh | GSD
8784 | 0 | 0 | [6 empty] | 2019-06-04 | 20 | 90.9316 | 373183.1921 | kWh | GSD
8784 | 0 | 0 | [6 empty] | 2019-06-04 | 21 | 89.5144 | 367367.2899 | kWh | GSD
8784 | 0 | 0 | [6 empty] | 2019-06-04 | 22 | 85.2258 | 349766.4908 | kWh | GSD
8784 | 0 | 0 | [6 empty] | 2019-06-04 | 23 | 77.8003 | 319292.3914 | kWh | GSD
8784 | 0 | 0 | [6 empty] | 2019-06-04 | 24 | 71.5835 | 293778.733 | kWh | GSD
8784 | 0 | 0 | [6 empty] | 2019-06-05 | 1 | 69.1799 | 283914.4524 | kWh | GSD
8784 | 0 | 0 | [6 empty] | 2019-06-05 | 2 | 67.6836 | 277773.4372 | kWh | GSD
8784 | 0 | 0 | [6 empty] | 2019-06-05 | 3 | 66.3766 | 272409.4967 | kWh | GSD
8784 | 0 | 0 | [6 empty] | 2019-06-05 | 4 | 66.1637 | 271535.8012 | kWh | GSD
8784 | 0 | 0 | [6 empty] | 2019-06-05 | 5 | 69.9458 | 287057.4025 | kWh | GSD
8784 | 0 | 0 | [6 empty] | 2019-06-05 | 6 | 79.59 | 326637.2532 | kWh | GSD
8784 | 0 | 0 | [6 empty] | 2019-06-05 | 7 | 91.421 | 375191.5898 | kWh | GSD
8784 | 0 | 0 | [6 empty] | 2019-06-05 | 8 | 98.3713 | 403715.6573 | kWh | GSD
8784 | 0 | 0 | [6 empty] | 2019-06-05 | 9 | 108.003 | 443244.3232 | kWh | GSD
8784 | 0 | 0 | [6 empty] | 2019-06-05 | 10 | 115.6566 | 474654.5695 | kWh | GSD
8784 | 0 | 0 | [6 empty] | 2019-06-05 | 11 | 119.9032 | 492082.9174 | kWh | GSD
8784 | 0 | 0 | [6 empty] | 2019-06-05 | 12 | 121.8302 | 499991.3336 | kWh | GSD
8784 | 0 | 0 | [6 empty] | 2019-06-05 | 13 | 123.1362 | 505350.9262 | kWh | GSD
8784 | 0 | 0 | [6 empty] | 2019-06-05 | 14 | 126.4376 | 518899.7525 | kWh | GSD
8784 | 0 | 0 | [6 empty] | 2019-06-05 | 15 | 125.34 | 514395.4281 | kWh | GSD
8784 | 0 | 0 | [6 empty] | 2019-06-05 | 16 | 121.5368 | 498787.2016 | kWh | GSD
8784 | 0 | 0 | [6 empty] | 2019-06-05 | 17 | 115.8986 | 475647.9858 | kWh | GSD
8784 | 0 | 0 | [6 empty] | 2019-06-05 | 18 | 108.0999 | 443642.0289 | kWh | GSD
8784 | 0 | 0 | [6 empty] | 2019-06-05 | 19 | 99.3293 | 407647.3002 | kWh | GSD
8784 | 0 | 0 | [6 empty] | 2019-06-05 | 20 | 92.6129 | 380083.1841 | kWh | GSD
8784 | 0 | 0 | [6 empty] | 2019-06-05 | 21 | 90.2727 | 370479.2185 | kWh | GSD
8784 | 0 | 0 | [6 empty] | 2019-06-05 | 22 | 84.9083 | 348463.6526 | kWh | GSD
8784 | 0 | 0 | [6 empty] | 2019-06-05 | 23 | 77.6842 | 318815.9721 | kWh | GSD
8784 | 0 | 0 | [6 empty] | 2019-06-05 | 24 | 72.3635 | 296979.9578 | kWh | GSD
8784 | 0 | 0 | [6 empty] | 2019-06-06 | 1 | 68.798 | 282346.7923 | kWh | GSD
8784 | 0 | 0 | [6 empty] | 2019-06-06 | 2 | 67.4231 | 276704.3636 | kWh | GSD
8784 | 0 | 0 | [6 empty] | 2019-06-06 | 3 | 66.4039 | 272521.7064 | kWh | GSD
8784 | 0 | 0 | [6 empty] | 2019-06-06 | 4 | 66.0121 | 270913.6544 | kWh | GSD
8784 | 0 | 0 | [6 empty] | 2019-06-06 | 5 | 69.4585 | 285057.5122 | kWh | GSD
8784 | 0 | 0 | [6 empty] | 2019-06-06 | 6 | 78.9239 | 323903.6409 | kWh | GSD
8784 | 0 | 0 | [6 empty] | 2019-06-06 | 7 | 89.7117 | 368176.922 | kWh | GSD
8784 | 0 | 0 | [6 empty] | 2019-06-06 | 8 | 97.6745 | 400856.0568 | kWh | GSD
8784 | 0 | 0 | [6 empty] | 2019-06-06 | 9 | 106.5699 | 437362.7578 | kWh | GSD
8784 | 0 | 0 | [6 empty] | 2019-06-06 | 10 | 112.661 | 462360.5506 | kWh | GSD
8784 | 0 | 0 | [6 empty] | 2019-06-06 | 11 | 118.0738 | 484574.8859 | kWh | GSD
8784 | 0 | 0 | [6 empty] | 2019-06-06 | 12 | 121.5034 | 498649.8173 | kWh | GSD
8784 | 0 | 0 | [6 empty] | 2019-06-06 | 13 | 123.7276 | 507778.0418 | kWh | GSD
8784 | 0 | 0 | [6 empty] | 2019-06-06 | 14 | 125.6322 | 515594.5907 | kWh | GSD
8784 | 0 | 0 | [6 empty] | 2019-06-06 | 15 | 123.6164 | 507321.7623 | kWh | GSD
8784 | 0 | 0 | [6 empty] | 2019-06-06 | 16 | 118.6747 | 487041.1059 | kWh | GSD
8784 | 0 | 0 | [6 empty] | 2019-06-06 | 17 | 112.0105 | 459691.0792 | kWh | GSD
8784 | 0 | 0 | [6 empty] | 2019-06-06 | 18 | 105.5629 | 433230.3055 | kWh | GSD
8784 | 0 | 0 | [6 empty] | 2019-06-06 | 19 | 96.2253 | 394908.5826 | kWh | GSD
8784 | 0 | 0 | [6 empty] | 2019-06-06 | 20 | 91.1563 | 374105.277 | kWh | GSD
8784 | 0 | 0 | [6 empty] | 2019-06-06 | 21 | 89.2435 | 366255.2418 | kWh | GSD
8784 | 0 | 0 | [6 empty] | 2019-06-06 | 22 | 84.7131 | 347662.4479 | kWh | GSD
8784 | 0 | 0 | [6 empty] | 2019-06-06 | 23 | 76.636 | 314514.1109 | kWh | GSD
8784 | 0 | 0 | [6 empty] | 2019-06-06 | 24 | 71.4965 | 293421.5626 | kWh | GSD
8784 | 0 | 0 | [6 empty] | 2019-06-07 | 1 | 68.1931 | 279864.3138 | kWh | GSD
8784 | 0 | 0 | [6 empty] | 2019-06-07 | 2 | 66.903 | 274569.7874 | kWh | GSD
8784 | 0 | 0 | [6 empty] | 2019-06-07 | 3 | 65.6421 | 269395.0703 | kWh | GSD
8784 | 0 | 0 | [6 empty] | 2019-06-07 | 4 | 66.2077 | 271716.3372 | kWh | GSD
8784 | 0 | 0 | [6 empty] | 2019-06-07 | 5 | 69.4896 | 285185.4345 | kWh | GSD
8784 | 0 | 0 | [6 empty] | 2019-06-07 | 6 | 78.8978 | 323796.7559 | kWh | GSD
8784 | 0 | 0 | [6 empty] | 2019-06-07 | 7 | 90.9728 | 373352.3625 | kWh | GSD
8784 | 0 | 0 | [6 empty] | 2019-06-07 | 8 | 98.0319 | 402323.0503 | kWh | GSD
8784 | 0 | 0 | [6 empty] | 2019-06-07 | 9 | 104.8552 | 430325.7412 | kWh | GSD
8784 | 0 | 0 | [6 empty] | 2019-06-07 | 10 | 110.5622 | 453747.1472 | kWh | GSD
8784 | 0 | 0 | [6 empty] | 2019-06-07 | 11 | 114.3164 | 469154.3959 | kWh | GSD
8784 | 0 | 0 | [6 empty] | 2019-06-07 | 12 | 117.5786 | 482542.6107 | kWh | GSD
8784 | 0 | 0 | [6 empty] | 2019-06-07 | 13 | 119.7908 | 491621.2946 | kWh | GSD
8784 | 0 | 0 | [6 empty] | 2019-06-07 | 14 | 120.3752 | 494019.8159 | kWh | GSD
8784 | 0 | 0 | [6 empty] | 2019-06-07 | 15 | 116.7068 | 478964.527 | kWh | GSD
8784 | 0 | 0 | [6 empty] | 2019-06-07 | 16 | 106.1913 | 435809.0859 | kWh | GSD
8784 | 0 | 0 | [6 empty] | 2019-06-07 | 17 | 101.9256 | 418302.829 | kWh | GSD
8784 | 0 | 0 | [6 empty] | 2019-06-07 | 18 | 97.5028 | 400151.508 | kWh | GSD
8784 | 0 | 0 | [6 empty] | 2019-06-07 | 19 | 90.1885 | 370133.7703 | kWh | GSD
8784 | 0 | 0 | [6 empty] | 2019-06-07 | 20 | 85.2228 | 349754.3331 | kWh | GSD
8784 | 0 | 0 | [6 empty] | 2019-06-07 | 21 | 84.4245 | 346478.0401 | kWh | GSD
8784 | 0 | 0 | [6 empty] | 2019-06-07 | 22 | 80.4503 | 330168.1402 | kWh | GSD
8784 | 0 | 0 | [6 empty] | 2019-06-07 | 23 | 74.4963 | 305732.8768 | kWh | GSD
8784 | 0 | 0 | [6 empty] | 2019-06-07 | 24 | 68.6344 | 281675.6308 | kWh | GSD
8784 | 0 | 0 | [6 empty] | 2019-06-08 | 1 | 65.4869 | 268758.1756 | kWh | GSD
8784 | 0 | 0 | [6 empty] | 2019-06-08 | 2 | 63.7375 | 261578.7754 | kWh | GSD
8784 | 0 | 0 | [6 empty] | 2019-06-08 | 3 | 61.6835 | 253149.2693 | kWh | GSD
8784 | 0 | 0 | [6 empty] | 2019-06-08 | 4 | 62.3071 | 255708.4162 | kWh | GSD
8784 | 0 | 0 | [6 empty] | 2019-06-08 | 5 | 63.1299 | 259085.295 | kWh | GSD
8784 | 0 | 0 | [6 empty] | 2019-06-08 | 6 | 65.5298 | 268934.1401 | kWh | GSD
8784 | 0 | 0 | [6 empty] | 2019-06-08 | 7 | 71.0112 | 291429.9169 | kWh | GSD
8784 | 0 | 0 | [6 empty] | 2019-06-08 | 8 | 73.9522 | 303499.6251 | kWh | GSD
8784 | 0 | 0 | [6 empty] | 2019-06-08 | 9 | 80.0276 | 328433.1951 | kWh | GSD
8784 | 0 | 0 | [6 empty] | 2019-06-08 | 10 | 83.3046 | 341882.1338 | kWh | GSD
8784 | 0 | 0 | [6 empty] | 2019-06-08 | 11 | 85.6515 | 351513.8998 | kWh | GSD
8784 | 0 | 0 | [6 empty] | 2019-06-08 | 12 | 86.4994 | 354993.6218 | kWh | GSD
8784 | 0 | 0 | [6 empty] | 2019-06-08 | 13 | 86.2073 | 353794.7033 | kWh | GSD
8784 | 0 | 0 | [6 empty] | 2019-06-08 | 14 | 83.6446 | 343277.3577 | kWh | GSD
8784 | 0 | 0 | [6 empty] | 2019-06-08 | 15 | 85.1778 | 349569.6916 | kWh | GSD
8784 | 0 | 0 | [6 empty] | 2019-06-08 | 16 | 86.8122 | 356277.1774 | kWh | GSD
8784 | 0 | 0 | [6 empty] | 2019-06-08 | 17 | 86.1902 | 353724.557 | kWh | GSD
8784 | 0 | 0 | [6 empty] | 2019-06-08 | 18 | 83.1642 | 341305.8925 | kWh | GSD
8784 | 0 | 0 | [6 empty] | 2019-06-08 | 19 | 82.0017 | 336535.1308 | kWh | GSD
8784 | 0 | 0 | [6 empty] | 2019-06-08 | 20 | 78.6516 | 322786.1062 | kWh | GSD
8784 | 0 | 0 | [6 empty] | 2019-06-08 | 21 | 75.5331 | 309987.6597 | kWh | GSD
8784 | 0 | 0 | [6 empty] | 2019-06-08 | 22 | 72.638 | 298106.3523 | kWh | GSD
8784 | 0 | 0 | [6 empty] | 2019-06-08 | 23 | 67.6348 | 277573.0221 | kWh | GSD
8784 | 0 | 0 | [6 empty] | 2019-06-08 | 24 | 63.7449 | 261608.9485 | kWh | GSD
8784 | 0 | 0 | [6 empty] | 2019-06-09 | 1 | 60.9507 | 250141.8543 | kWh | GSD
8784 | 0 | 0 | [6 empty] | 2019-06-09 | 2 | 59.5455 | 244374.8909 | kWh | GSD
8784 | 0 | 0 | [6 empty] | 2019-06-09 | 3 | 58.6815 | 240828.831 | kWh | GSD
8784 | 0 | 0 | [6 empty] | 2019-06-09 | 4 | 58.8158 | 241380.0502 | kWh | GSD
8784 | 0 | 0 | [6 empty] | 2019-06-09 | 5 | 59.3799 | 243694.933 | kWh | GSD
8784 | 0 | 0 | [6 empty] | 2019-06-09 | 6 | 60.925 | 250036.307 | kWh | GSD
8784 | 0 | 0 | [6 empty] | 2019-06-09 | 7 | 62.7372 | 257473.3395 | kWh | GSD
8784 | 0 | 0 | [6 empty] | 2019-06-09 | 8 | 66.1355 | 271420.1454 | kWh | GSD
8784 | 0 | 0 | [6 empty] | 2019-06-09 | 9 | 72.2528 | 296525.3334 | kWh | GSD
8784 | 0 | 0 | [6 empty] | 2019-06-09 | 10 | 78.0828 | 320451.7142 | kWh | GSD
8784 | 0 | 0 | [6 empty] | 2019-06-09 | 11 | 82.9637 | 340483.1846 | kWh | GSD
8784 | 0 | 0 | [6 empty] | 2019-06-09 | 12 | 85.2784 | 349982.7097 | kWh | GSD
8784 | 0 | 0 | [6 empty] | 2019-06-09 | 13 | 83.1332 | 341178.8373 | kWh | GSD
8784 | 0 | 0 | [6 empty] | 2019-06-09 | 14 | 77.9099 | 319742.4152 | kWh | GSD
8784 | 0 | 0 | [6 empty] | 2019-06-09 | 15 | 78.1134 | 320577.2578 | kWh | GSD
8784 | 0 | 0 | [6 empty] | 2019-06-09 | 16 | 79.2725 | 325334.4866 | kWh | GSD
8784 | 0 | 0 | [6 empty] | 2019-06-09 | 17 | 80.3213 | 329638.791 | kWh | GSD
8784 | 0 | 0 | [6 empty] | 2019-06-09 | 18 | 77.0566 | 316240.3577 | kWh | GSD
8784 | 0 | 0 | [6 empty] | 2019-06-09 | 19 | 71.7062 | 294282.3614 | kWh | GSD
8784 | 0 | 0 | [6 empty] | 2019-06-09 | 20 | 69.7927 | 286429.3158 | kWh | GSD
8784 | 0 | 0 | [6 empty] | 2019-06-09 | 21 | 69.2565 | 284228.8503 | kWh | GSD
8784 | 0 | 0 | [6 empty] | 2019-06-09 | 22 | 67.2645 | 276053.3116 | kWh | GSD
8784 | 0 | 0 | [6 empty] | 2019-06-09 | 23 | 63.3133 | 259837.8627 | kWh | GSD
8784 | 0 | 0 | [6 empty] | 2019-06-09 | 24 | 60.4207 | 247966.3665 | kWh | GSD
8784 | 0 | 0 | [6 empty] | 2019-06-10 | 1 | 58.0601 | 238278.7178 | kWh | GSD
8784 | 0 | 0 | [6 empty] | 2019-06-10 | 2 | 57.305 | 235179.8549 | kWh | GSD
8784 | 0 | 0 | [6 empty] | 2019-06-10 | 3 | 57.1363 | 234487.2489 | kWh | GSD
8784 | 0 | 0 | [6 empty] | 2019-06-10 | 4 | 57.7422 | 236973.7864 | kWh | GSD
8784 | 0 | 0 | [6 empty] | 2019-06-10 | 5 | 60.6971 | 249100.8156 | kWh | GSD
8784 | 0 | 0 | [6 empty] | 2019-06-10 | 6 | 69.9859 | 287222.0031 | kWh | GSD
8784 | 0 | 0 | [6 empty] | 2019-06-10 | 7 | 80.9513 | 332224.2981 | kWh | GSD
8784 | 0 | 0 | [6 empty] | 2019-06-10 | 8 | 89.5452 | 367493.5819 | kWh | GSD
8784 | 0 | 0 | [6 empty] | 2019-06-10 | 9 | 99.9321 | 410121.3435 | kWh | GSD
8784 | 0 | 0 | [6 empty] | 2019-06-10 | 10 | 107.8321 | 442543.0059 | kWh | GSD
8784 | 0 | 0 | [6 empty] | 2019-06-10 | 11 | 112.4119 | 461338.5461 | kWh | GSD
8784 | 0 | 0 | [6 empty] | 2019-06-10 | 12 | 116.6983 | 478929.911 | kWh | GSD
8784 | 0 | 0 | [6 empty] | 2019-06-10 | 13 | 118.8065 | 487581.9383 | kWh | GSD
8784 | 0 | 0 | [6 empty] | 2019-06-10 | 14 | 120.1772 | 493207.2614 | kWh | GSD
8784 | 0 | 0 | [6 empty] | 2019-06-10 | 15 | 116.606 | 478550.8288 | kWh | GSD
8784 | 0 | 0 | [6 empty] | 2019-06-10 | 16 | 106.1916 | 435810.5169 | kWh | GSD
8784 | 0 | 0 | [6 empty] | 2019-06-10 | 17 | 104.586 | 429220.7525 | kWh | GSD
8784 | 0 | 0 | [6 empty] | 2019-06-10 | 18 | 100.0358 | 410546.9322 | kWh | GSD
8784 | 0 | 0 | [6 empty] | 2019-06-10 | 19 | 90.7331 | 372368.7122 | kWh | GSD
8784 | 0 | 0 | [6 empty] | 2019-06-10 | 20 | 86.4656 | 354854.6647 | kWh | GSD
8784 | 0 | 0 | [6 empty] | 2019-06-10 | 21 | 84.9868 | 348785.6546 | kWh | GSD
8784 | 0 | 0 | [6 empty] | 2019-06-10 | 22 | 81.0064 | 332450.3036 | kWh | GSD
8784 | 0 | 0 | [6 empty] | 2019-06-10 | 23 | 73.4685 | 301514.755 | kWh | GSD
8784 | 0 | 0 | [6 empty] | 2019-06-10 | 24 | 68.4476 | 280908.9149 | kWh | GSD
8784 | 0 | 0 | [6 empty] | 2019-06-11 | 1 | 64.9042 | 266366.7798 | kWh | GSD
8784 | 0 | 0 | [6 empty] | 2019-06-11 | 2 | 64.0044 | 262673.9846 | kWh | GSD
8784 | 0 | 0 | [6 empty] | 2019-06-11 | 3 | 62.831 | 257858.2449 | kWh | GSD
8784 | 0 | 0 | [6 empty] | 2019-06-11 | 4 | 62.748 | 257517.9133 | kWh | GSD
8784 | 0 | 0 | [6 empty] | 2019-06-11 | 5 | 65.7077 | 269664.4747 | kWh | GSD
8784 | 0 | 0 | [6 empty] | 2019-06-11 | 6 | 74.5766 | 306062.4114 | kWh | GSD
8784 | 0 | 0 | [6 empty] | 2019-06-11 | 7 | 86.4936 | 354969.7292 | kWh | GSD
8784 | 0 | 0 | [6 empty] | 2019-06-11 | 8 | 94.833 | 389194.8349 | kWh | GSD
8784 | 0 | 0 | [6 empty] | 2019-06-11 | 9 | 104.1198 | 427307.7701 | kWh | GSD
8784 | 0 | 0 | [6 empty] | 2019-06-11 | 10 | 111.8195 | 458907.1647 | kWh | GSD
8784 | 0 | 0 | [6 empty] | 2019-06-11 | 11 | 116.0859 | 476416.7227 | kWh | GSD
8784 | 0 | 0 | [6 empty] | 2019-06-11 | 12 | 119.1886 | 489149.9621 | kWh | GSD
8784 | 0 | 0 | [6 empty] | 2019-06-11 | 13 | 119.9067 | 492097.0684 | kWh | GSD
8784 | 0 | 0 | [6 empty] | 2019-06-11 | 14 | 121.4813 | 498559.199 | kWh | GSD
8784 | 0 | 0 | [6 empty] | 2019-06-11 | 15 | 119.4913 | 490392.2838 | kWh | GSD
8784 | 0 | 0 | [6 empty] | 2019-06-11 | 16 | 115.6557 | 474650.8163 | kWh | GSD
8784 | 0 | 0 | [6 empty] | 2019-06-11 | 17 | 105.9655 | 434882.4703 | kWh | GSD
8784 | 0 | 0 | [6 empty] | 2019-06-11 | 18 | 98.4781 | 404154.2854 | kWh | GSD
8784 | 0 | 0 | [6 empty] | 2019-06-11 | 19 | 89.7188 | 368205.8059 | kWh | GSD
8784 | 0 | 0 | [6 empty] | 2019-06-11 | 20 | 86.7272 | 355928.3846 | kWh | GSD
8784 | 0 | 0 | [6 empty] | 2019-06-11 | 21 | 85.0357 | 348986.4129 | kWh | GSD
8784 | 0 | 0 | [6 empty] | 2019-06-11 | 22 | 80.0584 | 328559.5887 | kWh | GSD
8784 | 0 | 0 | [6 empty] | 2019-06-11 | 23 | 72.5821 | 297876.9748 | kWh | GSD
8784 | 0 | 0 | [6 empty] | 2019-06-11 | 24 | 67.1593 | 275621.6201 | kWh | GSD
8784 | 0 | 0 | [6 empty] | 2019-06-12 | 1 | 64.4187 | 264374.3849 | kWh | GSD
8784 | 0 | 0 | [6 empty] | 2019-06-12 | 2 | 63.577 | 260919.8771 | kWh | GSD
8784 | 0 | 0 | [6 empty] | 2019-06-12 | 3 | 62.6501 | 257116.1257 | kWh | GSD
8784 | 0 | 0 | [6 empty] | 2019-06-12 | 4 | 62.187 | 255215.3744 | kWh | GSD
8784 | 0 | 0 | [6 empty] | 2019-06-12 | 5 | 64.8811 | 266272.0228 | kWh | GSD
8784 | 0 | 0 | [6 empty] | 2019-06-12 | 6 | 73.4084 | 301268.251 | kWh | GSD
8784 | 0 | 0 | [6 empty] | 2019-06-12 | 7 | 84.749 | 347809.821 | kWh | GSD
8784 | 0 | 0 | [6 empty] | 2019-06-12 | 8 | 92.9849 | 381610.0654 | kWh | GSD
8784 | 0 | 0 | [6 empty] | 2019-06-12 | 9 | 101.7703 | 417665.4886 | kWh | GSD
8784 | 0 | 0 | [6 empty] | 2019-06-12 | 10 | 111.0561 | 455774.09 | kWh | GSD
8784 | 0 | 0 | [6 empty] | 2019-06-12 | 11 | 115.7843 | 475178.6247 | kWh | GSD
8784 | 0 | 0 | [6 empty] | 2019-06-12 | 12 | 109.9115 | 451076.9502 | kWh | GSD
8784 | 0 | 0 | [6 empty] | 2019-06-12 | 13 | 104.9446 | 430692.4976 | kWh | GSD
8784 | 0 | 0 | [6 empty] | 2019-06-12 | 14 | 106.7934 | 438279.9931 | kWh | GSD
8784 | 0 | 0 | [6 empty] | 2019-06-12 | 15 | 108.4738 | 445176.4205 | kWh | GSD
8784 | 0 | 0 | [6 empty] | 2019-06-12 | 16 | 107.8665 | 442684.0528 | kWh | GSD
8784 | 0 | 0 | [6 empty] | 2019-06-12 | 17 | 104.4255 | 428562.1628 | kWh | GSD
8784 | 0 | 0 | [6 empty] | 2019-06-12 | 18 | 95.222 | 390791.0203 | kWh | GSD
8784 | 0 | 0 | [6 empty] | 2019-06-12 | 19 | 86.2152 | 353827.0219 | kWh | GSD
8784 | 0 | 0 | [6 empty] | 2019-06-12 | 20 | 81.9344 | 336258.5799 | kWh | GSD
8784 | 0 | 0 | [6 empty] | 2019-06-12 | 21 | 79.4722 | 326154.035 | kWh | GSD
8784 | 0 | 0 | [6 empty] | 2019-06-12 | 22 | 74.8112 | 307025.1546 | kWh | GSD
8784 | 0 | 0 | [6 empty] | 2019-06-12 | 23 | 68.0444 | 279254.158 | kWh | GSD
8784 | 0 | 0 | [6 empty] | 2019-06-12 | 24 | 63.1908 | 259335.0261 | kWh | GSD
8784 | 0 | 0 | [6 empty] | 2019-06-13 | 1 | 59.5353 | 244332.7494 | kWh | GSD
8784 | 0 | 0 | [6 empty] | 2019-06-13 | 2 | 59.1676 | 242823.7413 | kWh | GSD
8784 | 0 | 0 | [6 empty] | 2019-06-13 | 3 | 58.7701 | 241192.6694 | kWh | GSD
8784 | 0 | 0 | [6 empty] | 2019-06-13 | 4 | 59.4328 | 243912.098 | kWh | GSD
8784 | 0 | 0 | [6 empty] | 2019-06-13 | 5 | 62.2217 | 255357.9706 | kWh | GSD
8784 | 0 | 0 | [6 empty] | 2019-06-13 | 6 | 71.2309 | 292331.5497 | kWh | GSD
8784 | 0 | 0 | [6 empty] | 2019-06-13 | 7 | 83.0673 | 340908.0445 | kWh | GSD
8784 | 0 | 0 | [6 empty] | 2019-06-13 | 8 | 89.8238 | 368636.9887 | kWh | GSD
8784 | 0 | 0 | [6 empty] | 2019-06-13 | 9 | 95.8933 | 393546.0213 | kWh | GSD
8784 | 0 | 0 | [6 empty] | 2019-06-13 | 10 | 100.4081 | 412074.692 | kWh | GSD
8784 | 0 | 0 | [6 empty] | 2019-06-13 | 11 | 102.2118 | 419477.3751 | kWh | GSD
8784 | 0 | 0 | [6 empty] | 2019-06-13 | 12 | 107.2345 | 440090.364 | kWh | GSD
8784 | 0 | 0 | [6 empty] | 2019-06-13 | 13 | 110.8009 | 454727.0042 | kWh | GSD
8784 | 0 | 0 | [6 empty] | 2019-06-13 | 14 | 112.6043 | 462128.2111 | kWh | GSD
8784 | 0 | 0 | [6 empty] | 2019-06-13 | 15 | 111.9157 | 459301.981 | kWh | GSD
8784 | 0 | 0 | [6 empty] | 2019-06-13 | 16 | 109.746 | 450397.6357 | kWh | GSD
8784 | 0 | 0 | [6 empty] | 2019-06-13 | 17 | 105.3733 | 432451.8548 | kWh | GSD
8784 | 0 | 0 | [6 empty] | 2019-06-13 | 18 | 97.8092 | 401409.1181 | kWh | GSD
8784 | 0 | 0 | [6 empty] | 2019-06-13 | 19 | 88.2205 | 362057.0927 | kWh | GSD
8784 | 0 | 0 | [6 empty] | 2019-06-13 | 20 | 82.1005 | 336940.4048 | kWh | GSD
8784 | 0 | 0 | [6 empty] | 2019-06-13 | 21 | 81.3475 | 333850.2588 | kWh | GSD
8784 | 0 | 0 | [6 empty] | 2019-06-13 | 22 | 77.1728 | 316717.3184 | kWh | GSD
8784 | 0 | 0 | [6 empty] | 2019-06-13 | 23 | 70.6543 | 289965.0463 | kWh | GSD
8784 | 0 | 0 | [6 empty] | 2019-06-13 | 24 | 65.8192 | 270122.1755 | kWh | GSD
8784 | 0 | 0 | [6 empty] | 2019-06-14 | 1 | 63.0993 | 258959.3861 | kWh | GSD
8784 | 0 | 0 | [6 empty] | 2019-06-14 | 2 | 60.9159 | 249998.9166 | kWh | GSD
8784 | 0 | 0 | [6 empty] | 2019-06-14 | 3 | 59.3677 | 243645.1362 | kWh | GSD
8784 | 0 | 0 | [6 empty] | 2019-06-14 | 4 | 58.8817 | 241650.6827 | kWh | GSD
8784 | 0 | 0 | [6 empty] | 2019-06-14 | 5 | 61.4821 | 252322.53 | kWh | GSD
8784 | 0 | 0 | [6 empty] | 2019-06-14 | 6 | 70.0097 | 287319.8009 | kWh | GSD
8784 | 0 | 0 | [6 empty] | 2019-06-14 | 7 | 80.4355 | 330107.1915 | kWh | GSD
8784 | 0 | 0 | [6 empty] | 2019-06-14 | 8 | 88.1741 | 361866.5211 | kWh | GSD
8784 | 0 | 0 | [6 empty] | 2019-06-14 | 9 | 94.3272 | 387118.8821 | kWh | GSD
8784 | 0 | 0 | [6 empty] | 2019-06-14 | 10 | 102.0812 | 418941.3864 | kWh | GSD
8784 | 0 | 0 | [6 empty] | 2019-06-14 | 11 | 104.8679 | 430377.8332 | kWh | GSD
8784 | 0 | 0 | [6 empty] | 2019-06-14 | 12 | 105.9823 | 434951.2267 | kWh | GSD
8784 | 0 | 0 | [6 empty] | 2019-06-14 | 13 | 106.5831 | 437417.0196 | kWh | GSD
8784 | 0 | 0 | [6 empty] | 2019-06-14 | 14 | 107.9433 | 442999.21 | kWh | GSD
8784 | 0 | 0 | [6 empty] | 2019-06-14 | 15 | 106.6861 | 437839.6811 | kWh | GSD
8784 | 0 | 0 | [6 empty] | 2019-06-14 | 16 | 103.3724 | 424240.2837 | kWh | GSD
8784 | 0 | 0 | [6 empty] | 2019-06-14 | 17 | 98.7956 | 405457.1689 | kWh | GSD
8784 | 0 | 0 | [6 empty] | 2019-06-14 | 18 | 93.8939 | 385340.5014 | kWh | GSD
8784 | 0 | 0 | [6 empty] | 2019-06-14 | 19 | 86.0065 | 352970.4716 | kWh | GSD
8784 | 0 | 0 | [6 empty] | 2019-06-14 | 20 | 82.2456 | 337536.094 | kWh | GSD
8784 | 0 | 0 | [6 empty] | 2019-06-14 | 21 | 80.5171 | 330442.044 | kWh | GSD
8784 | 0 | 0 | [6 empty] | 2019-06-14 | 22 | 77.2503 | 317035.3641 | kWh | GSD
8784 | 0 | 0 | [6 empty] | 2019-06-14 | 23 | 70.0001 | 287280.4246 | kWh | GSD
8784 | 0 | 0 | [6 empty] | 2019-06-14 | 24 | 65.1669 | 267444.9014 | kWh | GSD
8784 | 0 | 0 | [6 empty] | 2019-06-15 | 1 | 61.3161 | 251641.2496 | kWh | GSD
8784 | 0 | 0 | [6 empty] | 2019-06-15 | 2 | 58.558 | 240321.8401 | kWh | GSD
8784 | 0 | 0 | [6 empty] | 2019-06-15 | 3 | 57.2793 | 235074.3066 | kWh | GSD
8784 | 0 | 0 | [6 empty] | 2019-06-15 | 4 | 56.7338 | 232835.491 | kWh | GSD
8784 | 0 | 0 | [6 empty] | 2019-06-15 | 5 | 57.4576 | 235805.7919 | kWh | GSD
8784 | 0 | 0 | [6 empty] | 2019-06-15 | 6 | 59.5538 | 244408.7328 | kWh | GSD
8784 | 0 | 0 | [6 empty] | 2019-06-15 | 7 | 64.0727 | 262954.3236 | kWh | GSD
8784 | 0 | 0 | [6 empty] | 2019-06-15 | 8 | 68.7351 | 282088.938 | kWh | GSD
8784 | 0 | 0 | [6 empty] | 2019-06-15 | 9 | 75.9232 | 311588.9204 | kWh | GSD
8784 | 0 | 0 | [6 empty] | 2019-06-15 | 10 | 81.6346 | 335028.308 | kWh | GSD
8784 | 0 | 0 | [6 empty] | 2019-06-15 | 11 | 82.9707 | 340511.6506 | kWh | GSD
8784 | 0 | 0 | [6 empty] | 2019-06-15 | 12 | 84.8672 | 348294.9847 | kWh | GSD
8784 | 0 | 0 | [6 empty] | 2019-06-15 | 13 | 85.6884 | 351665.0342 | kWh | GSD
8784 | 0 | 0 | [6 empty] | 2019-06-15 | 14 | 85.3518 | 350283.9343 | kWh | GSD
8784 | 0 | 0 | [6 empty] | 2019-06-15 | 15 | 84.2375 | 345710.7392 | kWh | GSD
8784 | 0 | 0 | [6 empty] | 2019-06-15 | 16 | 84.7655 | 347877.4439 | kWh | GSD
8784 | 0 | 0 | [6 empty] | 2019-06-15 | 17 | 84.8369 | 348170.4668 | kWh | GSD
8784 | 0 | 0 | [6 empty] | 2019-06-15 | 18 | 83.5465 | 342874.7943 | kWh | GSD
8784 | 0 | 0 | [6 empty] | 2019-06-15 | 19 | 81.1667 | 333108.0261 | kWh | GSD
8784 | 0 | 0 | [6 empty] | 2019-06-15 | 20 | 78.8721 | 323691.1581 | kWh | GSD
8784 | 0 | 0 | [6 empty] | 2019-06-15 | 21 | 77.0186 | 316084.2938 | kWh | GSD
8784 | 0 | 0 | [6 empty] | 2019-06-15 | 22 | 74.9346 | 307531.5322 | kWh | GSD
8784 | 0 | 0 | [6 empty] | 2019-06-15 | 23 | 69.8379 | 286614.6027 | kWh | GSD
8784 | 0 | 0 | [6 empty] | 2019-06-15 | 24 | 64.1729 | 263365.4087 | kWh | GSD
8784 | 0 | 0 | [6 empty] | 2019-06-16 | 1 | 61.7596 | 253461.4539 | kWh | GSD
8784 | 0 | 0 | [6 empty] | 2019-06-16 | 2 | 60.2494 | 247263.3492 | kWh | GSD
8784 | 0 | 0 | [6 empty] | 2019-06-16 | 3 | 59.1494 | 242749.0387 | kWh | GSD
8784 | 0 | 0 | [6 empty] | 2019-06-16 | 4 | 58.415 | 239735.1247 | kWh | GSD
8784 | 0 | 0 | [6 empty] | 2019-06-16 | 5 | 58.7314 | 241033.6316 | kWh | GSD
8784 | 0 | 0 | [6 empty] | 2019-06-16 | 6 | 60.2081 | 247094.1381 | kWh | GSD
8784 | 0 | 0 | [6 empty] | 2019-06-16 | 7 | 62.2529 | 255486.0088 | kWh | GSD
8784 | 0 | 0 | [6 empty] | 2019-06-16 | 8 | 67.0318 | 275098.616 | kWh | GSD
8784 | 0 | 0 | [6 empty] | 2019-06-16 | 9 | 75.311 | 309076.3496 | kWh | GSD
8784 | 0 | 0 | [6 empty] | 2019-06-16 | 10 | 80.6319 | 330913.4251 | kWh | GSD
8784 | 0 | 0 | [6 empty] | 2019-06-16 | 11 | 83.8442 | 344096.5059 | kWh | GSD
8784 | 0 | 0 | [6 empty] | 2019-06-16 | 12 | 85.0455 | 349026.6771 | kWh | GSD
8784 | 0 | 0 | [6 empty] | 2019-06-16 | 13 | 82.3396 | 337921.6947 | kWh | GSD
8784 | 0 | 0 | [6 empty] | 2019-06-16 | 14 | 80.0149 | 328381.0172 | kWh | GSD
8784 | 0 | 0 | [6 empty] | 2019-06-16 | 15 | 79.4737 | 326160.0728 | kWh | GSD
8784 | 0 | 0 | [6 empty] | 2019-06-16 | 16 | 79.8301 | 327622.5995 | kWh | GSD
8784 | 0 | 0 | [6 empty] | 2019-06-16 | 17 | 81.9804 | 336447.5551 | kWh | GSD
8784 | 0 | 0 | [6 empty] | 2019-06-16 | 18 | 82.1601 | 337185.0987 | kWh | GSD
8784 | 0 | 0 | [6 empty] | 2019-06-16 | 19 | 79.5227 | 326360.9797 | kWh | GSD
8784 | 0 | 0 | [6 empty] | 2019-06-16 | 20 | 75.1867 | 308566.4197 | kWh | GSD
8784 | 0 | 0 | [6 empty] | 2019-06-16 | 21 | 73.4707 | 301523.9078 | kWh | GSD
8784 | 0 | 0 | [6 empty] | 2019-06-16 | 22 | 71.9446 | 295260.7944 | kWh | GSD
8784 | 0 | 0 | [6 empty] | 2019-06-16 | 23 | 67.4552 | 276836.1627 | kWh | GSD
8784 | 0 | 0 | [6 empty] | 2019-06-16 | 24 | 64.1524 | 263281.2798 | kWh | GSD
8784 | 0 | 0 | [6 empty] | 2019-06-17 | 1 | 61.5097 | 252435.6163 | kWh | GSD
8784 | 0 | 0 | [6 empty] | 2019-06-17 | 2 | 59.9958 | 246222.5597 | kWh | GSD
8784 | 0 | 0 | [6 empty] | 2019-06-17 | 3 | 59.2968 | 243354.0308 | kWh | GSD
8784 | 0 | 0 | [6 empty] | 2019-06-17 | 4 | 58.981 | 242057.8502 | kWh | GSD
8784 | 0 | 0 | [6 empty] | 2019-06-17 | 5 | 63.3173 | 259854.3992 | kWh | GSD
8784 | 0 | 0 | [6 empty] | 2019-06-17 | 6 | 73.0714 | 299884.9832 | kWh | GSD
8784 | 0 | 0 | [6 empty] | 2019-06-17 | 7 | 84.0514 | 344946.8324 | kWh | GSD
8784 | 0 | 0 | [6 empty] | 2019-06-17 | 8 | 94.1795 | 386512.5611 | kWh | GSD
8784 | 0 | 0 | [6 empty] | 2019-06-17 | 9 | 105.2722 | 432037.1404 | kWh | GSD
8784 | 0 | 0 | [6 empty] | 2019-06-17 | 10 | 111.1496 | 456157.7812 | kWh | GSD
8784 | 0 | 0 | [6 empty] | 2019-06-17 | 11 | 115.7228 | 474926.379 | kWh | GSD
8784 | 0 | 0 | [6 empty] | 2019-06-17 | 12 | 118.4125 | 485964.8143 | kWh | GSD
8784 | 0 | 0 | [6 empty] | 2019-06-17 | 13 | 114.6288 | 470436.4397 | kWh | GSD
8784 | 0 | 0 | [6 empty] | 2019-06-17 | 14 | 109.7468 | 450400.8668 | kWh | GSD
8784 | 0 | 0 | [6 empty] | 2019-06-17 | 15 | 110.3694 | 452956.1956 | kWh | GSD
8784 | 0 | 0 | [6 empty] | 2019-06-17 | 16 | 109.646 | 449987.3431 | kWh | GSD
8784 | 0 | 0 | [6 empty] | 2019-06-17 | 17 | 104.5914 | 429243.194 | kWh | GSD
8784 | 0 | 0 | [6 empty] | 2019-06-17 | 18 | 97.6673 | 400826.5146 | kWh | GSD
8784 | 0 | 0 | [6 empty] | 2019-06-17 | 19 | 90.0395 | 369522.0113 | kWh | GSD
8784 | 0 | 0 | [6 empty] | 2019-06-17 | 20 | 84.9951 | 348819.8781 | kWh | GSD
8784 | 0 | 0 | [6 empty] | 2019-06-17 | 21 | 82.2087 | 337384.5576 | kWh | GSD
8784 | 0 | 0 | [6 empty] | 2019-06-17 | 22 | 78.6777 | 322893.1756 | kWh | GSD
8784 | 0 | 0 | [6 empty] | 2019-06-17 | 23 | 72.0171 | 295558.2972 | kWh | GSD
8784 | 0 | 0 | [6 empty] | 2019-06-17 | 24 | 67.1787 | 275701.2628 | kWh | GSD
8784 | 0 | 0 | [6 empty] | 2019-06-18 | 1 | 64.0731 | 262955.947 | kWh | GSD
8784 | 0 | 0 | [6 empty] | 2019-06-18 | 2 | 62.8452 | 257916.9025 | kWh | GSD
8784 | 0 | 0 | [6 empty] | 2019-06-18 | 3 | 61.1327 | 250888.4229 | kWh | GSD
8784 | 0 | 0 | [6 empty] | 2019-06-18 | 4 | 61.4756 | 252295.8507 | kWh | GSD
8784 | 0 | 0 | [6 empty] | 2019-06-18 | 5 | 63.1846 | 259309.5642 | kWh | GSD
8784 | 0 | 0 | [6 empty] | 2019-06-18 | 6 | 72.3752 | 297027.9837 | kWh | GSD
8784 | 0 | 0 | [6 empty] | 2019-06-18 | 7 | 83.5443 | 342865.9811 | kWh | GSD
8784 | 0 | 0 | [6 empty] | 2019-06-18 | 8 | 93.4006 | 383316.1998 | kWh | GSD
8784 | 0 | 0 | [6 empty] | 2019-06-18 | 9 | 100.7762 | 413585.6543 | kWh | GSD
8784 | 0 | 0 | [6 empty] | 2019-06-18 | 10 | 106.2805 | 436175.1646 | kWh | GSD
8784 | 0 | 0 | [6 empty] | 2019-06-18 | 11 | 111.4405 | 457351.8861 | kWh | GSD
8784 | 0 | 0 | [6 empty] | 2019-06-18 | 12 | 115.8063 | 475269.2472 | kWh | GSD
8784 | 0 | 0 | [6 empty] | 2019-06-18 | 13 | 116.1951 | 476864.5257 | kWh | GSD
8784 | 0 | 0 | [6 empty] | 2019-06-18 | 14 | 120.2229 | 493394.6756 | kWh | GSD
8784 | 0 | 0 | [6 empty] | 2019-06-18 | 15 | 119.3238 | 489704.7128 | kWh | GSD
8784 | 0 | 0 | [6 empty] | 2019-06-18 | 16 | 115.6094 | 474460.9382 | kWh | GSD
8784 | 0 | 0 | [6 empty] | 2019-06-18 | 17 | 106.1812 | 435767.658 | kWh | GSD
8784 | 0 | 0 | [6 empty] | 2019-06-18 | 18 | 98.8659 | 405745.4763 | kWh | GSD
8784 | 0 | 0 | [6 empty] | 2019-06-18 | 19 | 91.8829 | 377087.4223 | kWh | GSD
8784 | 0 | 0 | [6 empty] | 2019-06-18 | 20 | 86.8243 | 356326.9847 | kWh | GSD
8784 | 0 | 0 | [6 empty] | 2019-06-18 | 21 | 84.3132 | 346021.3595 | kWh | GSD
8784 | 0 | 0 | [6 empty] | 2019-06-18 | 22 | 80.7973 | 331592.165 | kWh | GSD
8784 | 0 | 0 | [6 empty] | 2019-06-18 | 23 | 73.6396 | 302216.7377 | kWh | GSD
8784 | 0 | 0 | [6 empty] | 2019-06-18 | 24 | 68.5115 | 281171.043 | kWh | GSD
8784 | 0 | 0 | [6 empty] | 2019-06-19 | 1 | 64.8709 | 266230.3148 | kWh | GSD
8784 | 0 | 0 | [6 empty] | 2019-06-19 | 2 | 63.2203 | 259456.3106 | kWh | GSD
8784 | 0 | 0 | [6 empty] | 2019-06-19 | 3 | 62.4068 | 256117.4423 | kWh | GSD
8784 | 0 | 0 | [6 empty] | 2019-06-19 | 4 | 62.4483 | 256288.0212 | kWh | GSD
8784 | 0 | 0 | [6 empty] | 2019-06-19 | 5 | 65.7961 | 270027.195 | kWh | GSD
8784 | 0 | 0 | [6 empty] | 2019-06-19 | 6 | 76.0539 | 312125.008 | kWh | GSD
8784 | 0 | 0 | [6 empty] | 2019-06-19 | 7 | 87.3231 | 358373.8368 | kWh | GSD
8784 | 0 | 0 | [6 empty] | 2019-06-19 | 8 | 93.4621 | 383568.2561 | kWh | GSD
8784 | 0 | 0 | [6 empty] | 2019-06-19 | 9 | 101.5352 | 416700.6326 | kWh | GSD
8784 | 0 | 0 | [6 empty] | 2019-06-19 | 10 | 107.1687 | 439820.4933 | kWh | GSD
8784 | 0 | 0 | [6 empty] | 2019-06-19 | 11 | 110.5994 | 453900.1364 | kWh | GSD
8784 | 0 | 0 | [6 empty] | 2019-06-19 | 12 | 116.004 | 476080.3641 | kWh | GSD
8784 | 0 | 0 | [6 empty] | 2019-06-19 | 13 | 115.9887 | 476017.4691 | kWh | GSD
8784 | 0 | 0 | [6 empty] | 2019-06-19 | 14 | 108.9624 | 447181.4906 | kWh | GSD
8784 | 0 | 0 | [6 empty] | 2019-06-19 | 15 | 105.652 | 433595.8043 | kWh | GSD
8784 | 0 | 0 | [6 empty] | 2019-06-19 | 16 | 100.6844 | 413208.6666 | kWh | GSD
8784 | 0 | 0 | [6 empty] | 2019-06-19 | 17 | 96.1673 | 394670.6844 | kWh | GSD
8784 | 0 | 0 | [6 empty] | 2019-06-19 | 18 | 93.7205 | 384628.872 | kWh | GSD
8784 | 0 | 0 | [6 empty] | 2019-06-19 | 19 | 87.5969 | 359497.4725 | kWh | GSD
8784 | 0 | 0 | [6 empty] | 2019-06-19 | 20 | 83.9943 | 344712.7126 | kWh | GSD
8784 | 0 | 0 | [6 empty] | 2019-06-19 | 21 | 81.5259 | 334582.353 | kWh | GSD
8784 | 0 | 0 | [6 empty] | 2019-06-19 | 22 | 76.5368 | 314106.8954 | kWh | GSD
8784 | 0 | 0 | [6 empty] | 2019-06-19 | 23 | 69.1254 | 283690.8036 | kWh | GSD
8784 | 0 | 0 | [6 empty] | 2019-06-19 | 24 | 65.702 | 269641.1466 | kWh | GSD
8784 | 0 | 0 | [6 empty] | 2019-06-20 | 1 | 63.1265 | 259071.2998 | kWh | GSD
8784 | 0 | 0 | [6 empty] | 2019-06-20 | 2 | 62.5584 | 256739.7116 | kWh | GSD
8784 | 0 | 0 | [6 empty] | 2019-06-20 | 3 | 61.9094 | 254076.2169 | kWh | GSD
8784 | 0 | 0 | [6 empty] | 2019-06-20 | 4 | 61.9707 | 254327.7226 | kWh | GSD
8784 | 0 | 0 | [6 empty] | 2019-06-20 | 5 | 64.8851 | 266288.3389 | kWh | GSD
8784 | 0 | 0 | [6 empty] | 2019-06-20 | 6 | 74.4383 | 305494.9488 | kWh | GSD
8784 | 0 | 0 | [6 empty] | 2019-06-20 | 7 | 87.0195 | 357128.0796 | kWh | GSD
8784 | 0 | 0 | [6 empty] | 2019-06-20 | 8 | 95.5702 | 392220.3055 | kWh | GSD
8784 | 0 | 0 | [6 empty] | 2019-06-20 | 9 | 104.0933 | 427198.9775 | kWh | GSD
8784 | 0 | 0 | [6 empty] | 2019-06-20 | 10 | 111.8168 | 458896.1396 | kWh | GSD
8784 | 0 | 0 | [6 empty] | 2019-06-20 | 11 | 112.9589 | 463583.3773 | kWh | GSD
8784 | 0 | 0 | [6 empty] | 2019-06-20 | 12 | 107.2964 | 440344.2323 | kWh | GSD
8784 | 0 | 0 | [6 empty] | 2019-06-20 | 13 | 107.6736 | 441892.6236 | kWh | GSD
8784 | 0 | 0 | [6 empty] | 2019-06-20 | 14 | 110.3431 | 452848.1325 | kWh | GSD
8784 | 0 | 0 | [6 empty] | 2019-06-20 | 15 | 106.3031 | 436268.1139 | kWh | GSD
8784 | 0 | 0 | [6 empty] | 2019-06-20 | 16 | 104.8298 | 430221.6883 | kWh | GSD
8784 | 0 | 0 | [6 empty] | 2019-06-20 | 17 | 102.9702 | 422589.656 | kWh | GSD
8784 | 0 | 0 | [6 empty] | 2019-06-20 | 18 | 102.5146 | 420720.0413 | kWh | GSD
8784 | 0 | 0 | [6 empty] | 2019-06-20 | 19 | 96.3341 | 395355.1146 | kWh | GSD
8784 | 0 | 0 | [6 empty] | 2019-06-20 | 20 | 92.6938 | 380415.5507 | kWh | GSD
8784 | 0 | 0 | [6 empty] | 2019-06-20 | 21 | 90.0265 | 369468.6245 | kWh | GSD
8784 | 0 | 0 | [6 empty] | 2019-06-20 | 22 | 84.9894 | 348796.3545 | kWh | GSD
8784 | 0 | 0 | [6 empty] | 2019-06-20 | 23 | 76.2505 | 312931.956 | kWh | GSD
8784 | 0 | 0 | [6 empty] | 2019-06-20 | 24 | 68.5048 | 281143.613 | kWh | GSD
8784 | 0 | 0 | [6 empty] | 2019-06-21 | 1 | 63.4622 | 260448.7821 | kWh | GSD
8784 | 0 | 0 | [6 empty] | 2019-06-21 | 2 | 62.2586 | 255509.451 | kWh | GSD
8784 | 0 | 0 | [6 empty] | 2019-06-21 | 3 | 62.1528 | 255074.9174 | kWh | GSD
8784 | 0 | 0 | [6 empty] | 2019-06-21 | 4 | 62.9113 | 258187.8298 | kWh | GSD
8784 | 0 | 0 | [6 empty] | 2019-06-21 | 5 | 66.4382 | 272662.2264 | kWh | GSD
8784 | 0 | 0 | [6 empty] | 2019-06-21 | 6 | 76.5272 | 314067.4754 | kWh | GSD
8784 | 0 | 0 | [6 empty] | 2019-06-21 | 7 | 87.6296 | 359632.0065 | kWh | GSD
8784 | 0 | 0 | [6 empty] | 2019-06-21 | 8 | 96.9941 | 398063.7986 | kWh | GSD
8784 | 0 | 0 | [6 empty] | 2019-06-21 | 9 | 106.8148 | 438367.7532 | kWh | GSD
8784 | 0 | 0 | [6 empty] | 2019-06-21 | 10 | 114.3673 | 469363.212 | kWh | GSD
8784 | 0 | 0 | [6 empty] | 2019-06-21 | 11 | 118.4438 | 486093.3253 | kWh | GSD
8784 | 0 | 0 | [6 empty] | 2019-06-21 | 12 | 122.8419 | 504142.9534 | kWh | GSD
8784 | 0 | 0 | [6 empty] | 2019-06-21 | 13 | 123.5197 | 506924.8615 | kWh | GSD
8784 | 0 | 0 | [6 empty] | 2019-06-21 | 14 | 125.9637 | 516954.8565 | kWh | GSD
8784 | 0 | 0 | [6 empty] | 2019-06-21 | 15 | 125.6459 | 515650.8339 | kWh | GSD
8784 | 0 | 0 | [6 empty] | 2019-06-21 | 16 | 123.2321 | 505744.6631 | kWh | GSD
8784 | 0 | 0 | [6 empty] | 2019-06-21 | 17 | 119.6174 | 490909.9823 | kWh | GSD
8784 | 0 | 0 | [6 empty] | 2019-06-21 | 18 | 112.7497 | 462724.8433 | kWh | GSD
8784 | 0 | 0 | [6 empty] | 2019-06-21 | 19 | 103.1929 | 423503.7842 | kWh | GSD
8784 | 0 | 0 | [6 empty] | 2019-06-21 | 20 | 96.9244 | 397777.5555 | kWh | GSD
8784 | 0 | 0 | [6 empty] | 2019-06-21 | 21 | 93.2657 | 382762.2634 | kWh | GSD
8784 | 0 | 0 | [6 empty] | 2019-06-21 | 22 | 89.1216 | 365755.0101 | kWh | GSD
8784 | 0 | 0 | [6 empty] | 2019-06-21 | 23 | 82.1745 | 337244.0227 | kWh | GSD
8784 | 0 | 0 | [6 empty] | 2019-06-21 | 24 | 76.0091 | 311941.412 | kWh | GSD
8784 | 0 | 0 | [6 empty] | 2019-06-22 | 1 | 72.9084 | 299216.2057 | kWh | GSD
8784 | 0 | 0 | [6 empty] | 2019-06-22 | 2 | 70.146 | 287879.1076 | kWh | GSD
8784 | 0 | 0 | [6 empty] | 2019-06-22 | 3 | 68.2961 | 280287.024 | kWh | GSD
8784 | 0 | 0 | [6 empty] | 2019-06-22 | 4 | 66.9386 | 274716.0209 | kWh | GSD
8784 | 0 | 0 | [6 empty] | 2019-06-22 | 5 | 67.6325 | 277563.8905 | kWh | GSD
8784 | 0 | 0 | [6 empty] | 2019-06-22 | 6 | 71.1362 | 291943.0371 | kWh | GSD
8784 | 0 | 0 | [6 empty] | 2019-06-22 | 7 | 76.4964 | 313941.0385 | kWh | GSD
8784 | 0 | 0 | [6 empty] | 2019-06-22 | 8 | 82.1808 | 337270.207 | kWh | GSD
8784 | 0 | 0 | [6 empty] | 2019-06-22 | 9 | 87.1999 | 357868.4436 | kWh | GSD
8784 | 0 | 0 | [6 empty] | 2019-06-22 | 10 | 91.6233 | 376021.967 | kWh | GSD
8784 | 0 | 0 | [6 empty] | 2019-06-22 | 11 | 95.3026 | 391121.9736 | kWh | GSD
8784 | 0 | 0 | [6 empty] | 2019-06-22 | 12 | 96.7283 | 396972.7999 | kWh | GSD
8784 | 0 | 0 | [6 empty] | 2019-06-22 | 13 | 98.5151 | 404305.9233 | kWh | GSD
8784 | 0 | 0 | [6 empty] | 2019-06-22 | 14 | 98.0691 | 402475.5094 | kWh | GSD
8784 | 0 | 0 | [6 empty] | 2019-06-22 | 15 | 98.464 | 404096.3092 | kWh | GSD
8784 | 0 | 0 | [6 empty] | 2019-06-22 | 16 | 99.145 | 406890.926 | kWh | GSD
8784 | 0 | 0 | [6 empty] | 2019-06-22 | 17 | 99.5434 | 408526.2026 | kWh | GSD
8784 | 0 | 0 | [6 empty] | 2019-06-22 | 18 | 96.2887 | 395168.7839 | kWh | GSD
8784 | 0 | 0 | [6 empty] | 2019-06-22 | 19 | 94.0075 | 385806.9575 | kWh | GSD
8784 | 0 | 0 | [6 empty] | 2019-06-22 | 20 | 90.6733 | 372123.3713 | kWh | GSD
8784 | 0 | 0 | [6 empty] | 2019-06-22 | 21 | 87.32 | 358361.1859 | kWh | GSD
8784 | 0 | 0 | [6 empty] | 2019-06-22 | 22 | 84.433 | 346513.0967 | kWh | GSD
8784 | 0 | 0 | [6 empty] | 2019-06-22 | 23 | 76.1969 | 312711.9629 | kWh | GSD
8784 | 0 | 0 | [6 empty] | 2019-06-22 | 24 | 69.9156 | 286933.7871 | kWh | GSD
8784 | 0 | 0 | [6 empty] | 2019-06-23 | 1 | 66.7549 | 273961.9233 | kWh | GSD
8784 | 0 | 0 | [6 empty] | 2019-06-23 | 2 | 63.9765 | 262559.69 | kWh | GSD
8784 | 0 | 0 | [6 empty] | 2019-06-23 | 3 | 61.959 | 254279.6911 | kWh | GSD
8784 | 0 | 0 | [6 empty] | 2019-06-23 | 4 | 61.2697 | 251450.9779 | kWh | GSD
8784 | 0 | 0 | [6 empty] | 2019-06-23 | 5 | 61.3153 | 251638.1628 | kWh | GSD
8784 | 0 | 0 | [6 empty] | 2019-06-23 | 6 | 62.8951 | 258121.4854 | kWh | GSD
8784 | 0 | 0 | [6 empty] | 2019-06-23 | 7 | 65.6193 | 269301.5189 | kWh | GSD
8784 | 0 | 0 | [6 empty] | 2019-06-23 | 8 | 68.5771 | 281440.4792 | kWh | GSD
8784 | 0 | 0 | [6 empty] | 2019-06-23 | 9 | 74.2996 | 304925.7145 | kWh | GSD
8784 | 0 | 0 | [6 empty] | 2019-06-23 | 10 | 80.0642 | 328583.6579 | kWh | GSD
8784 | 0 | 0 | [6 empty] | 2019-06-23 | 11 | 84.8014 | 348024.8985 | kWh | GSD
8784 | 0 | 0 | [6 empty] | 2019-06-23 | 12 | 87.4092 | 358727.2481 | kWh | GSD
8784 | 0 | 0 | [6 empty] | 2019-06-23 | 13 | 89.1035 | 365680.6513 | kWh | GSD
8784 | 0 | 0 | [6 empty] | 2019-06-23 | 14 | 89.3005 | 366489.4239 | kWh | GSD
8784 | 0 | 0 | [6 empty] | 2019-06-23 | 15 | 90.7225 | 372325.339 | kWh | GSD
8784 | 0 | 0 | [6 empty] | 2019-06-23 | 16 | 92.2955 | 378780.5721 | kWh | GSD
8784 | 0 | 0 | [6 empty] | 2019-06-23 | 17 | 93.1932 | 382465.0938 | kWh | GSD
8784 | 0 | 0 | [6 empty] | 2019-06-23 | 18 | 93.3627 | 383160.4292 | kWh | GSD
8784 | 0 | 0 | [6 empty] | 2019-06-23 | 19 | 89.5968 | 367705.225 | kWh | GSD
8784 | 0 | 0 | [6 empty] | 2019-06-23 | 20 | 84.8965 | 348415.2211 | kWh | GSD
8784 | 0 | 0 | [6 empty] | 2019-06-23 | 21 | 79.4639 | 326120.0173 | kWh | GSD
8784 | 0 | 0 | [6 empty] | 2019-06-23 | 22 | 74.5661 | 306019.1377 | kWh | GSD
8784 | 0 | 0 | [6 empty] | 2019-06-23 | 23 | 69.8578 | 286696.3419 | kWh | GSD
8784 | 0 | 0 | [6 empty] | 2019-06-23 | 24 | 66.5085 | 272951.0536 | kWh | GSD
8784 | 0 | 0 | [6 empty] | 2019-06-24 | 1 | 64.4799 | 264625.3244 | kWh | GSD
8784 | 0 | 0 | [6 empty] | 2019-06-24 | 2 | 63.5272 | 260715.6166 | kWh | GSD
8784 | 0 | 0 | [6 empty] | 2019-06-24 | 3 | 62.7865 | 257675.7163 | kWh | GSD
8784 | 0 | 0 | [6 empty] | 2019-06-24 | 4 | 62.7674 | 257597.5743 | kWh | GSD
8784 | 0 | 0 | [6 empty] | 2019-06-24 | 5 | 67.7673 | 278116.9164 | kWh | GSD
8784 | 0 | 0 | [6 empty] | 2019-06-24 | 6 | 77.0495 | 316211.2325 | kWh | GSD
8784 | 0 | 0 | [6 empty] | 2019-06-24 | 7 | 86.7775 | 356134.9477 | kWh | GSD
8784 | 0 | 0 | [6 empty] | 2019-06-24 | 8 | 95.4802 | 391850.8275 | kWh | GSD
8784 | 0 | 0 | [6 empty] | 2019-06-24 | 9 | 106.3177 | 436327.7572 | kWh | GSD
8784 | 0 | 0 | [6 empty] | 2019-06-24 | 10 | 115.8446 | 475426.0593 | kWh | GSD
8784 | 0 | 0 | [6 empty] | 2019-06-24 | 11 | 121.73 | 499579.7813 | kWh | GSD
8784 | 0 | 0 | [6 empty] | 2019-06-24 | 12 | 125.7651 | 516139.8291 | kWh | GSD
8784 | 0 | 0 | [6 empty] | 2019-06-24 | 13 | 127.1278 | 521732.6831 | kWh | GSD
8784 | 0 | 0 | [6 empty] | 2019-06-24 | 14 | 129.3713 | 530939.6746 | kWh | GSD
8784 | 0 | 0 | [6 empty] | 2019-06-24 | 15 | 128.427 | 527064.5313 | kWh | GSD
8784 | 0 | 0 | [6 empty] | 2019-06-24 | 16 | 125.8933 | 516666.0275 | kWh | GSD
8784 | 0 | 0 | [6 empty] | 2019-06-24 | 17 | 122.1559 | 501327.8791 | kWh | GSD
8784 | 0 | 0 | [6 empty] | 2019-06-24 | 18 | 116.3055 | 477317.9647 | kWh | GSD
8784 | 0 | 0 | [6 empty] | 2019-06-24 | 19 | 106.6969 | 437884.0075 | kWh | GSD
8784 | 0 | 0 | [6 empty] | 2019-06-24 | 20 | 99.73 | 409291.8088 | kWh | GSD
8784 | 0 | 0 | [6 empty] | 2019-06-24 | 21 | 96.6357 | 396592.8428 | kWh | GSD
8784 | 0 | 0 | [6 empty] | 2019-06-24 | 22 | 91.0503 | 373670.3112 | kWh | GSD
8784 | 0 | 0 | [6 empty] | 2019-06-24 | 23 | 81.6918 | 335263.1539 | kWh | GSD
8784 | 0 | 0 | [6 empty] | 2019-06-24 | 24 | 74.7989 | 306974.5595 | kWh | GSD
8784 | 0 | 0 | [6 empty] | 2019-06-25 | 1 | 69.5798 | 285555.5189 | kWh | GSD
8784 | 0 | 0 | [6 empty] | 2019-06-25 | 2 | 67.9672 | 278937.493 | kWh | GSD
8784 | 0 | 0 | [6 empty] | 2019-06-25 | 3 | 66.3725 | 272392.8918 | kWh | GSD
8784 | 0 | 0 | [6 empty] | 2019-06-25 | 4 | 65.7585 | 269872.6827 | kWh | GSD
8784 | 0 | 0 | [6 empty] | 2019-06-25 | 5 | 70.3994 | 288918.9336 | kWh | GSD
8784 | 0 | 0 | [6 empty] | 2019-06-25 | 6 | 79.919 | 327987.7174 | kWh | GSD
8784 | 0 | 0 | [6 empty] | 2019-06-25 | 7 | 92.882 | 381187.7976 | kWh | GSD
8784 | 0 | 0 | [6 empty] | 2019-06-25 | 8 | 102.8607 | 422140.1968 | kWh | GSD
8784 | 0 | 0 | [6 empty] | 2019-06-25 | 9 | 112.7671 | 462796.1981 | kWh | GSD
8784 | 0 | 0 | [6 empty] | 2019-06-25 | 10 | 118.7697 | 487430.7136 | kWh | GSD
8784 | 0 | 0 | [6 empty] | 2019-06-25 | 11 | 123.0815 | 505126.6564 | kWh | GSD
8784 | 0 | 0 | [6 empty] | 2019-06-25 | 12 | 125.8921 | 516661.3813 | kWh | GSD
8784 | 0 | 0 | [6 empty] | 2019-06-25 | 13 | 126.4398 | 518908.8287 | kWh | GSD
8784 | 0 | 0 | [6 empty] | 2019-06-25 | 14 | 131.2193 | 538523.9275 | kWh | GSD
8784 | 0 | 0 | [6 empty] | 2019-06-25 | 15 | 131.246 | 538633.739 | kWh | GSD
8784 | 0 | 0 | [6 empty] | 2019-06-25 | 16 | 129.006 | 529440.5636 | kWh | GSD
8784 | 0 | 0 | [6 empty] | 2019-06-25 | 17 | 124.2024 | 509726.4529 | kWh | GSD
8784 | 0 | 0 | [6 empty] | 2019-06-25 | 18 | 116.7303 | 479061.23 | kWh | GSD
8784 | 0 | 0 | [6 empty] | 2019-06-25 | 19 | 107.6443 | 441772.3154 | kWh | GSD
8784 | 0 | 0 | [6 empty] | 2019-06-25 | 20 | 100.6232 | 412957.5418 | kWh | GSD
8784 | 0 | 0 | [6 empty] | 2019-06-25 | 21 | 96.7269 | 396967.1723 | kWh | GSD
8784 | 0 | 0 | [6 empty] | 2019-06-25 | 22 | 91.6108 | 375970.7479 | kWh | GSD
8784 | 0 | 0 | [6 empty] | 2019-06-25 | 23 | 82.4039 | 338185.7593 | kWh | GSD
8784 | 0 | 0 | [6 empty] | 2019-06-25 | 24 | 76.3238 | 313232.7416 | kWh | GSD
8784 | 0 | 0 | [6 empty] | 2019-06-26 | 1 | 72.0336 | 295625.7168 | kWh | GSD
8784 | 0 | 0 | [6 empty] | 2019-06-26 | 2 | 69.7228 | 286142.4575 | kWh | GSD
8784 | 0 | 0 | [6 empty] | 2019-06-26 | 3 | 68.2343 | 280033.7538 | kWh | GSD
8784 | 0 | 0 | [6 empty] | 2019-06-26 | 4 | 68.0438 | 279251.5968 | kWh | GSD
8784 | 0 | 0 | [6 empty] | 2019-06-26 | 5 | 70.9803 | 291303.1719 | kWh | GSD
8784 | 0 | 0 | [6 empty] | 2019-06-26 | 6 | 79.2789 | 325360.6333 | kWh | GSD
8784 | 0 | 0 | [6 empty] | 2019-06-26 | 7 | 90.4648 | 371267.4625 | kWh | GSD
8784 | 0 | 0 | [6 empty] | 2019-06-26 | 8 | 99.4211 | 408024.3649 | kWh | GSD
8784 | 0 | 0 | [6 empty] | 2019-06-26 | 9 | 110.8364 | 454872.5046 | kWh | GSD
8784 | 0 | 0 | [6 empty] | 2019-06-26 | 10 | 118.2452 | 485278.1016 | kWh | GSD
8784 | 0 | 0 | [6 empty] | 2019-06-26 | 11 | 121.4378 | 498380.7058 | kWh | GSD
8784 | 0 | 0 | [6 empty] | 2019-06-26 | 12 | 123.4375 | 506587.6828 | kWh | GSD
8784 | 0 | 0 | [6 empty] | 2019-06-26 | 13 | 125.1022 | 513419.3092 | kWh | GSD
8784 | 0 | 0 | [6 empty] | 2019-06-26 | 14 | 127.9781 | 525222.1585 | kWh | GSD
8784 | 0 | 0 | [6 empty] | 2019-06-26 | 15 | 126.6488 | 519766.8162 | kWh | GSD
8784 | 0 | 0 | [6 empty] | 2019-06-26 | 16 | 124.4915 | 510913.042 | kWh | GSD
8784 | 0 | 0 | [6 empty] | 2019-06-26 | 17 | 119.3432 | 489784.3505 | kWh | GSD
8784 | 0 | 0 | [6 empty] | 2019-06-26 | 18 | 112.5448 | 461883.9684 | kWh | GSD
8784 | 0 | 0 | [6 empty] | 2019-06-26 | 19 | 102.0432 | 418785.3251 | kWh | GSD
8784 | 0 | 0 | [6 empty] | 2019-06-26 | 20 | 95.0753 | 390189.0647 | kWh | GSD
8784 | 0 | 0 | [6 empty] | 2019-06-26 | 21 | 92.0317 | 377697.9316 | kWh | GSD
8784 | 0 | 0 | [6 empty] | 2019-06-26 | 22 | 85.8359 | 352270.5502 | kWh | GSD
8784 | 0 | 0 | [6 empty] | 2019-06-26 | 23 | 77.6844 | 318816.8829 | kWh | GSD
8784 | 0 | 0 | [6 empty] | 2019-06-26 | 24 | 71.7375 | 294410.5623 | kWh | GSD
8784 | 0 | 0 | [6 empty] | 2019-06-27 | 1 | 67.255 | 276014.3381 | kWh | GSD
8784 | 0 | 0 | [6 empty] | 2019-06-27 | 2 | 65.6189 | 269300.1161 | kWh | GSD
8784 | 0 | 0 | [6 empty] | 2019-06-27 | 3 | 63.7405 | 261590.8883 | kWh | GSD
8784 | 0 | 0 | [6 empty] | 2019-06-27 | 4 | 63.8749 | 262142.5303 | kWh | GSD
8784 | 0 | 0 | [6 empty] | 2019-06-27 | 5 | 66.3546 | 272319.1994 | kWh | GSD
8784 | 0 | 0 | [6 empty] | 2019-06-27 | 6 | 75.3273 | 309143.215 | kWh | GSD
8784 | 0 | 0 | [6 empty] | 2019-06-27 | 7 | 86.1143 | 353413.1501 | kWh | GSD
8784 | 0 | 0 | [6 empty] | 2019-06-27 | 8 | 96.3025 | 395225.6152 | kWh | GSD
8784 | 0 | 0 | [6 empty] | 2019-06-27 | 9 | 106.8524 | 438522.344 | kWh | GSD
8784 | 0 | 0 | [6 empty] | 2019-06-27 | 10 | 114.2538 | 468897.4392 | kWh | GSD
8784 | 0 | 0 | [6 empty] | 2019-06-27 | 11 | 118.6318 | 486864.7931 | kWh | GSD
8784 | 0 | 0 | [6 empty] | 2019-06-27 | 12 | 120.4959 | 494515.3533 | kWh | GSD
8784 | 0 | 0 | [6 empty] | 2019-06-27 | 13 | 121.52 | 498717.9181 | kWh | GSD
8784 | 0 | 0 | [6 empty] | 2019-06-27 | 14 | 123.8352 | 508219.7498 | kWh | GSD
8784 | 0 | 0 | [6 empty] | 2019-06-27 | 15 | 121.8612 | 500118.2636 | kWh | GSD
8784 | 0 | 0 | [6 empty] | 2019-06-27 | 16 | 119.1886 | 489150.0214 | kWh | GSD
8784 | 0 | 0 | [6 empty] | 2019-06-27 | 17 | 115.5091 | 474049.478 | kWh | GSD
8784 | 0 | 0 | [6 empty] | 2019-06-27 | 18 | 109.2195 | 448236.9431 | kWh | GSD
8784 | 0 | 0 | [6 empty] | 2019-06-27 | 19 | 100.9628 | 414351.2649 | kWh | GSD
8784 | 0 | 0 | [6 empty] | 2019-06-27 | 20 | 95.8437 | 393342.4643 | kWh | GSD
8784 | 0 | 0 | [6 empty] | 2019-06-27 | 21 | 91.8739 | 377050.3137 | kWh | GSD
8784 | 0 | 0 | [6 empty] | 2019-06-27 | 22 | 86.7646 | 356081.8823 | kWh | GSD
8784 | 0 | 0 | [6 empty] | 2019-06-27 | 23 | 78.0986 | 320516.5675 | kWh | GSD
8784 | 0 | 0 | [6 empty] | 2019-06-27 | 24 | 73.1716 | 300296.196 | kWh | GSD
8784 | 0 | 0 | [6 empty] | 2019-06-28 | 1 | 69.7571 | 286283.0589 | kWh | GSD
8784 | 0 | 0 | [6 empty] | 2019-06-28 | 2 | 67.83 | 278374.3485 | kWh | GSD
8784 | 0 | 0 | [6 empty] | 2019-06-28 | 3 | 66.0863 | 271218.1456 | kWh | GSD
8784 | 0 | 0 | [6 empty] | 2019-06-28 | 4 | 65.53 | 268935.274 | kWh | GSD
8784 | 0 | 0 | [6 empty] | 2019-06-28 | 5 | 67.4555 | 276837.3953 | kWh | GSD
8784 | 0 | 0 | [6 empty] | 2019-06-28 | 6 | 76.3862 | 313488.8305 | kWh | GSD
8784 | 0 | 0 | [6 empty] | 2019-06-28 | 7 | 88.0487 | 361351.7467 | kWh | GSD
8784 | 0 | 0 | [6 empty] | 2019-06-28 | 8 | 98.6167 | 404722.8738 | kWh | GSD
8784 | 0 | 0 | [6 empty] | 2019-06-28 | 9 | 108.4946 | 445261.7802 | kWh | GSD
8784 | 0 | 0 | [6 empty] | 2019-06-28 | 10 | 114.8644 | 471403.5913 | kWh | GSD
8784 | 0 | 0 | [6 empty] | 2019-06-28 | 11 | 118.1079 | 484714.747 | kWh | GSD
8784 | 0 | 0 | [6 empty] | 2019-06-28 | 12 | 120.3177 | 493783.6473 | kWh | GSD
8784 | 0 | 0 | [6 empty] | 2019-06-28 | 13 | 120.9789 | 496497.5681 | kWh | GSD
8784 | 0 | 0 | [6 empty] | 2019-06-28 | 14 | 121.6721 | 499342.3615 | kWh | GSD
8784 | 0 | 0 | [6 empty] | 2019-06-28 | 15 | 117.3334 | 481536.4663 | kWh | GSD
8784 | 0 | 0 | [6 empty] | 2019-06-28 | 16 | 111.74 | 458581.0563 | kWh | GSD
8784 | 0 | 0 | [6 empty] | 2019-06-28 | 17 | 109.8362 | 450767.8442 | kWh | GSD
8784 | 0 | 0 | [6 empty] | 2019-06-28 | 18 | 104.6641 | 429541.6634 | kWh | GSD
8784 | 0 | 0 | [6 empty] | 2019-06-28 | 19 | 96.9668 | 397951.8997 | kWh | GSD
8784 | 0 | 0 | [6 empty] | 2019-06-28 | 20 | 91.7666 | 376610.1762 | kWh | GSD
8784 | 0 | 0 | [6 empty] | 2019-06-28 | 21 | 89.7195 | 368208.8118 | kWh | GSD
8784 | 0 | 0 | [6 empty] | 2019-06-28 | 22 | 85.2528 | 349877.3002 | kWh | GSD
8784 | 0 | 0 | [6 empty] | 2019-06-28 | 23 | 76.6445 | 314549.155 | kWh | GSD
8784 | 0 | 0 | [6 empty] | 2019-06-28 | 24 | 72.3959 | 297112.8597 | kWh | GSD
8784 | 0 | 0 | [6 empty] | 2019-06-29 | 1 | 68.5179 | 281197.5644 | kWh | GSD
8784 | 0 | 0 | [6 empty] | 2019-06-29 | 2 | 66.4825 | 272844.3788 | kWh | GSD
8784 | 0 | 0 | [6 empty] | 2019-06-29 | 3 | 64.5754 | 265017.2655 | kWh | GSD
8784 | 0 | 0 | [6 empty] | 2019-06-29 | 4 | 63.3731 | 260083.0508 | kWh | GSD
8784 | 0 | 0 | [6 empty] | 2019-06-29 | 5 | 64.8911 | 266313.1678 | kWh | GSD
8784 | 0 | 0 | [6 empty] | 2019-06-29 | 6 | 67.3606 | 276447.9183 | kWh | GSD
8784 | 0 | 0 | [6 empty] | 2019-06-29 | 7 | 72.5483 | 297738.4064 | kWh | GSD
8784 | 0 | 0 | [6 empty] | 2019-06-29 | 8 | 77.2312 | 316956.8079 | kWh | GSD
8784 | 0 | 0 | [6 empty] | 2019-06-29 | 9 | 84.8065 | 348045.7575 | kWh | GSD
8784 | 0 | 0 | [6 empty] | 2019-06-29 | 10 | 89.9697 | 369235.7581 | kWh | GSD
8784 | 0 | 0 | [6 empty] | 2019-06-29 | 11 | 91.7393 | 376498.126 | kWh | GSD
8784 | 0 | 0 | [6 empty] | 2019-06-29 | 12 | 93.299 | 382899.2882 | kWh | GSD
8784 | 0 | 0 | [6 empty] | 2019-06-29 | 13 | 94.7924 | 389027.9598 | kWh | GSD
8784 | 0 | 0 | [6 empty] | 2019-06-29 | 14 | 91.1047 | 373893.6652 | kWh | GSD
8784 | 0 | 0 | [6 empty] | 2019-06-29 | 15 | 87.0475 | 357243.0973 | kWh | GSD
8784 | 0 | 0 | [6 empty] | 2019-06-29 | 16 | 87.2819 | 358204.7377 | kWh | GSD
8784 | 0 | 0 | [6 empty] | 2019-06-29 | 17 | 85.371 | 350362.4269 | kWh | GSD
8784 | 0 | 0 | [6 empty] | 2019-06-29 | 18 | 82.9259 | 340327.7913 | kWh | GSD
8784 | 0 | 0 | [6 empty] | 2019-06-29 | 19 | 80.0305 | 328445.2086 | kWh | GSD
8784 | 0 | 0 | [6 empty] | 2019-06-29 | 20 | 77.5121 | 318109.6467 | kWh | GSD
8784 | 0 | 0 | [6 empty] | 2019-06-29 | 21 | 76.0861 | 312257.4526 | kWh | GSD
8784 | 0 | 0 | [6 empty] | 2019-06-29 | 22 | 74.5088 | 305784.316 | kWh | GSD
8784 | 0 | 0 | [6 empty] | 2019-06-29 | 23 | 70.0623 | 287535.5819 | kWh | GSD
8784 | 0 | 0 | [6 empty] | 2019-06-29 | 24 | 64.4446 | 264480.8394 | kWh | GSD
8784 | 0 | 0 | [6 empty] | 2019-06-30 | 1 | 61.7224 | 253308.8081 | kWh | GSD
8784 | 0 | 0 | [6 empty] | 2019-06-30 | 2 | 60.3607 | 247720.3323 | kWh | GSD
8784 | 0 | 0 | [6 empty] | 2019-06-30 | 3 | 59.7334 | 245145.9766 | kWh | GSD
8784 | 0 | 0 | [6 empty] | 2019-06-30 | 4 | 58.4683 | 239953.8919 | kWh | GSD
8784 | 0 | 0 | [6 empty] | 2019-06-30 | 5 | 58.6991 | 240901.0075 | kWh | GSD
8784 | 0 | 0 | [6 empty] | 2019-06-30 | 6 | 60.1022 | 246659.4058 | kWh | GSD
8784 | 0 | 0 | [6 empty] | 2019-06-30 | 7 | 63.4344 | 260334.6047 | kWh | GSD
8784 | 0 | 0 | [6 empty] | 2019-06-30 | 8 | 67.4049 | 276629.7287 | kWh | GSD
8784 | 0 | 0 | [6 empty] | 2019-06-30 | 9 | 73.8757 | 303185.809 | kWh | GSD
8784 | 0 | 0 | [6 empty] | 2019-06-30 | 10 | 80.4362 | 330110.1756 | kWh | GSD
8784 | 0 | 0 | [6 empty] | 2019-06-30 | 11 | 84.5431 | 346965.0484 | kWh | GSD
8784 | 0 | 0 | [6 empty] | 2019-06-30 | 12 | 86.8543 | 356450.127 | kWh | GSD
8784 | 0 | 0 | [6 empty] | 2019-06-30 | 13 | 87.8624 | 360587.1652 | kWh | GSD
8784 | 0 | 0 | [6 empty] | 2019-06-30 | 14 | 88.015 | 361213.5648 | kWh | GSD
8784 | 0 | 0 | [6 empty] | 2019-06-30 | 15 | 88.5085 | 363238.9918 | kWh | GSD
8784 | 0 | 0 | [6 empty] | 2019-06-30 | 16 | 88.9672 | 365121.241 | kWh | GSD
8784 | 0 | 0 | [6 empty] | 2019-06-30 | 17 | 87.8785 | 360653.5066 | kWh | GSD
8784 | 0 | 0 | [6 empty] | 2019-06-30 | 18 | 85.1572 | 349485.2177 | kWh | GSD
8784 | 0 | 0 | [6 empty] | 2019-06-30 | 19 | 81.2796 | 333571.5039 | kWh | GSD
8784 | 0 | 0 | [6 empty] | 2019-06-30 | 20 | 78.1455 | 320708.9507 | kWh | GSD
8784 | 0 | 0 | [6 empty] | 2019-06-30 | 21 | 75.6953 | 310653.6766 | kWh | GSD
8784 | 0 | 0 | [6 empty] | 2019-06-30 | 22 | 73.471 | 301525.1486 | kWh | GSD
8784 | 0 | 0 | [6 empty] | 2019-06-30 | 23 | 68.7719 | 282239.7899 | kWh | GSD
8784 | 0 | 0 | [6 empty] | 2019-06-30 | 24 | 64.8794 | 266264.9491 | kWh | GSD
8784 | 0 | 0 | [6 empty] | 2019-07-01 | 1 | 62.7421 | 257493.3993 | kWh | GSD
8784 | 0 | 0 | [6 empty] | 2019-07-01 | 2 | 62.1481 | 255055.9484 | kWh | GSD
8784 | 0 | 0 | [6 empty] | 2019-07-01 | 3 | 61.811 | 253672.2075 | kWh | GSD
8784 | 0 | 0 | [6 empty] | 2019-07-01 | 4 | 61.9738 | 254340.5101 | kWh | GSD
8784 | 0 | 0 | [6 empty] | 2019-07-01 | 5 | 66.3754 | 272404.844 | kWh | GSD
8784 | 0 | 0 | [6 empty] | 2019-07-01 | 6 | 77.2933 | 317211.8183 | kWh | GSD
8784 | 0 | 0 | [6 empty] | 2019-07-01 | 7 | 87.9815 | 361075.9319 | kWh | GSD
8784 | 0 | 0 | [6 empty] | 2019-07-01 | 8 | 95.3146 | 391170.9222 | kWh | GSD
8784 | 0 | 0 | [6 empty] | 2019-07-01 | 9 | 105.731 | 433920.0046 | kWh | GSD
8784 | 0 | 0 | [6 empty] | 2019-07-01 | 10 | 112.6486 | 462309.8629 | kWh | GSD
8784 | 0 | 0 | [6 empty] | 2019-07-01 | 11 | 117.0948 | 480556.9834 | kWh | GSD
8784 | 0 | 0 | [6 empty] | 2019-07-01 | 12 | 121.4706 | 498515.3601 | kWh | GSD
8784 | 0 | 0 | [6 empty] | 2019-07-01 | 13 | 122.8678 | 504249.6059 | kWh | GSD
8784 | 0 | 0 | [6 empty] | 2019-07-01 | 14 | 125.1695 | 513695.5104 | kWh | GSD
8784 | 0 | 0 | [6 empty] | 2019-07-01 | 15 | 125.3822 | 514568.4918 | kWh | GSD
8784 | 0 | 0 | [6 empty] | 2019-07-01 | 16 | 122.8481 | 504168.5995 | kWh | GSD
8784 | 0 | 0 | [6 empty] | 2019-07-01 | 17 | 118.3886 | 485866.8372 | kWh | GSD
8784 | 0 | 0 | [6 empty] | 2019-07-01 | 18 | 112.3736 | 461181.3341 | kWh | GSD
8784 | 0 | 0 | [6 empty] | 2019-07-01 | 19 | 104.5078 | 428899.8764 | kWh | GSD
8784 | 0 | 0 | [6 empty] | 2019-07-01 | 20 | 97.8091 | 401408.4809 | kWh | GSD
8784 | 0 | 0 | [6 empty] | 2019-07-01 | 21 | 94.4423 | 387591.272 | kWh | GSD
8784 | 0 | 0 | [6 empty] | 2019-07-01 | 22 | 90.1923 | 370149.1709 | kWh | GSD
8784 | 0 | 0 | [6 empty] | 2019-07-01 | 23 | 82.1261 | 337045.5583 | kWh | GSD
8784 | 0 | 0 | [6 empty] | 2019-07-01 | 24 | 76.0719 | 312199.0782 | kWh | GSD
8784 | 0 | 0 | [6 empty] | 2019-07-02 | 1 | 72.35 | 296924.2804 | kWh | GSD
8784 | 0 | 0 | [6 empty] | 2019-07-02 | 2 | 70.3763 | 288824.4195 | kWh | GSD
8784 | 0 | 0 | [6 empty] | 2019-07-02 | 3 | 68.4529 | 280930.7851 | kWh | GSD
8784 | 0 | 0 | [6 empty] | 2019-07-02 | 4 | 68.7051 | 281965.8747 | kWh | GSD
8784 | 0 | 0 | [6 empty] | 2019-07-02 | 5 | 71.7953 | 294647.8851 | kWh | GSD
8784 | 0 | 0 | [6 empty] | 2019-07-02 | 6 | 80.8706 | 331893.0755 | kWh | GSD
8784 | 0 | 0 | [6 empty] | 2019-07-02 | 7 | 92.3445 | 378981.9537 | kWh | GSD
8784 | 0 | 0 | [6 empty] | 2019-07-02 | 8 | 100.8275 | 413796.2185 | kWh | GSD
8784 | 0 | 0 | [6 empty] | 2019-07-02 | 9 | 111.427 | 457296.2363 | kWh | GSD
8784 | 0 | 0 | [6 empty] | 2019-07-02 | 10 | 119.0745 | 488681.5815 | kWh | GSD
8784 | 0 | 0 | [6 empty] | 2019-07-02 | 11 | 124.4874 | 510896.4585 | kWh | GSD
8784 | 0 | 0 | [6 empty] | 2019-07-02 | 12 | 128.1448 | 525906.3036 | kWh | GSD
8784 | 0 | 0 | [6 empty] | 2019-07-02 | 13 | 128.7484 | 528383.4853 | kWh | GSD
8784 | 0 | 0 | [6 empty] | 2019-07-02 | 14 | 131.0429 | 537799.9778 | kWh | GSD
8784 | 0 | 0 | [6 empty] | 2019-07-02 | 15 | 130.5779 | 535891.7844 | kWh | GSD
8784 | 0 | 0 | [6 empty] | 2019-07-02 | 16 | 126.4729 | 519044.9767 | kWh | GSD
8784 | 0 | 0 | [6 empty] | 2019-07-02 | 17 | 118.6215 | 486822.528 | kWh | GSD
8784 | 0 | 0 | [6 empty] | 2019-07-02 | 18 | 107.0039 | 439143.8867 | kWh | GSD
8784 | 0 | 0 | [6 empty] | 2019-07-02 | 19 | 98.1995 | 403010.7953 | kWh | GSD
8784 | 0 | 0 | [6 empty] | 2019-07-02 | 20 | 93.3767 | 383217.8345 | kWh | GSD
8784 | 0 | 0 | [6 empty] | 2019-07-02 | 21 | 91.59 | 375885.42 | kWh | GSD
8784 | 0 | 0 | [6 empty] | 2019-07-02 | 22 | 86.6541 | 355628.6087 | kWh | GSD
8784 | 0 | 0 | [6 empty] | 2019-07-02 | 23 | 77.6434 | 318648.3763 | kWh | GSD
8784 | 0 | 0 | [6 empty] | 2019-07-02 | 24 | 72.0116 | 295535.4338 | kWh | GSD
8784 | 0 | 0 | [6 empty] | 2019-07-03 | 1 | 68.0627 | 279329.4189 | kWh | GSD
8784 | 0 | 0 | [6 empty] | 2019-07-03 | 2 | 65.9696 | 270739.1137 | kWh | GSD
8784 | 0 | 0 | [6 empty] | 2019-07-03 | 3 | 64.9781 | 266669.9867 | kWh | GSD
8784 | 0 | 0 | [6 empty] | 2019-07-03 | 4 | 65.2326 | 267714.7192 | kWh | GSD
8784 | 0 | 0 | [6 empty] | 2019-07-03 | 5 | 68.2416 | 280063.4076 | kWh | GSD
8784 | 0 | 0 | [6 empty] | 2019-07-03 | 6 | 77.2374 | 316982.3116 | kWh | GSD
8784 | 0 | 0 | [6 empty] | 2019-07-03 | 7 | 90.6115 | 371869.502 | kWh | GSD
8784 | 0 | 0 | [6 empty] | 2019-07-03 | 8 | 98.5306 | 404369.4656 | kWh | GSD
8784 | 0 | 0 | [6 empty] | 2019-07-03 | 9 | 107.5325 | 441313.5335 | kWh | GSD
8784 | 0 | 0 | [6 empty] | 2019-07-03 | 10 | 116.3625 | 477551.6345 | kWh | GSD
8784 | 0 | 0 | [6 empty] | 2019-07-03 | 11 | 123.0215 | 504880.3252 | kWh | GSD
8784 | 0 | 0 | [6 empty] | 2019-07-03 | 12 | 127.811 | 524536.5256 | kWh | GSD
8784 | 0 | 0 | [6 empty] | 2019-07-03 | 13 | 128.705 | 528205.2304 | kWh | GSD
8784 | 0 | 0 | [6 empty] | 2019-07-03 | 14 | 131.0956 | 538016.4637 | kWh | GSD
8784 | 0 | 0 | [6 empty] | 2019-07-03 | 15 | 128.6749 | 528081.6739 | kWh | GSD
8784 | 0 | 0 | [6 empty] | 2019-07-03 | 16 | 121.2834 | 497747.1032 | kWh | GSD
8784 | 0 | 0 | [6 empty] | 2019-07-03 | 17 | 106.3904 | 436626.0823 | kWh | GSD
8784 | 0 | 0 | [6 empty] | 2019-07-03 | 18 | 96.9066 | 397704.7413 | kWh | GSD
8784 | 0 | 0 | [6 empty] | 2019-07-03 | 19 | 89.6726 | 368016.1953 | kWh | GSD
8784 | 0 | 0 | [6 empty] | 2019-07-03 | 20 | 87.7794 | 360246.5121 | kWh | GSD
8784 | 0 | 0 | [6 empty] | 2019-07-03 | 21 | 85.2223 | 349752.5227 | kWh | GSD
8784 | 0 | 0 | [6 empty] | 2019-07-03 | 22 | 81.8743 | 336012.2592 | kWh | GSD
8784 | 0 | 0 | [6 empty] | 2019-07-03 | 23 | 74.9961 | 307784.0627 | kWh | GSD
8784 | 0 | 0 | [6 empty] | 2019-07-03 | 24 | 69.3736 | 284709.4352 | kWh | GSD
8784 | 0 | 0 | [6 empty] | 2019-07-04 | 1 | 65.3859 | 268343.8215 | kWh | GSD
8784 | 0 | 0 | [6 empty] | 2019-07-04 | 2 | 62.2843 | 255614.8748 | kWh | GSD
8784 | 0 | 0 | [6 empty] | 2019-07-04 | 3 | 61.9667 | 254311.3268 | kWh | GSD
8784 | 0 | 0 | [6 empty] | 2019-07-04 | 4 | 61.8302 | 253751.027 | kWh | GSD
8784 | 0 | 0 | [6 empty] | 2019-07-04 | 5 | 61.9597 | 254282.7935 | kWh | GSD
8784 | 0 | 0 | [6 empty] | 2019-07-04 | 6 | 68.1256 | 279587.4725 | kWh | GSD
8784 | 0 | 0 | [6 empty] | 2019-07-04 | 7 | 72.6872 | 298308.1343 | kWh | GSD
8784 | 0 | 0 | [6 empty] | 2019-07-04 | 8 | 74.6962 | 306553.2616 | kWh | GSD
8784 | 0 | 0 | [6 empty] | 2019-07-04 | 9 | 78.0282 | 320227.7463 | kWh | GSD
8784 | 0 | 0 | [6 empty] | 2019-07-04 | 10 | 82.5278 | 338694.2865 | kWh | GSD
8784 | 0 | 0 | [6 empty] | 2019-07-04 | 11 | 87.4664 | 358962.049 | kWh | GSD
8784 | 0 | 0 | [6 empty] | 2019-07-04 | 12 | 91.2458 | 374472.6898 | kWh | GSD
8784 | 0 | 0 | [6 empty] | 2019-07-04 | 13 | 93.8957 | 385347.9892 | kWh | GSD
8784 | 0 | 0 | [6 empty] | 2019-07-04 | 14 | 94.2023 | 386606.242 | kWh | GSD
8784 | 0 | 0 | [6 empty] | 2019-07-04 | 15 | 95.6999 | 392752.3553 | kWh | GSD
8784 | 0 | 0 | [6 empty] | 2019-07-04 | 16 | 94.48 | 387746.1204 | kWh | GSD
8784 | 0 | 0 | [6 empty] | 2019-07-04 | 17 | 85.7676 | 351990.3319 | kWh | GSD
8784 | 0 | 0 | [6 empty] | 2019-07-04 | 18 | 82.4088 | 338205.8322 | kWh | GSD
8784 | 0 | 0 | [6 empty] | 2019-07-04 | 19 | 78.9413 | 323975.2804 | kWh | GSD
8784 | 0 | 0 | [6 empty] | 2019-07-04 | 20 | 75.444 | 309621.9996 | kWh | GSD
8784 | 0 | 0 | [6 empty] | 2019-07-04 | 21 | 75.3007 | 309034.1475 | kWh | GSD
8784 | 0 | 0 | [6 empty] | 2019-07-04 | 22 | 72.8308 | 298897.5445 | kWh | GSD
8784 | 0 | 0 | [6 empty] | 2019-07-04 | 23 | 68.7527 | 282161.108 | kWh | GSD
8784 | 0 | 0 | [6 empty] | 2019-07-04 | 24 | 64.8826 | 266278.274 | kWh | GSD
8784 | 0 | 0 | [6 empty] | 2019-07-05 | 1 | 63.1253 | 259066.1437 | kWh | GSD
8784 | 0 | 0 | [6 empty] | 2019-07-05 | 2 | 61.5483 | 252594.2072 | kWh | GSD
8784 | 0 | 0 | [6 empty] | 2019-07-05 | 3 | 61.2723 | 251461.3312 | kWh | GSD
8784 | 0 | 0 | [6 empty] | 2019-07-05 | 4 | 61.797 | 253614.7846 | kWh | GSD
8784 | 0 | 0 | [6 empty] | 2019-07-05 | 5 | 64.638 | 265274.1632 | kWh | GSD
8784 | 0 | 0 | [6 empty] | 2019-07-05 | 6 | 72.9554 | 299409.1454 | kWh | GSD
8784 | 0 | 0 | [6 empty] | 2019-07-05 | 7 | 83.2547 | 341677.3001 | kWh | GSD
8784 | 0 | 0 | [6 empty] | 2019-07-05 | 8 | 90.6289 | 371940.9354 | kWh | GSD
8784 | 0 | 0 | [6 empty] | 2019-07-05 | 9 | 97.1006 | 398500.9617 | kWh | GSD
8784 | 0 | 0 | [6 empty] | 2019-07-05 | 10 | 101.7855 | 417727.6104 | kWh | GSD
8784 | 0 | 0 | [6 empty] | 2019-07-05 | 11 | 105.6469 | 433574.9726 | kWh | GSD
8784 | 0 | 0 | [6 empty] | 2019-07-05 | 12 | 107.0959 | 439521.3867 | kWh | GSD
8784 | 0 | 0 | [6 empty] | 2019-07-05 | 13 | 109.1406 | 447912.9267 | kWh | GSD
8784 | 0 | 0 | [6 empty] | 2019-07-05 | 14 | 109.3945 | 448955.0621 | kWh | GSD
8784 | 0 | 0 | [6 empty] | 2019-07-05 | 15 | 104.8997 | 430508.3509 | kWh | GSD
8784 | 0 | 0 | [6 empty] | 2019-07-05 | 16 | 98.9099 | 405926.0853 | kWh | GSD
8784 | 0 | 0 | [6 empty] | 2019-07-05 | 17 | 94.0196 | 385856.5913 | kWh | GSD
8784 | 0 | 0 | [6 empty] | 2019-07-05 | 18 | 88.3346 | 362525.0061 | kWh | GSD
8784 | 0 | 0 | [6 empty] | 2019-07-05 | 19 | 81.8076 | 335738.5751 | kWh | GSD
8784 | 0 | 0 | [6 empty] | 2019-07-05 | 20 | 77.7875 | 319240.0625 | kWh | GSD
8784 | 0 | 0 | [6 empty] | 2019-07-05 | 21 | 78.1091 | 320559.6825 | kWh | GSD
8784 | 0 | 0 | [6 empty] | 2019-07-05 | 22 | 74.3102 | 304968.8728 | kWh | GSD
8784 | 0 | 0 | [6 empty] | 2019-07-05 | 23 | 68.1438 | 279662.1071 | kWh | GSD
8784 | 0 | 0 | [6 empty] | 2019-07-05 | 24 | 64.8218 | 266028.6235 | kWh | GSD
8784 | 0 | 0 | [6 empty] | 2019-07-06 | 1 | 62.071 | 254739.3837 | kWh | GSD
8784 | 0 | 0 | [6 empty] | 2019-07-06 | 2 | 59.8039 | 245435.111 | kWh | GSD
8784 | 0 | 0 | [6 empty] | 2019-07-06 | 3 | 58.3568 | 239496.4559 | kWh | GSD
8784 | 0 | 0 | [6 empty] | 2019-07-06 | 4 | 57.9887 | 237985.6408 | kWh | GSD
8784 | 0 | 0 | [6 empty] | 2019-07-06 | 5 | 59.6079 | 244630.744 | kWh | GSD
8784 | 0 | 0 | [6 empty] | 2019-07-06 | 6 | 60.226 | 247167.5593 | kWh | GSD
8784 | 0 | 0 | [6 empty] | 2019-07-06 | 7 | 63.902 | 262253.8683 | kWh | GSD
8784 | 0 | 0 | [6 empty] | 2019-07-06 | 8 | 68.4094 | 280752.0309 | kWh | GSD
8784 | 0 | 0 | [6 empty] | 2019-07-06 | 9 | 74.3949 | 305316.7478 | kWh | GSD
8784 | 0 | 0 | [6 empty] | 2019-07-06 | 10 | 78.6108 | 322618.862 | kWh | GSD
8784 | 0 | 0 | [6 empty] | 2019-07-06 | 11 | 80.3156 | 329615.0944 | kWh | GSD
8784 | 0 | 0 | [6 empty] | 2019-07-06 | 12 | 81.8655 | 335976.1829 | kWh | GSD
8784 | 0 | 0 | [6 empty] | 2019-07-06 | 13 | 82.4678 | 338447.741 | kWh | GSD
8784 | 0 | 0 | [6 empty] | 2019-07-06 | 14 | 81.8074 | 335737.5175 | kWh | GSD
8784 | 0 | 0 | [6 empty] | 2019-07-06 | 15 | 83.176 | 341354.2703 | kWh | GSD
8784 | 0 | 0 | [6 empty] | 2019-07-06 | 16 | 82.6285 | 339107.5087 | kWh | GSD
8784 | 0 | 0 | [6 empty] | 2019-07-06 | 17 | 77.7769 | 319196.5281 | kWh | GSD
8784 | 0 | 0 | [6 empty] | 2019-07-06 | 18 | 73.9923 | 303664.4919 | kWh | GSD
8784 | 0 | 0 | [6 empty] | 2019-07-06 | 19 | 71.7715 | 294550.0598 | kWh | GSD
8784 | 0 | 0 | [6 empty] | 2019-07-06 | 20 | 70.6231 | 289837.1623 | kWh | GSD
8784 | 0 | 0 | [6 empty] | 2019-07-06 | 21 | 71.092 | 291761.5054 | kWh | GSD
8784 | 0 | 0 | [6 empty] | 2019-07-06 | 22 | 69.3069 | 284435.6768 | kWh | GSD
8784 | 0 | 0 | [6 empty] | 2019-07-06 | 23 | 65.4785 | 268723.606 | kWh | GSD
8784 | 0 | 0 | [6 empty] | 2019-07-06 | 24 | 62.322 | 255769.4998 | kWh | GSD
8784 | 0 | 0 | [6 empty] | 2019-07-07 | 1 | 59.675 | 244906.197 | kWh | GSD
8784 | 0 | 0 | [6 empty] | 2019-07-07 | 2 | 58.4611 | 239924.4056 | kWh | GSD
8784 | 0 | 0 | [6 empty] | 2019-07-07 | 3 | 57.6099 | 236431.2282 | kWh | GSD
8784 | 0 | 0 | [6 empty] | 2019-07-07 | 4 | 57.647 | 236583.2748 | kWh | GSD
8784 | 0 | 0 | [6 empty] | 2019-07-07 | 5 | 58.7583 | 241143.8665 | kWh | GSD
8784 | 0 | 0 | [6 empty] | 2019-07-07 | 6 | 60.2665 | 247333.7398 | kWh | GSD
8784 | 0 | 0 | [6 empty] | 2019-07-07 | 7 | 62.9753 | 258450.5849 | kWh | GSD
8784 | 0 | 0 | [6 empty] | 2019-07-07 | 8 | 65.4336 | 268539.4907 | kWh | GSD
8784 | 0 | 0 | [6 empty] | 2019-07-07 | 9 | 70.7565 | 290384.7646 | kWh | GSD
8784 | 0 | 0 | [6 empty] | 2019-07-07 | 10 | 74.3522 | 305141.3359 | kWh | GSD
8784 | 0 | 0 | [6 empty] | 2019-07-07 | 11 | 78.7981 | 323387.2059 | kWh | GSD
8784 | 0 | 0 | [6 empty] | 2019-07-07 | 12 | 80.3269 | 329661.5855 | kWh | GSD
8784 | 0 | 0 | [6 empty] | 2019-07-07 | 13 | 78.6668 | 322848.3551 | kWh | GSD
8784 | 0 | 0 | [6 empty] | 2019-07-07 | 14 | 77.4238 | 317747.227 | kWh | GSD
8784 | 0 | 0 | [6 empty] | 2019-07-07 | 15 | 78.3456 | 321530.5342 | kWh | GSD
8784 | 0 | 0 | [6 empty] | 2019-07-07 | 16 | 81.8966 | 336103.4878 | kWh | GSD
8784 | 0 | 0 | [6 empty] | 2019-07-07 | 17 | 83.5868 | 343040.0552 | kWh | GSD
8784 | 0 | 0 | [6 empty] | 2019-07-07 | 18 | 83.4768 | 342588.9502 | kWh | GSD
8784 | 0 | 0 | [6 empty] | 2019-07-07 | 19 | 81.6349 | 335029.6428 | kWh | GSD
8784 | 0 | 0 | [6 empty] | 2019-07-07 | 20 | 77.337 | 317390.8606 | kWh | GSD
8784 | 0 | 0 | [6 empty] | 2019-07-07 | 21 | 73.9566 | 303517.7462 | kWh | GSD
8784 | 0 | 0 | [6 empty] | 2019-07-07 | 22 | 70.8714 | 290856.0862 | kWh | GSD
8784 | 0 | 0 | [6 empty] | 2019-07-07 | 23 | 67.2788 | 276112.3557 | kWh | GSD
8784 | 0 | 0 | [6 empty] | 2019-07-07 | 24 | 64.4036 | 264312.3899 | kWh | GSD
8784 | 0 | 0 | [6 empty] | 2019-07-08 | 1 | 61.8031 | 253639.9735 | kWh | GSD
8784 | 0 | 0 | [6 empty] | 2019-07-08 | 2 | 61.0299 | 250466.7553 | kWh | GSD
8784 | 0 | 0 | [6 empty] | 2019-07-08 | 3 | 60.3515 | 247682.7524 | kWh | GSD
8784 | 0 | 0 | [6 empty] | 2019-07-08 | 4 | 59.7461 | 245197.9201 | kWh | GSD
8784 | 0 | 0 | [6 empty] | 2019-07-08 | 5 | 63.9914 | 262620.7824 | kWh | GSD
8784 | 0 | 0 | [6 empty] | 2019-07-08 | 6 | 74.6291 | 306277.842 | kWh | GSD
8784 | 0 | 0 | [6 empty] | 2019-07-08 | 7 | 86.3321 | 354306.8984 | kWh | GSD
8784 | 0 | 0 | [6 empty] | 2019-07-08 | 8 | 95.2814 | 391034.7887 | kWh | GSD
8784 | 0 | 0 | [6 empty] | 2019-07-08 | 9 | 104.6792 | 429603.4927 | kWh | GSD
8784 | 0 | 0 | [6 empty] | 2019-07-08 | 10 | 110.6913 | 454277.0015 | kWh | GSD
8784 | 0 | 0 | [6 empty] | 2019-07-08 | 11 | 115.7865 | 475187.7674 | kWh | GSD
8784 | 0 | 0 | [6 empty] | 2019-07-08 | 12 | 119.4045 | 490035.8828 | kWh | GSD
8784 | 0 | 0 | [6 empty] | 2019-07-08 | 13 | 121.9423 | 500451.0621 | kWh | GSD
8784 | 0 | 0 | [6 empty] | 2019-07-08 | 14 | 123.5782 | 507165.0454 | kWh | GSD
8784 | 0 | 0 | [6 empty] | 2019-07-08 | 15 | 123.298 | 506014.8841 | kWh | GSD
8784 | 0 | 0 | [6 empty] | 2019-07-08 | 16 | 120.3647 | 493976.5678 | kWh | GSD
8784 | 0 | 0 | [6 empty] | 2019-07-08 | 17 | 117.1606 | 480826.9207 | kWh | GSD
8784 | 0 | 0 | [6 empty] | 2019-07-08 | 18 | 110.7768 | 454628.1041 | kWh | GSD
8784 | 0 | 0 | [6 empty] | 2019-07-08 | 19 | 99.9764 | 410302.9646 | kWh | GSD
8784 | 0 | 0 | [6 empty] | 2019-07-08 | 20 | 92.2729 | 378687.8739 | kWh | GSD
8784 | 0 | 0 | [6 empty] | 2019-07-08 | 21 | 89.6072 | 367748.0193 | kWh | GSD
8784 | 0 | 0 | [6 empty] | 2019-07-08 | 22 | 84.4584 | 346617.2117 | kWh | GSD
8784 | 0 | 0 | [6 empty] | 2019-07-08 | 23 | 76.2335 | 312862.2295 | kWh | GSD
8784 | 0 | 0 | [6 empty] | 2019-07-08 | 24 | 70.8722 | 290859.323 | kWh | GSD
8784 | 0 | 0 | [6 empty] | 2019-07-09 | 1 | 67.6746 | 277736.69 | kWh | GSD
8784 | 0 | 0 | [6 empty] | 2019-07-09 | 2 | 66.4667 | 272779.1363 | kWh | GSD
8784 | 0 | 0 | [6 empty] | 2019-07-09 | 3 | 65.3267 | 268100.8693 | kWh | GSD
8784 | 0 | 0 | [6 empty] | 2019-07-09 | 4 | 65.2163 | 267647.6164 | kWh | GSD
8784 | 0 | 0 | [6 empty] | 2019-07-09 | 5 | 67.8991 | 278657.7688 | kWh | GSD
8784 | 0 | 0 | [6 empty] | 2019-07-09 | 6 | 76.8421 | 315360.1059 | kWh | GSD
8784 | 0 | 0 | [6 empty] | 2019-07-09 | 7 | 88.8634 | 364695.3465 | kWh | GSD
8784 | 0 | 0 | [6 empty] | 2019-07-09 | 8 | 96.9215 | 397765.6384 | kWh | GSD
8784 | 0 | 0 | [6 empty] | 2019-07-09 | 9 | 107.9624 | 443077.5442 | kWh | GSD
8784 | 0 | 0 | [6 empty] | 2019-07-09 | 10 | 115.8545 | 475466.7709 | kWh | GSD
8784 | 0 | 0 | [6 empty] | 2019-07-09 | 11 | 120.9434 | 496351.7287 | kWh | GSD
8784 | 0 | 0 | [6 empty] | 2019-07-09 | 12 | 124.5902 | 511318.1008 | kWh | GSD
8784 | 0 | 0 | [6 empty] | 2019-07-09 | 13 | 126.2682 | 518204.7509 | kWh | GSD
8784 | 0 | 0 | [6 empty] | 2019-07-09 | 14 | 127.3767 | 522753.8533 | kWh | GSD
8784 | 0 | 0 | [6 empty] | 2019-07-09 | 15 | 125.6542 | 515684.7972 | kWh | GSD
8784 | 0 | 0 | [6 empty] | 2019-07-09 | 16 | 121.1586 | 497234.7183 | kWh | GSD
8784 | 0 | 0 | [6 empty] | 2019-07-09 | 17 | 113.2632 | 464832.0044 | kWh | GSD
8784 | 0 | 0 | [6 empty] | 2019-07-09 | 18 | 105.7776 | 434111.2809 | kWh | GSD
8784 | 0 | 0 | [6 empty] | 2019-07-09 | 19 | 98.5584 | 404483.6604 | kWh | GSD
8784 | 0 | 0 | [6 empty] | 2019-07-09 | 20 | 92.0907 | 377940.0708 | kWh | GSD
8784 | 0 | 0 | [6 empty] | 2019-07-09 | 21 | 88.3201 | 362465.8075 | kWh | GSD
8784 | 0 | 0 | [6 empty] | 2019-07-09 | 22 | 83.0947 | 341020.732 | kWh | GSD
8784 | 0 | 0 | [6 empty] | 2019-07-09 | 23 | 76.1186 | 312390.6522 | kWh | GSD
8784 | 0 | 0 | [6 empty] | 2019-07-09 | 24 | 71.4539 | 293246.9285 | kWh | GSD
8784 | 0 | 0 | [6 empty] | 2019-07-10 | 1 | 67.9459 | 278849.7739 | kWh | GSD
8784 | 0 | 0 | [6 empty] | 2019-07-10 | 2 | 66.7931 | 274118.9371 | kWh | GSD
8784 | 0 | 0 | [6 empty] | 2019-07-10 | 3 | 65.4487 | 268601.2665 | kWh | GSD
8784 | 0 | 0 | [6 empty] | 2019-07-10 | 4 | 65.4695 | 268686.7709 | kWh | GSD
8784 | 0 | 0 | [6 empty] | 2019-07-10 | 5 | 68.2114 | 279939.5945 | kWh | GSD
8784 | 0 | 0 | [6 empty] | 2019-07-10 | 6 | 77.0503 | 316214.4017 | kWh | GSD
8784 | 0 | 0 | [6 empty] | 2019-07-10 | 7 | 88.0499 | 361356.7473 | kWh | GSD
8784 | 0 | 0 | [6 empty] | 2019-07-10 | 8 | 97.1191 | 398576.7197 | kWh | GSD
8784 | 0 | 0 | [6 empty] | 2019-07-10 | 9 | 106.5195 | 437156.1028 | kWh | GSD
8784 | 0 | 0 | [6 empty] | 2019-07-10 | 10 | 111.7037 | 458432.1444 | kWh | GSD
8784 | 0 | 0 | [6 empty] | 2019-07-10 | 11 | 116.1106 | 476518.0298 | kWh | GSD
8784 | 0 | 0 | [6 empty] | 2019-07-10 | 12 | 119.5066 | 490455.0156 | kWh | GSD
8784 | 0 | 0 | [6 empty] | 2019-07-10 | 13 | 122.0939 | 501073.169 | kWh | GSD
8784 | 0 | 0 | [6 empty] | 2019-07-10 | 14 | 123.8955 | 508467.045 | kWh | GSD
8784 | 0 | 0 | [6 empty] | 2019-07-10 | 15 | 122.7952 | 503951.6549 | kWh | GSD
8784 | 0 | 0 | [6 empty] | 2019-07-10 | 16 | 118.5949 | 486713.3958 | kWh | GSD
8784 | 0 | 0 | [6 empty] | 2019-07-10 | 17 | 111.306 | 456799.899 | kWh | GSD
8784 | 0 | 0 | [6 empty] | 2019-07-10 | 18 | 102.9472 | 422495.1684 | kWh | GSD
8784 | 0 | 0 | [6 empty] | 2019-07-10 | 19 | 93.5328 | 383858.6608 | kWh | GSD
8784 | 0 | 0 | [6 empty] | 2019-07-10 | 20 | 89.4573 | 367132.5902 | kWh | GSD
8784 | 0 | 0 | [6 empty] | 2019-07-10 | 21 | 87.156 | 357688.1619 | kWh | GSD
8784 | 0 | 0 | [6 empty] | 2019-07-10 | 22 | 82.734 | 339540.2867 | kWh | GSD
8784 | 0 | 0 | [6 empty] | 2019-07-10 | 23 | 76.0543 | 312126.8742 | kWh | GSD
8784 | 0 | 0 | [6 empty] | 2019-07-10 | 24 | 70.8254 | 290667.576 | kWh | GSD
8784 | 0 | 0 | [6 empty] | 2019-07-11 | 1 | 67.7059 | 277864.8751 | kWh | GSD
8784 | 0 | 0 | [6 empty] | 2019-07-11 | 2 | 66.4985 | 272909.9253 | kWh | GSD
8784 | 0 | 0 | [6 empty] | 2019-07-11 | 3 | 65.0589 | 267001.6528 | kWh | GSD
8784 | 0 | 0 | [6 empty] | 2019-07-11 | 4 | 65.2334 | 267717.8179 | kWh | GSD
8784 | 0 | 0 | [6 empty] | 2019-07-11 | 5 | 66.7082 | 273770.5688 | kWh | GSD
8784 | 0 | 0 | [6 empty] | 2019-07-11 | 6 | 75.8362 | 311231.7356 | kWh | GSD
8784 | 0 | 0 | [6 empty] | 2019-07-11 | 7 | 86.7847 | 356164.2408 | kWh | GSD
8784 | 0 | 0 | [6 empty] | 2019-07-11 | 8 | 95.8139 | 393220.0825 | kWh | GSD
8784 | 0 | 0 | [6 empty] | 2019-07-11 | 9 | 106.7823 | 438234.4814 | kWh | GSD
8784 | 0 | 0 | [6 empty] | 2019-07-11 | 10 | 114.4619 | 469751.7024 | kWh | GSD
8784 | 0 | 0 | [6 empty] | 2019-07-11 | 11 | 118.678 | 487054.5898 | kWh | GSD
8784 | 0 | 0 | [6 empty] | 2019-07-11 | 12 | 121.1239 | 497092.4375 | kWh | GSD
8784 | 0 | 0 | [6 empty] | 2019-07-11 | 13 | 121.0121 | 496633.8059 | kWh | GSD
8784 | 0 | 0 | [6 empty] | 2019-07-11 | 14 | 123.9934 | 508869.0837 | kWh | GSD
8784 | 0 | 0 | [6 empty] | 2019-07-11 | 15 | 124.7594 | 512012.5741 | kWh | GSD
8784 | 0 | 0 | [6 empty] | 2019-07-11 | 16 | 122.1512 | 501308.7108 | kWh | GSD
8784 | 0 | 0 | [6 empty] | 2019-07-11 | 17 | 117.0939 | 480553.3549 | kWh | GSD
8784 | 0 | 0 | [6 empty] | 2019-07-11 | 18 | 109.2777 | 448475.6593 | kWh | GSD
8784 | 0 | 0 | [6 empty] | 2019-07-11 | 19 | 94.0018 | 385783.2919 | kWh | GSD
8784 | 0 | 0 | [6 empty] | 2019-07-11 | 20 | 88.6037 | 363629.4426 | kWh | GSD
8784 | 0 | 0 | [6 empty] | 2019-07-11 | 21 | 86.4603 | 354832.9555 | kWh | GSD
8784 | 0 | 0 | [6 empty] | 2019-07-11 | 22 | 82.5538 | 338800.8533 | kWh | GSD
8784 | 0 | 0 | [6 empty] | 2019-07-11 | 23 | 75.3317 | 309161.1958 | kWh | GSD
8784 | 0 | 0 | [6 empty] | 2019-07-11 | 24 | 70.4656 | 289190.7201 | kWh | GSD
8784 | 0 | 0 | [6 empty] | 2019-07-12 | 1 | 67.0559 | 275197.5931 | kWh | GSD
8784 | 0 | 0 | [6 empty] | 2019-07-12 | 2 | 65.2851 | 267929.8461 | kWh | GSD
8784 | 0 | 0 | [6 empty] | 2019-07-12 | 3 | 63.5075 | 260634.6542 | kWh | GSD
8784 | 0 | 0 | [6 empty] | 2019-07-12 | 4 | 63.246 | 259561.431 | kWh | GSD
8784 | 0 | 0 | [6 empty] | 2019-07-12 | 5 | 66.2377 | 271839.5122 | kWh | GSD
8784 | 0 | 0 | [6 empty] | 2019-07-12 | 6 | 75.054 | 308021.5411 | kWh | GSD
8784 | 0 | 0 | [6 empty] | 2019-07-12 | 7 | 85.796 | 352106.9184 | kWh | GSD
8784 | 0 | 0 | [6 empty] | 2019-07-12 | 8 | 95.0217 | 389969.0431 | kWh | GSD
8784 | 0 | 0 | [6 empty] | 2019-07-12 | 9 | 103.8733 | 426296.0149 | kWh | GSD
8784 | 0 | 0 | [6 empty] | 2019-07-12 | 10 | 110.6049 | 453922.5912 | kWh | GSD
8784 | 0 | 0 | [6 empty] | 2019-07-12 | 11 | 115.5004 | 474013.6902 | kWh | GSD
8784 | 0 | 0 | [6 empty] | 2019-07-12 | 12 | 118.7033 | 487158.3754 | kWh | GSD
8784 | 0 | 0 | [6 empty] | 2019-07-12 | 13 | 119.2408 | 489364.2191 | kWh | GSD
8784 | 0 | 0 | [6 empty] | 2019-07-12 | 14 | 120.6078 | 494974.3152 | kWh | GSD
8784 | 0 | 0 | [6 empty] | 2019-07-12 | 15 | 119.5826 | 490767.1865 | kWh | GSD
8784 | 0 | 0 | [6 empty] | 2019-07-12 | 16 | 115.0092 | 471997.6633 | kWh | GSD
8784 | 0 | 0 | [6 empty] | 2019-07-12 | 17 | 107.8152 | 442473.5609 | kWh | GSD
8784 | 0 | 0 | [6 empty] | 2019-07-12 | 18 | 99.7483 | 409367.1725 | kWh | GSD
8784 | 0 | 0 | [6 empty] | 2019-07-12 | 19 | 90.5443 | 371593.6625 | kWh | GSD
8784 | 0 | 0 | [6 empty] | 2019-07-12 | 20 | 84.1467 | 345337.8888 | kWh | GSD
8784 | 0 | 0 | [6 empty] | 2019-07-12 | 21 | 81.7331 | 335432.4643 | kWh | GSD
8784 | 0 | 0 | [6 empty] | 2019-07-12 | 22 | 77.2858 | 317180.9699 | kWh | GSD
8784 | 0 | 0 | [6 empty] | 2019-07-12 | 23 | 70.0087 | 287315.5972 | kWh | GSD
8784 | 0 | 0 | [6 empty] | 2019-07-12 | 24 | 65.6612 | 269473.45 | kWh | GSD
8784 | 0 | 0 | [6 empty] | 2019-07-13 | 1 | 63.0271 | 258663.2002 | kWh | GSD
8784 | 0 | 0 | [6 empty] | 2019-07-13 | 2 | 61.0931 | 250725.9295 | kWh | GSD
8784 | 0 | 0 | [6 empty] | 2019-07-13 | 3 | 59.9237 | 245926.7291 | kWh | GSD
8784 | 0 | 0 | [6 empty] | 2019-07-13 | 4 | 59.5619 | 244442.0279 | kWh | GSD
8784 | 0 | 0 | [6 empty] | 2019-07-13 | 5 | 60.7388 | 249271.9234 | kWh | GSD
8784 | 0 | 0 | [6 empty] | 2019-07-13 | 6 | 62.958 | 258379.529 | kWh | GSD
8784 | 0 | 0 | [6 empty] | 2019-07-13 | 7 | 68.8896 | 282722.7334 | kWh | GSD
8784 | 0 | 0 | [6 empty] | 2019-07-13 | 8 | 73.6257 | 302160.029 | kWh | GSD
8784 | 0 | 0 | [6 empty] | 2019-07-13 | 9 | 77.7322 | 319012.9992 | kWh | GSD
8784 | 0 | 0 | [6 empty] | 2019-07-13 | 10 | 81.3915 | 334030.5624 | kWh | GSD
8784 | 0 | 0 | [6 empty] | 2019-07-13 | 11 | 84.7305 | 347733.8347 | kWh | GSD
8784 | 0 | 0 | [6 empty] | 2019-07-13 | 12 | 88.352 | 362596.4796 | kWh | GSD
8784 | 0 | 0 | [6 empty] | 2019-07-13 | 13 | 90.602 | 371830.575 | kWh | GSD
8784 | 0 | 0 | [6 empty] | 2019-07-13 | 14 | 89.9206 | 369034.2102 | kWh | GSD
8784 | 0 | 0 | [6 empty] | 2019-07-13 | 15 | 90.7108 | 372276.9644 | kWh | GSD
8784 | 0 | 0 | [6 empty] | 2019-07-13 | 16 | 91.6973 | 376325.9124 | kWh | GSD
8784 | 0 | 0 | [6 empty] | 2019-07-13 | 17 | 89.9641 | 369212.5407 | kWh | GSD
8784 | 0 | 0 | [6 empty] | 2019-07-13 | 18 | 86.7792 | 356141.9665 | kWh | GSD
8784 | 0 | 0 | [6 empty] | 2019-07-13 | 19 | 82.981 | 340554.0727 | kWh | GSD
8784 | 0 | 0 | [6 empty] | 2019-07-13 | 20 | 80.6933 | 331165.1668 | kWh | GSD
8784 | 0 | 0 | [6 empty] | 2019-07-13 | 21 | 78.878 | 323715.3159 | kWh | GSD
8784 | 0 | 0 | [6 empty] | 2019-07-13 | 22 | 76.6174 | 314437.7619 | kWh | GSD
8784 | 0 | 0 | [6 empty] | 2019-07-13 | 23 | 70.9614 | 291225.5767 | kWh | GSD
8784 | 0 | 0 | [6 empty] | 2019-07-13 | 24 | 66.0228 | 270957.7635 | kWh | GSD
8784 | 0 | 0 | [6 empty] | 2019-07-14 | 1 | 63.4172 | 260264.3401 | kWh | GSD
8784 | 0 | 0 | [6 empty] | 2019-07-14 | 2 | 61.8853 | 253977.1171 | kWh | GSD
8784 | 0 | 0 | [6 empty] | 2019-07-14 | 3 | 61.4647 | 252251.1536 | kWh | GSD
8784 | 0 | 0 | [6 empty] | 2019-07-14 | 4 | 60.933 | 250069.1079 | kWh | GSD
8784 | 0 | 0 | [6 empty] | 2019-07-14 | 5 | 61.6538 | 253027.1957 | kWh | GSD
8784 | 0 | 0 | [6 empty] | 2019-07-14 | 6 | 63.4671 | 260469.0601 | kWh | GSD
8784 | 0 | 0 | [6 empty] | 2019-07-14 | 7 | 67.2317 | 275918.7429 | kWh | GSD
8784 | 0 | 0 | [6 empty] | 2019-07-14 | 8 | 70.6475 | 289937.4875 | kWh | GSD
8784 | 0 | 0 | [6 empty] | 2019-07-14 | 9 | 78.824 | 323493.6485 | kWh | GSD
8784 | 0 | 0 | [6 empty] | 2019-07-14 | 10 | 86.3937 | 354559.6541 | kWh | GSD
8784 | 0 | 0 | [6 empty] | 2019-07-14 | 11 | 90.0991 | 369766.5357 | kWh | GSD
8784 | 0 | 0 | [6 empty] | 2019-07-14 | 12 | 92.1536 | 378198.4983 | kWh | GSD
8784 | 0 | 0 | [6 empty] | 2019-07-14 | 13 | 92.3578 | 379036.254 | kWh | GSD
8784 | 0 | 0 | [6 empty] | 2019-07-14 | 14 | 92.185 | 378327.2349 | kWh | GSD
8784 | 0 | 0 | [6 empty] | 2019-07-14 | 15 | 91.5583 | 375755.3427 | kWh | GSD
8784 | 0 | 0 | [6 empty] | 2019-07-14 | 16 | 90.761 | 372483.073 | kWh | GSD
8784 | 0 | 0 | [6 empty] | 2019-07-14 | 17 | 90.5786 | 371734.6326 | kWh | GSD
8784 | 0 | 0 | [6 empty] | 2019-07-14 | 18 | 91.5555 | 375743.7796 | kWh | GSD
8784 | 0 | 0 | [6 empty] | 2019-07-14 | 19 | 88.1466 | 361753.5741 | kWh | GSD
8784 | 0 | 0 | [6 empty] | 2019-07-14 | 20 | 83.5442 | 342865.5228 | kWh | GSD
8784 | 0 | 0 | [6 empty] | 2019-07-14 | 21 | 80.6602 | 331029.4583 | kWh | GSD
8784 | 0 | 0 | [6 empty] | 2019-07-14 | 22 | 77.7639 | 319142.915 | kWh | GSD
8784 | 0 | 0 | [6 empty] | 2019-07-14 | 23 | 72.3992 | 297126.1688 | kWh | GSD
8784 | 0 | 0 | [6 empty] | 2019-07-14 | 24 | 68.2115 | 279940.1596 | kWh | GSD
8784 | 0 | 0 | [6 empty] | 2019-07-15 | 1 | 65.7915 | 270008.1498 | kWh | GSD
8784 | 0 | 0 | [6 empty] | 2019-07-15 | 2 | 65.2412 | 267749.8718 | kWh | GSD
8784 | 0 | 0 | [6 empty] | 2019-07-15 | 3 | 64.1062 | 263091.8992 | kWh | GSD
8784 | 0 | 0 | [6 empty] | 2019-07-15 | 4 | 64.0819 | 262991.9781 | kWh | GSD
8784 | 0 | 0 | [6 empty] | 2019-07-15 | 5 | 68.5166 | 281192.0053 | kWh | GSD
8784 | 0 | 0 | [6 empty] | 2019-07-15 | 6 | 77.9578 | 319938.9131 | kWh | GSD
8784 | 0 | 0 | [6 empty] | 2019-07-15 | 7 | 90.8081 | 372676.2918 | kWh | GSD
8784 | 0 | 0 | [6 empty] | 2019-07-15 | 8 | 99.0668 | 406570.3288 | kWh | GSD
8784 | 0 | 0 | [6 empty] | 2019-07-15 | 9 | 110.5505 | 453699.2485 | kWh | GSD
8784 | 0 | 0 | [6 empty] | 2019-07-15 | 10 | 117.7618 | 483294.6222 | kWh | GSD
8784 | 0 | 0 | [6 empty] | 2019-07-15 | 11 | 123.0991 | 505198.8084 | kWh | GSD
8784 | 0 | 0 | [6 empty] | 2019-07-15 | 12 | 127.0244 | 521308.1029 | kWh | GSD
8784 | 0 | 0 | [6 empty] | 2019-07-15 | 13 | 127.4561 | 523079.6823 | kWh | GSD
8784 | 0 | 0 | [6 empty] | 2019-07-15 | 14 | 128.5335 | 527501.433 | kWh | GSD
8784 | 0 | 0 | [6 empty] | 2019-07-15 | 15 | 129.1977 | 530227.3174 | kWh | GSD
8784 | 0 | 0 | [6 empty] | 2019-07-15 | 16 | 126.7003 | 519978.2288 | kWh | GSD
8784 | 0 | 0 | [6 empty] | 2019-07-15 | 17 | 121.546 | 498824.8742 | kWh | GSD
8784 | 0 | 0 | [6 empty] | 2019-07-15 | 18 | 114.646 | 470506.9825 | kWh | GSD
8784 | 0 | 0 | [6 empty] | 2019-07-15 | 19 | 104.8786 | 430421.6649 | kWh | GSD
8784 | 0 | 0 | [6 empty] | 2019-07-15 | 20 | 98.0808 | 402523.4599 | kWh | GSD
8784 | 0 | 0 | [6 empty] | 2019-07-15 | 21 | 93.7212 | 384631.605 | kWh | GSD
8784 | 0 | 0 | [6 empty] | 2019-07-15 | 22 | 88.1738 | 361865.3843 | kWh | GSD
8784 | 0 | 0 | [6 empty] | 2019-07-15 | 23 | 79.1796 | 324952.9753 | kWh | GSD
8784 | 0 | 0 | [6 empty] | 2019-07-15 | 24 | 74.584 | 306092.9001 | kWh | GSD
8784 | 0 | 0 | [6 empty] | 2019-07-16 | 1 | 70.4806 | 289252.4569 | kWh | GSD
8784 | 0 | 0 | [6 empty] | 2019-07-16 | 2 | 68.649 | 281735.6862 | kWh | GSD
8784 | 0 | 0 | [6 empty] | 2019-07-16 | 3 | 67.1938 | 275763.3063 | kWh | GSD
8784 | 0 | 0 | [6 empty] | 2019-07-16 | 4 | 67.2268 | 275898.8184 | kWh | GSD
8784 | 0 | 0 | [6 empty] | 2019-07-16 | 5 | 69.6899 | 286007.2064 | kWh | GSD
8784 | 0 | 0 | [6 empty] | 2019-07-16 | 6 | 80.7734 | 331493.9103 | kWh | GSD
8784 | 0 | 0 | [6 empty] | 2019-07-16 | 7 | 92.7811 | 380773.4635 | kWh | GSD
8784 | 0 | 0 | [6 empty] | 2019-07-16 | 8 | 101.4555 | 416373.5043 | kWh | GSD
8784 | 0 | 0 | [6 empty] | 2019-07-16 | 9 | 110.3893 | 453037.5873 | kWh | GSD
8784 | 0 | 0 | [6 empty] | 2019-07-16 | 10 | 116.3266 | 477404.3488 | kWh | GSD
8784 | 0 | 0 | [6 empty] | 2019-07-16 | 11 | 122.7691 | 503844.2612 | kWh | GSD
8784 | 0 | 0 | [6 empty] | 2019-07-16 | 12 | 126.8002 | 520388.0713 | kWh | GSD
8784 | 0 | 0 | [6 empty] | 2019-07-16 | 13 | 128.6832 | 528116.0553 | kWh | GSD
8784 | 0 | 0 | [6 empty] | 2019-07-16 | 14 | 130.9596 | 537458.1349 | kWh | GSD
8784 | 0 | 0 | [6 empty] | 2019-07-16 | 15 | 130.458 | 535399.768 | kWh | GSD
8784 | 0 | 0 | [6 empty] | 2019-07-16 | 16 | 123.8528 | 508291.7277 | kWh | GSD
8784 | 0 | 0 | [6 empty] | 2019-07-16 | 17 | 112.2535 | 460688.4735 | kWh | GSD
8784 | 0 | 0 | [6 empty] | 2019-07-16 | 18 | 108.4607 | 445122.8952 | kWh | GSD
8784 | 0 | 0 | [6 empty] | 2019-07-16 | 19 | 101.8303 | 417911.4373 | kWh | GSD
8784 | 0 | 0 | [6 empty] | 2019-07-16 | 20 | 96.7887 | 397220.9679 | kWh | GSD
8784 | 0 | 0 | [6 empty] | 2019-07-16 | 21 | 93.6155 | 384198.192 | kWh | GSD
8784 | 0 | 0 | [6 empty] | 2019-07-16 | 22 | 87.5526 | 359316.0254 | kWh | GSD
8784 | 0 | 0 | [6 empty] | 2019-07-16 | 23 | 79.6819 | 327014.5662 | kWh | GSD
8784 | 0 | 0 | [6 empty] | 2019-07-16 | 24 | 73.8371 | 303027.4351 | kWh | GSD
8784 | 0 | 0 | [6 empty] | 2019-07-17 | 1 | 70.6307 | 289868.3411 | kWh | GSD
8784 | 0 | 0 | [6 empty] | 2019-07-17 | 2 | 68.5528 | 281340.722 | kWh | GSD
8784 | 0 | 0 | [6 empty] | 2019-07-17 | 3 | 67.8689 | 278533.9191 | kWh | GSD
8784 | 0 | 0 | [6 empty] | 2019-07-17 | 4 | 68.1117 | 279530.3218 | kWh | GSD
8784 | 0 | 0 | [6 empty] | 2019-07-17 | 5 | 70.7208 | 290238.0552 | kWh | GSD
8784 | 0 | 0 | [6 empty] | 2019-07-17 | 6 | 79.7521 | 327302.5379 | kWh | GSD
8784 | 0 | 0 | [6 empty] | 2019-07-17 | 7 | 92.1671 | 378253.7404 | kWh | GSD
8784 | 0 | 0 | [6 empty] | 2019-07-17 | 8 | 100.2046 | 411239.8289 | kWh | GSD
8784 | 0 | 0 | [6 empty] | 2019-07-17 | 9 | 111.2241 | 456463.5656 | kWh | GSD
8784 | 0 | 0 | [6 empty] | 2019-07-17 | 10 | 120.2282 | 493416.3769 | kWh | GSD
8784 | 0 | 0 | [6 empty] | 2019-07-17 | 11 | 126.4113 | 518792.0157 | kWh | GSD
8784 | 0 | 0 | [6 empty] | 2019-07-17 | 12 | 128.712 | 528234.2035 | kWh | GSD
8784 | 0 | 0 | [6 empty] | 2019-07-17 | 13 | 128.4207 | 527038.4852 | kWh | GSD
8784 | 0 | 0 | [6 empty] | 2019-07-17 | 14 | 126.8722 | 520683.3908 | kWh | GSD
8784 | 0 | 0 | [6 empty] | 2019-07-17 | 15 | 118.1109 | 484726.9955 | kWh | GSD
8784 | 0 | 0 | [6 empty] | 2019-07-17 | 16 | 116.2809 | 477216.7207 | kWh | GSD
8784 | 0 | 0 | [6 empty] | 2019-07-17 | 17 | 111.3321 | 456906.9974 | kWh | GSD
8784 | 0 | 0 | [6 empty] | 2019-07-17 | 18 | 103.5936 | 425147.9588 | kWh | GSD
8784 | 0 | 0 | [6 empty] | 2019-07-17 | 19 | 94.2316 | 386726.3225 | kWh | GSD
8784 | 0 | 0 | [6 empty] | 2019-07-17 | 20 | 90.0761 | 369672.2508 | kWh | GSD
8784 | 0 | 0 | [6 empty] | 2019-07-17 | 21 | 86.4878 | 354945.8455 | kWh | GSD
8784 | 0 | 0 | [6 empty] | 2019-07-17 | 22 | 81.4008 | 334068.8698 | kWh | GSD
8784 | 0 | 0 | [6 empty] | 2019-07-17 | 23 | 72.9786 | 299503.9934 | kWh | GSD
8784 | 0 | 0 | [6 empty] | 2019-07-17 | 24 | 67.9179 | 278735.0626 | kWh | GSD
8784 | 0 | 0 | [6 empty] | 2019-07-18 | 1 | 64.9086 | 266384.8634 | kWh | GSD
8784 | 0 | 0 | [6 empty] | 2019-07-18 | 2 | 63.2743 | 259677.7175 | kWh | GSD
8784 | 0 | 0 | [6 empty] | 2019-07-18 | 3 | 61.9684 | 254318.4604 | kWh | GSD
8784 | 0 | 0 | [6 empty] | 2019-07-18 | 4 | 61.9078 | 254069.6328 | kWh | GSD
8784 | 0 | 0 | [6 empty] | 2019-07-18 | 5 | 64.8915 | 266314.7476 | kWh | GSD
8784 | 0 | 0 | [6 empty] | 2019-07-18 | 6 | 73.6423 | 302228.1184 | kWh | GSD
8784 | 0 | 0 | [6 empty] | 2019-07-18 | 7 | 85.3927 | 350451.4409 | kWh | GSD
8784 | 0 | 0 | [6 empty] | 2019-07-18 | 8 | 94.049 | 385977.0466 | kWh | GSD
8784 | 0 | 0 | [6 empty] | 2019-07-18 | 9 | 103.3551 | 424169.4947 | kWh | GSD
8784 | 0 | 0 | [6 empty] | 2019-07-18 | 10 | 109.7524 | 450423.7734 | kWh | GSD
8784 | 0 | 0 | [6 empty] | 2019-07-18 | 11 | 113.9264 | 467553.9281 | kWh | GSD
8784 | 0 | 0 | [6 empty] | 2019-07-18 | 12 | 119.0203 | 488459.3696 | kWh | GSD
8784 | 0 | 0 | [6 empty] | 2019-07-18 | 13 | 121.929 | 500396.702 | kWh | GSD
8784 | 0 | 0 | [6 empty] | 2019-07-18 | 14 | 124.7572 | 512003.5222 | kWh | GSD
8784 | 0 | 0 | [6 empty] | 2019-07-18 | 15 | 124.6024 | 511368.0681 | kWh | GSD
8784 | 0 | 0 | [6 empty] | 2019-07-18 | 16 | 122.5008 | 502743.2488 | kWh | GSD
8784 | 0 | 0 | [6 empty] | 2019-07-18 | 17 | 118.6307 | 486860.4077 | kWh | GSD
8784 | 0 | 0 | [6 empty] | 2019-07-18 | 18 | 112.0509 | 459857.0098 | kWh | GSD
8784 | 0 | 0 | [6 empty] | 2019-07-18 | 19 | 102.8279 | 422005.6806 | kWh | GSD
8784 | 0 | 0 | [6 empty] | 2019-07-18 | 20 | 96.6003 | 396447.6182 | kWh | GSD
8784 | 0 | 0 | [6 empty] | 2019-07-18 | 21 | 94.3217 | 387096.4124 | kWh | GSD
8784 | 0 | 0 | [6 empty] | 2019-07-18 | 22 | 88.4908 | 363166.3287 | kWh | GSD
8784 | 0 | 0 | [6 empty] | 2019-07-18 | 23 | 79.3033 | 325460.6978 | kWh | GSD
8784 | 0 | 0 | [6 empty] | 2019-07-18 | 24 | 74.1866 | 304461.7295 | kWh | GSD
8784 | 0 | 0 | [6 empty] | 2019-07-19 | 1 | 70.3879 | 288871.9076 | kWh | GSD
8784 | 0 | 0 | [6 empty] | 2019-07-19 | 2 | 68.5919 | 281501.0277 | kWh | GSD
8784 | 0 | 0 | [6 empty] | 2019-07-19 | 3 | 66.8032 | 274160.3292 | kWh | GSD
8784 | 0 | 0 | [6 empty] | 2019-07-19 | 4 | 66.8782 | 274467.9907 | kWh | GSD
8784 | 0 | 0 | [6 empty] | 2019-07-19 | 5 | 70.3978 | 288912.5481 | kWh | GSD
8784 | 0 | 0 | [6 empty] | 2019-07-19 | 6 | 78.7011 | 322989.1351 | kWh | GSD
8784 | 0 | 0 | [6 empty] | 2019-07-19 | 7 | 89.9407 | 369116.5489 | kWh | GSD
8784 | 0 | 0 | [6 empty] | 2019-07-19 | 8 | 98.1345 | 402743.9436 | kWh | GSD
8784 | 0 | 0 | [6 empty] | 2019-07-19 | 9 | 109.0774 | 447653.5647 | kWh | GSD
8784 | 0 | 0 | [6 empty] | 2019-07-19 | 10 | 117.5427 | 482395.0506 | kWh | GSD
8784 | 0 | 0 | [6 empty] | 2019-07-19 | 11 | 121.4059 | 498249.7607 | kWh | GSD
8784 | 0 | 0 | [6 empty] | 2019-07-19 | 12 | 125.4767 | 514956.5678 | kWh | GSD
8784 | 0 | 0 | [6 empty] | 2019-07-19 | 13 | 124.61 | 511399.2769 | kWh | GSD
8784 | 0 | 0 | [6 empty] | 2019-07-19 | 14 | 119.0533 | 488594.7713 | kWh | GSD
8784 | 0 | 0 | [6 empty] | 2019-07-19 | 15 | 109.5214 | 449475.6982 | kWh | GSD
8784 | 0 | 0 | [6 empty] | 2019-07-19 | 16 | 103.726 | 425691.3418 | kWh | GSD
8784 | 0 | 0 | [6 empty] | 2019-07-19 | 17 | 99.5904 | 408718.8451 | kWh | GSD
8784 | 0 | 0 | [6 empty] | 2019-07-19 | 18 | 93.5495 | 383927.1527 | kWh | GSD
8784 | 0 | 0 | [6 empty] | 2019-07-19 | 19 | 87.1443 | 357640.0075 | kWh | GSD
8784 | 0 | 0 | [6 empty] | 2019-07-19 | 20 | 83.7009 | 343508.3107 | kWh | GSD
8784 | 0 | 0 | [6 empty] | 2019-07-19 | 21 | 81.9217 | 336206.5732 | kWh | GSD
8784 | 0 | 0 | [6 empty] | 2019-07-19 | 22 | 78.3331 | 321479.0763 | kWh | GSD
8784 | 0 | 0 | [6 empty] | 2019-07-19 | 23 | 71.8964 | 295062.6535 | kWh | GSD
8784 | 0 | 0 | [6 empty] | 2019-07-19 | 24 | 67.0819 | 275304.2561 | kWh | GSD
8784 | 0 | 0 | [6 empty] | 2019-07-20 | 1 | 64.5661 | 264979.1212 | kWh | GSD
8784 | 0 | 0 | [6 empty] | 2019-07-20 | 2 | 62.115 | 254919.8161 | kWh | GSD
8784 | 0 | 0 | [6 empty] | 2019-07-20 | 3 | 60.4126 | 247933.2901 | kWh | GSD
8784 | 0 | 0 | [6 empty] | 2019-07-20 | 4 | 60.1319 | 246781.1683 | kWh | GSD
8784 | 0 | 0 | [6 empty] | 2019-07-20 | 5 | 61.4018 | 251992.882 | kWh | GSD
8784 | 0 | 0 | [6 empty] | 2019-07-20 | 6 | 63.1426 | 259137.2575 | kWh | GSD
8784 | 0 | 0 | [6 empty] | 2019-07-20 | 7 | 68.4873 | 281071.9511 | kWh | GSD
8784 | 0 | 0 | [6 empty] | 2019-07-20 | 8 | 72.952 | 299395.1588 | kWh | GSD
8784 | 0 | 0 | [6 empty] | 2019-07-20 | 9 | 80.5411 | 330540.787 | kWh | GSD
8784 | 0 | 0 | [6 empty] | 2019-07-20 | 10 | 88.1126 | 361614.0378 | kWh | GSD
8784 | 0 | 0 | [6 empty] | 2019-07-20 | 11 | 91.7711 | 376628.6551 | kWh | GSD
8784 | 0 | 0 | [6 empty] | 2019-07-20 | 12 | 94.5685 | 388109.1836 | kWh | GSD
8784 | 0 | 0 | [6 empty] | 2019-07-20 | 13 | 95.3199 | 391192.9254 | kWh | GSD
8784 | 0 | 0 | [6 empty] | 2019-07-20 | 14 | 94.4382 | 387574.2367 | kWh | GSD
8784 | 0 | 0 | [6 empty] | 2019-07-20 | 15 | 94.4391 | 387577.9713 | kWh | GSD
8784 | 0 | 0 | [6 empty] | 2019-07-20 | 16 | 94.7996 | 389057.6422 | kWh | GSD
8784 | 0 | 0 | [6 empty] | 2019-07-20 | 17 | 95.6163 | 392409.3352 | kWh | GSD
8784 | 0 | 0 | [6 empty] | 2019-07-20 | 18 | 92.4412 | 379378.6878 | kWh | GSD
8784 | 0 | 0 | [6 empty] | 2019-07-20 | 19 | 87.4974 | 359089.3595 | kWh | GSD
8784 | 0 | 0 | [6 empty] | 2019-07-20 | 20 | 83.6079 | 343126.8155 | kWh | GSD
8784 | 0 | 0 | [6 empty] | 2019-07-20 | 21 | 80.8736 | 331905.158 | kWh | GSD
8784 | 0 | 0 | [6 empty] | 2019-07-20 | 22 | 75.8711 | 311374.8444 | kWh | GSD
8784 | 0 | 0 | [6 empty] | 2019-07-20 | 23 | 70.5345 | 289473.4149 | kWh | GSD
8784 | 0 | 0 | [6 empty] | 2019-07-20 | 24 | 66.0716 | 271157.9228 | kWh | GSD
8784 | 0 | 0 | [6 empty] | 2019-07-21 | 1 | 62.3905 | 256050.4618 | kWh | GSD
8784 | 0 | 0 | [6 empty] | 2019-07-21 | 2 | 61.2103 | 251207.2179 | kWh | GSD
8784 | 0 | 0 | [6 empty] | 2019-07-21 | 3 | 59.8601 | 245665.6897 | kWh | GSD
8784 | 0 | 0 | [6 empty] | 2019-07-21 | 4 | 59.7549 | 245234.0893 | kWh | GSD
8784 | 0 | 0 | [6 empty] | 2019-07-21 | 5 | 59.6036 | 244613.2176 | kWh | GSD
8784 | 0 | 0 | [6 empty] | 2019-07-21 | 6 | 62.3383 | 255836.2298 | kWh | GSD
8784 | 0 | 0 | [6 empty] | 2019-07-21 | 7 | 65.5258 | 268917.9051 | kWh | GSD
8784 | 0 | 0 | [6 empty] | 2019-07-21 | 8 | 68.5488 | 281324.2327 | kWh | GSD
8784 | 0 | 0 | [6 empty] | 2019-07-21 | 9 | 75.2541 | 308842.877 | kWh | GSD
8784 | 0 | 0 | [6 empty] | 2019-07-21 | 10 | 81.5611 | 334726.9449 | kWh | GSD
8784 | 0 | 0 | [6 empty] | 2019-07-21 | 11 | 85.6748 | 351609.5404 | kWh | GSD
8784 | 0 | 0 | [6 empty] | 2019-07-21 | 12 | 88.2699 | 362259.7367 | kWh | GSD
8784 | 0 | 0 | [6 empty] | 2019-07-21 | 13 | 89.9168 | 369018.3906 | kWh | GSD
8784 | 0 | 0 | [6 empty] | 2019-07-21 | 14 | 89.913 | 369002.8034 | kWh | GSD
8784 | 0 | 0 | [6 empty] | 2019-07-21 | 15 | 90.4955 | 371393.6117 | kWh | GSD
8784 | 0 | 0 | [6 empty] | 2019-07-21 | 16 | 90.7737 | 372535.4326 | kWh | GSD
8784 | 0 | 0 | [6 empty] | 2019-07-21 | 17 | 87.6259 | 359616.7999 | kWh | GSD
8784 | 0 | 0 | [6 empty] | 2019-07-21 | 18 | 83.2158 | 341517.8142 | kWh | GSD
8784 | 0 | 0 | [6 empty] | 2019-07-21 | 19 | 79.5526 | 326483.9701 | kWh | GSD
8784 | 0 | 0 | [6 empty] | 2019-07-21 | 20 | 75.6446 | 310445.5942 | kWh | GSD
8784 | 0 | 0 | [6 empty] | 2019-07-21 | 21 | 73.6052 | 302075.8708 | kWh | GSD
8784 | 0 | 0 | [6 empty] | 2019-07-21 | 22 | 70.8775 | 290881.4396 | kWh | GSD
8784 | 0 | 0 | [6 empty] | 2019-07-21 | 23 | 66.1259 | 271380.6564 | kWh | GSD
8784 | 0 | 0 | [6 empty] | 2019-07-21 | 24 | 63.0703 | 258840.3922 | kWh | GSD
8784 | 0 | 0 | [6 empty] | 2019-07-22 | 1 | 59.9071 | 245858.8177 | kWh | GSD
8784 | 0 | 0 | [6 empty] | 2019-07-22 | 2 | 59.5219 | 244277.6906 | kWh | GSD
8784 | 0 | 0 | [6 empty] | 2019-07-22 | 3 | 58.9156 | 241789.474 | kWh | GSD
8784 | 0 | 0 | [6 empty] | 2019-07-22 | 4 | 59.0026 | 242146.7683 | kWh | GSD
8784 | 0 | 0 | [6 empty] | 2019-07-22 | 5 | 63.2584 | 259612.3241 | kWh | GSD
8784 | 0 | 0 | [6 empty] | 2019-07-22 | 6 | 73.0268 | 299702.188 | kWh | GSD
8784 | 0 | 0 | [6 empty] | 2019-07-22 | 7 | 84.1792 | 345471.5257 | kWh | GSD
8784 | 0 | 0 | [6 empty] | 2019-07-22 | 8 | 92.4465 | 379400.2956 | kWh | GSD
8784 | 0 | 0 | [6 empty] | 2019-07-22 | 9 | 102.3444 | 420021.4963 | kWh | GSD
8784 | 0 | 0 | [6 empty] | 2019-07-22 | 10 | 111.4558 | 457414.6563 | kWh | GSD
8784 | 0 | 0 | [6 empty] | 2019-07-22 | 11 | 117.2776 | 481307.3088 | kWh | GSD
8784 | 0 | 0 | [6 empty] | 2019-07-22 | 12 | 119.8494 | 491862.112 | kWh | GSD
8784 | 0 | 0 | [6 empty] | 2019-07-22 | 13 | 120.5151 | 494594.1566 | kWh | GSD
8784 | 0 | 0 | [6 empty] | 2019-07-22 | 14 | 121.6696 | 499331.8852 | kWh | GSD
8784 | 0 | 0 | [6 empty] | 2019-07-22 | 15 | 119.7642 | 491512.3778 | kWh | GSD
8784 | 0 | 0 | [6 empty] | 2019-07-22 | 16 | 116.7743 | 479241.8849 | kWh | GSD
8784 | 0 | 0 | [6 empty] | 2019-07-22 | 17 | 112.2148 | 460529.6629 | kWh | GSD
8784 | 0 | 0 | [6 empty] | 2019-07-22 | 18 | 104.0257 | 426921.6448 | kWh | GSD
8784 | 0 | 0 | [6 empty] | 2019-07-22 | 19 | 97.453 | 399947.2532 | kWh | GSD
8784 | 0 | 0 | [6 empty] | 2019-07-22 | 20 | 93.6194 | 384214.1445 | kWh | GSD
8784 | 0 | 0 | [6 empty] | 2019-07-22 | 21 | 90.4488 | 371202.0075 | kWh | GSD
8784 | 0 | 0 | [6 empty] | 2019-07-22 | 22 | 85.3443 | 350253.1288 | kWh | GSD
8784 | 0 | 0 | [6 empty] | 2019-07-22 | 23 | 77.9429 | 319877.4745 | kWh | GSD
8784 | 0 | 0 | [6 empty] | 2019-07-22 | 24 | 72.9892 | 299547.6844 | kWh | GSD
8784 | 0 | 0 | [6 empty] | 2019-07-23 | 1 | 68.4458 | 280901.3905 | kWh | GSD
8784 | 0 | 0 | [6 empty] | 2019-07-23 | 2 | 65.5218 | 268901.6127 | kWh | GSD
8784 | 0 | 0 | [6 empty] | 2019-07-23 | 3 | 63.7889 | 261789.7404 | kWh | GSD
8784 | 0 | 0 | [6 empty] | 2019-07-23 | 4 | 64.2236 | 263573.8545 | kWh | GSD
8784 | 0 | 0 | [6 empty] | 2019-07-23 | 5 | 66.4193 | 272584.9184 | kWh | GSD
8784 | 0 | 0 | [6 empty] | 2019-07-23 | 6 | 75.2566 | 308853.1997 | kWh | GSD
8784 | 0 | 0 | [6 empty] | 2019-07-23 | 7 | 86.8797 | 356554.4486 | kWh | GSD
8784 | 0 | 0 | [6 empty] | 2019-07-23 | 8 | 93.8018 | 384962.5575 | kWh | GSD
8784 | 0 | 0 | [6 empty] | 2019-07-23 | 9 | 104.2772 | 427953.5229 | kWh | GSD
8784 | 0 | 0 | [6 empty] | 2019-07-23 | 10 | 112.1913 | 460433.2111 | kWh | GSD
8784 | 0 | 0 | [6 empty] | 2019-07-23 | 11 | 117.5893 | 482586.4014 | kWh | GSD
8784 | 0 | 0 | [6 empty] | 2019-07-23 | 12 | 120.473 | 494421.3834 | kWh | GSD
8784 | 0 | 0 | [6 empty] | 2019-07-23 | 13 | 120.5624 | 494788.0482 | kWh | GSD
8784 | 0 | 0 | [6 empty] | 2019-07-23 | 14 | 122.4457 | 502517.0777 | kWh | GSD
8784 | 0 | 0 | [6 empty] | 2019-07-23 | 15 | 115.4889 | 473966.443 | kWh | GSD
8784 | 0 | 0 | [6 empty] | 2019-07-23 | 16 | 111.8186 | 458903.5823 | kWh | GSD
8784 | 0 | 0 | [6 empty] | 2019-07-23 | 17 | 107.3458 | 440547.2602 | kWh | GSD
8784 | 0 | 0 | [6 empty] | 2019-07-23 | 18 | 105.5208 | 433057.2907 | kWh | GSD
8784 | 0 | 0 | [6 empty] | 2019-07-23 | 19 | 98.3305 | 403548.5626 | kWh | GSD
8784 | 0 | 0 | [6 empty] | 2019-07-23 | 20 | 94.9553 | 389696.5123 | kWh | GSD
8784 | 0 | 0 | [6 empty] | 2019-07-23 | 21 | 91.4286 | 375222.9498 | kWh | GSD
8784 | 0 | 0 | [6 empty] | 2019-07-23 | 22 | 84.7689 | 347891.5385 | kWh | GSD
8784 | 0 | 0 | [6 empty] | 2019-07-23 | 23 | 76.9264 | 315705.8261 | kWh | GSD
8784 | 0 | 0 | [6 empty] | 2019-07-23 | 24 | 71.6519 | 294059.2227 | kWh | GSD
8784 | 0 | 0 | [6 empty] | 2019-07-24 | 1 | 67.6541 | 277652.27 | kWh | GSD
8784 | 0 | 0 | [6 empty] | 2019-07-24 | 2 | 65.3869 | 268347.9373 | kWh | GSD
8784 | 0 | 0 | [6 empty] | 2019-07-24 | 3 | 64.4487 | 264497.3117 | kWh | GSD
8784 | 0 | 0 | [6 empty] | 2019-07-24 | 4 | 64.6693 | 265402.6178 | kWh | GSD
8784 | 0 | 0 | [6 empty] | 2019-07-24 | 5 | 67.3562 | 276429.9281 | kWh | GSD
8784 | 0 | 0 | [6 empty] | 2019-07-24 | 6 | 76.2758 | 313035.7023 | kWh | GSD
8784 | 0 | 0 | [6 empty] | 2019-07-24 | 7 | 87.1537 | 357678.6142 | kWh | GSD
8784 | 0 | 0 | [6 empty] | 2019-07-24 | 8 | 94.0933 | 386158.9957 | kWh | GSD
8784 | 0 | 0 | [6 empty] | 2019-07-24 | 9 | 100.6215 | 412950.6098 | kWh | GSD
8784 | 0 | 0 | [6 empty] | 2019-07-24 | 10 | 105.406 | 432586.1909 | kWh | GSD
8784 | 0 | 0 | [6 empty] | 2019-07-24 | 11 | 108.3559 | 444692.4436 | kWh | GSD
8784 | 0 | 0 | [6 empty] | 2019-07-24 | 12 | 111.0964 | 455939.4877 | kWh | GSD
8784 | 0 | 0 | [6 empty] | 2019-07-24 | 13 | 109.7272 | 450320.5898 | kWh | GSD
8784 | 0 | 0 | [6 empty] | 2019-07-24 | 14 | 107.9213 | 442908.8568 | kWh | GSD
8784 | 0 | 0 | [6 empty] | 2019-07-24 | 15 | 105.5084 | 433006.3842 | kWh | GSD
8784 | 0 | 0 | [6 empty] | 2019-07-24 | 16 | 100.9533 | 414312.2082 | kWh | GSD
8784 | 0 | 0 | [6 empty] | 2019-07-24 | 17 | 95.9936 | 393957.8969 | kWh | GSD
8784 | 0 | 0 | [6 empty] | 2019-07-24 | 18 | 90.2716 | 370474.8147 | kWh | GSD
8784 | 0 | 0 | [6 empty] | 2019-07-24 | 19 | 84.2356 | 345702.8234 | kWh | GSD
8784 | 0 | 0 | [6 empty] | 2019-07-24 | 20 | 80.6976 | 331182.7994 | kWh | GSD
8784 | 0 | 0 | [6 empty] | 2019-07-24 | 21 | 79.5265 | 326376.646 | kWh | GSD
8784 | 0 | 0 | [6 empty] | 2019-07-24 | 22 | 75.767 | 310947.956 | kWh | GSD
8784 | 0 | 0 | [6 empty] | 2019-07-24 | 23 | 68.655 | 281760.1122 | kWh | GSD
8784 | 0 | 0 | [6 empty] | 2019-07-24 | 24 | 64.1015 | 263072.3561 | kWh | GSD
8784 | 0 | 0 | [6 empty] | 2019-07-25 | 1 | 61.4918 | 252362.2887 | kWh | GSD
8784 | 0 | 0 | [6 empty] | 2019-07-25 | 2 | 60.7648 | 249378.7306 | kWh | GSD
8784 | 0 | 0 | [6 empty] | 2019-07-25 | 3 | 59.5917 | 244564.3006 | kWh | GSD
8784 | 0 | 0 | [6 empty] | 2019-07-25 | 4 | 60.2072 | 247090.1581 | kWh | GSD
8784 | 0 | 0 | [6 empty] | 2019-07-25 | 5 | 62.2627 | 255526.0396 | kWh | GSD
8784 | 0 | 0 | [6 empty] | 2019-07-25 | 6 | 70.5549 | 289557.3549 | kWh | GSD
8784 | 0 | 0 | [6 empty] | 2019-07-25 | 7 | 80.7275 | 331305.7638 | kWh | GSD
8784 | 0 | 0 | [6 empty] | 2019-07-25 | 8 | 89.1598 | 365911.9514 | kWh | GSD
8784 | 0 | 0 | [6 empty] | 2019-07-25 | 9 | 97.7386 | 401119.1527 | kWh | GSD
8784 | 0 | 0 | [6 empty] | 2019-07-25 | 10 | 107.0075 | 439158.8529 | kWh | GSD
8784 | 0 | 0 | [6 empty] | 2019-07-25 | 11 | 111.691 | 458379.6895 | kWh | GSD
8784 | 0 | 0 | [6 empty] | 2019-07-25 | 12 | 114.1707 | 468556.697 | kWh | GSD
8784 | 0 | 0 | [6 empty] | 2019-07-25 | 13 | 113.5951 | 466194.2829 | kWh | GSD
8784 | 0 | 0 | [6 empty] | 2019-07-25 | 14 | 113.7808 | 466956.3212 | kWh | GSD
8784 | 0 | 0 | [6 empty] | 2019-07-25 | 15 | 111.2992 | 456771.7947 | kWh | GSD
8784 | 0 | 0 | [6 empty] | 2019-07-25 | 16 | 106.6253 | 437590.3947 | kWh | GSD
8784 | 0 | 0 | [6 empty] | 2019-07-25 | 17 | 101.0365 | 414653.938 | kWh | GSD
8784 | 0 | 0 | [6 empty] | 2019-07-25 | 18 | 95.4755 | 391831.6229 | kWh | GSD
8784 | 0 | 0 | [6 empty] | 2019-07-25 | 19 | 88.4009 | 362797.2754 | kWh | GSD
8784 | 0 | 0 | [6 empty] | 2019-07-25 | 20 | 84.7511 | 347818.4453 | kWh | GSD
8784 | 0 | 0 | [6 empty] | 2019-07-25 | 21 | 83.6391 | 343254.8047 | kWh | GSD
8784 | 0 | 0 | [6 empty] | 2019-07-25 | 22 | 79.9336 | 328047.536 | kWh | GSD
8784 | 0 | 0 | [6 empty] | 2019-07-25 | 23 | 72.3256 | 296824.3687 | kWh | GSD
8784 | 0 | 0 | [6 empty] | 2019-07-25 | 24 | 66.7995 | 274145.0245 | kWh | GSD
8784 | 0 | 0 | [6 empty] | 2019-07-26 | 1 | 64.2064 | 263503.1621 | kWh | GSD
8784 | 0 | 0 | [6 empty] | 2019-07-26 | 2 | 62.1881 | 255219.7889 | kWh | GSD
8784 | 0 | 0 | [6 empty] | 2019-07-26 | 3 | 61.1821 | 251091.302 | kWh | GSD
8784 | 0 | 0 | [6 empty] | 2019-07-26 | 4 | 60.1496 | 246854.028 | kWh | GSD
8784 | 0 | 0 | [6 empty] | 2019-07-26 | 5 | 62.7002 | 257321.5885 | kWh | GSD
8784 | 0 | 0 | [6 empty] | 2019-07-26 | 6 | 71.2534 | 292423.9292 | kWh | GSD
8784 | 0 | 0 | [6 empty] | 2019-07-26 | 7 | 83.1587 | 341283.2667 | kWh | GSD
8784 | 0 | 0 | [6 empty] | 2019-07-26 | 8 | 90.3366 | 370741.6071 | kWh | GSD
8784 | 0 | 0 | [6 empty] | 2019-07-26 | 9 | 99.0776 | 406614.4281 | kWh | GSD
8784 | 0 | 0 | [6 empty] | 2019-07-26 | 10 | 106.4638 | 436927.3242 | kWh | GSD
8784 | 0 | 0 | [6 empty] | 2019-07-26 | 11 | 110.1855 | 452201.1107 | kWh | GSD
8784 | 0 | 0 | [6 empty] | 2019-07-26 | 12 | 111.8567 | 459059.7754 | kWh | GSD
8784 | 0 | 0 | [6 empty] | 2019-07-26 | 13 | 112.8694 | 463216.0939 | kWh | GSD
8784 | 0 | 0 | [6 empty] | 2019-07-26 | 14 | 112.3068 | 460907.2083 | kWh | GSD
8784 | 0 | 0 | [6 empty] | 2019-07-26 | 15 | 109.108 | 447779.1943 | kWh | GSD
8784 | 0 | 0 | [6 empty] | 2019-07-26 | 16 | 105.2334 | 431877.6771 | kWh | GSD
8784 | 0 | 0 | [6 empty] | 2019-07-26 | 17 | 98.8479 | 405671.6384 | kWh | GSD
8784 | 0 | 0 | [6 empty] | 2019-07-26 | 18 | 93.3789 | 383227.2062 | kWh | GSD
8784 | 0 | 0 | [6 empty] | 2019-07-26 | 19 | 86.6731 | 355706.2517 | kWh | GSD
8784 | 0 | 0 | [6 empty] | 2019-07-26 | 20 | 82.9605 | 340469.8772 | kWh | GSD
8784 | 0 | 0 | [6 empty] | 2019-07-26 | 21 | 81.38 | 333983.5265 | kWh | GSD
8784 | 0 | 0 | [6 empty] | 2019-07-26 | 22 | 77.5293 | 318180.3493 | kWh | GSD
8784 | 0 | 0 | [6 empty] | 2019-07-26 | 23 | 70.6343 | 289883.1615 | kWh | GSD
8784 | 0 | 0 | [6 empty] | 2019-07-26 | 24 | 66.8137 | 274203.3868 | kWh | GSD
8784 | 0 | 0 | [6 empty] | 2019-07-27 | 1 | 63.0574 | 258787.3979 | kWh | GSD
8784 | 0 | 0 | [6 empty] | 2019-07-27 | 2 | 60.9726 | 250231.4837 | kWh | GSD
8784 | 0 | 0 | [6 empty] | 2019-07-27 | 3 | 59.2739 | 243260.1308 | kWh | GSD
8784 | 0 | 0 | [6 empty] | 2019-07-27 | 4 | 58.6713 | 240786.926 | kWh | GSD
8784 | 0 | 0 | [6 empty] | 2019-07-27 | 5 | 59.9174 | 245901.1695 | kWh | GSD
8784 | 0 | 0 | [6 empty] | 2019-07-27 | 6 | 62.6661 | 257181.4703 | kWh | GSD
8784 | 0 | 0 | [6 empty] | 2019-07-27 | 7 | 67.7446 | 278023.9815 | kWh | GSD
8784 | 0 | 0 | [6 empty] | 2019-07-27 | 8 | 72.4669 | 297403.9895 | kWh | GSD
8784 | 0 | 0 | [6 empty] | 2019-07-27 | 9 | 78.7869 | 323341.3036 | kWh | GSD
8784 | 0 | 0 | [6 empty] | 2019-07-27 | 10 | 83.5264 | 342792.4673 | kWh | GSD
8784 | 0 | 0 | [6 empty] | 2019-07-27 | 11 | 86.2636 | 354025.9253 | kWh | GSD
8784 | 0 | 0 | [6 empty] | 2019-07-27 | 12 | 85.2361 | 349808.7559 | kWh | GSD
8784 | 0 | 0 | [6 empty] | 2019-07-27 | 13 | 86.353 | 354392.8624 | kWh | GSD
8784 | 0 | 0 | [6 empty] | 2019-07-27 | 14 | 86.1 | 353354.3206 | kWh | GSD
8784 | 0 | 0 | [6 empty] | 2019-07-27 | 15 | 86.7463 | 356007.0187 | kWh | GSD
8784 | 0 | 0 | [6 empty] | 2019-07-27 | 16 | 85.8292 | 352243.1594 | kWh | GSD
8784 | 0 | 0 | [6 empty] | 2019-07-27 | 17 | 85.0858 | 349192.1649 | kWh | GSD
8784 | 0 | 0 | [6 empty] | 2019-07-27 | 18 | 82.0729 | 336827.2756 | kWh | GSD
8784 | 0 | 0 | [6 empty] | 2019-07-27 | 19 | 79.3891 | 325812.8462 | kWh | GSD
8784 | 0 | 0 | [6 empty] | 2019-07-27 | 20 | 76.5278 | 314069.9979 | kWh | GSD
8784 | 0 | 0 | [6 empty] | 2019-07-27 | 21 | 75.5856 | 310203.243 | kWh | GSD
8784 | 0 | 0 | [6 empty] | 2019-07-27 | 22 | 71.9606 | 295326.1666 | kWh | GSD
8784 | 0 | 0 | [6 empty] | 2019-07-27 | 23 | 67.377 | 276515.2132 | kWh | GSD
8784 | 0 | 0 | [6 empty] | 2019-07-27 | 24 | 63.3121 | 259832.8296 | kWh | GSD
8784 | 0 | 0 | [6 empty] | 2019-07-28 | 1 | 61.2381 | 251321.3384 | kWh | GSD
8784 | 0 | 0 | [6 empty] | 2019-07-28 | 2 | 59.8742 | 245723.6915 | kWh | GSD
8784 | 0 | 0 | [6 empty] | 2019-07-28 | 3 | 58.8474 | 241509.883 | kWh | GSD
8784 | 0 | 0 | [6 empty] | 2019-07-28 | 4 | 58.1368 | 238593.272 | kWh | GSD
8784 | 0 | 0 | [6 empty] | 2019-07-28 | 5 | 59.0178 | 242209.2452 | kWh | GSD
8784 | 0 | 0 | [6 empty] | 2019-07-28 | 6 | 61.3161 | 251641.2452 | kWh | GSD
8784 | 0 | 0 | [6 empty] | 2019-07-28 | 7 | 65.6792 | 269547.6111 | kWh | GSD
8784 | 0 | 0 | [6 empty] | 2019-07-28 | 8 | 68.3843 | 280648.9938 | kWh | GSD
8784 | 0 | 0 | [6 empty] | 2019-07-28 | 9 | 75.4591 | 309684.1343 | kWh | GSD
8784 | 0 | 0 | [6 empty] | 2019-07-28 | 10 | 80.5549 | 330597.1774 | kWh | GSD
8784 | 0 | 0 | [6 empty] | 2019-07-28 | 11 | 83.5297 | 342806.0443 | kWh | GSD
8784 | 0 | 0 | [6 empty] | 2019-07-28 | 12 | 84.771 | 347900.0062 | kWh | GSD
8784 | 0 | 0 | [6 empty] | 2019-07-28 | 13 | 80.7952 | 331583.4795 | kWh | GSD
8784 | 0 | 0 | [6 empty] | 2019-07-28 | 14 | 77.4119 | 317698.2715 | kWh | GSD
8784 | 0 | 0 | [6 empty] | 2019-07-28 | 15 | 78.0424 | 320286.0466 | kWh | GSD
8784 | 0 | 0 | [6 empty] | 2019-07-28 | 16 | 78.2772 | 321249.6992 | kWh | GSD
8784 | 0 | 0 | [6 empty] | 2019-07-28 | 17 | 79.0275 | 324328.8699 | kWh | GSD
8784 | 0 | 0 | [6 empty] | 2019-07-28 | 18 | 79.2607 | 325285.7539 | kWh | GSD
8784 | 0 | 0 | [6 empty] | 2019-07-28 | 19 | 76.6097 | 314406.4135 | kWh | GSD
8784 | 0 | 0 | [6 empty] | 2019-07-28 | 20 | 72.534 | 297679.4505 | kWh | GSD
8784 | 0 | 0 | [6 empty] | 2019-07-28 | 21 | 70.3169 | 288580.5437 | kWh | GSD
8784 | 0 | 0 | [6 empty] | 2019-07-28 | 22 | 68.1059 | 279506.5516 | kWh | GSD
8784 | 0 | 0 | [6 empty] | 2019-07-28 | 23 | 63.5438 | 260783.7723 | kWh | GSD
8784 | 0 | 0 | [6 empty] | 2019-07-28 | 24 | 60.4881 | 248243.3144 | kWh | GSD
8784 | 0 | 0 | [6 empty] | 2019-07-29 | 1 | 58.4129 | 239726.6276 | kWh | GSD
8784 | 0 | 0 | [6 empty] | 2019-07-29 | 2 | 57.5041 | 235996.7669 | kWh | GSD
8784 | 0 | 0 | [6 empty] | 2019-07-29 | 3 | 57.6564 | 236621.8776 | kWh | GSD
8784 | 0 | 0 | [6 empty] | 2019-07-29 | 4 | 57.7573 | 237035.9592 | kWh | GSD
8784 | 0 | 0 | [6 empty] | 2019-07-29 | 5 | 62.0007 | 254450.6683 | kWh | GSD
8784 | 0 | 0 | [6 empty] | 2019-07-29 | 6 | 74.4125 | 305389.0986 | kWh | GSD
8784 | 0 | 0 | [6 empty] | 2019-07-29 | 7 | 85.4429 | 350657.662 | kWh | GSD
8784 | 0 | 0 | [6 empty] | 2019-07-29 | 8 | 92.0538 | 377788.8143 | kWh | GSD
8784 | 0 | 0 | [6 empty] | 2019-07-29 | 9 | 101.2306 | 415450.4158 | kWh | GSD
8784 | 0 | 0 | [6 empty] | 2019-07-29 | 10 | 109.0433 | 447513.5747 | kWh | GSD
8784 | 0 | 0 | [6 empty] | 2019-07-29 | 11 | 114.0021 | 467864.8124 | kWh | GSD
8784 | 0 | 0 | [6 empty] | 2019-07-29 | 12 | 116.1842 | 476819.794 | kWh | GSD
8784 | 0 | 0 | [6 empty] | 2019-07-29 | 13 | 117.711 | 483086.135 | kWh | GSD
8784 | 0 | 0 | [6 empty] | 2019-07-29 | 14 | 118.1168 | 484751.5412 | kWh | GSD
8784 | 0 | 0 | [6 empty] | 2019-07-29 | 15 | 116.6985 | 478930.7652 | kWh | GSD
8784 | 0 | 0 | [6 empty] | 2019-07-29 | 16 | 112.688 | 462471.7258 | kWh | GSD
8784 | 0 | 0 | [6 empty] | 2019-07-29 | 17 | 108.2331 | 444188.614 | kWh | GSD
8784 | 0 | 0 | [6 empty] | 2019-07-29 | 18 | 101.3608 | 415984.5921 | kWh | GSD
8784 | 0 | 0 | [6 empty] | 2019-07-29 | 19 | 94.0817 | 386111.3881 | kWh | GSD
8784 | 0 | 0 | [6 empty] | 2019-07-29 | 20 | 88.2687 | 362254.5622 | kWh | GSD
8784 | 0 | 0 | [6 empty] | 2019-07-29 | 21 | 84.9224 | 348521.6606 | kWh | GSD
8784 | 0 | 0 | [6 empty] | 2019-07-29 | 22 | 80.5677 | 330649.7867 | kWh | GSD
8784 | 0 | 0 | [6 empty] | 2019-07-29 | 23 | 73.0587 | 299833.0692 | kWh | GSD
8784 | 0 | 0 | [6 empty] | 2019-07-29 | 24 | 68.299 | 280299.2424 | kWh | GSD
8784 | 0 | 0 | [6 empty] | 2019-07-30 | 1 | 65.0701 | 267047.7271 | kWh | GSD
8784 | 0 | 0 | [6 empty] | 2019-07-30 | 2 | 63.6383 | 261171.6411 | kWh | GSD
8784 | 0 | 0 | [6 empty] | 2019-07-30 | 3 | 61.0768 | 250659.1781 | kWh | GSD
8784 | 0 | 0 | [6 empty] | 2019-07-30 | 4 | 60.5986 | 248696.83 | kWh | GSD
8784 | 0 | 0 | [6 empty] | 2019-07-30 | 5 | 64.5434 | 264886.0563 | kWh | GSD
8784 | 0 | 0 | [6 empty] | 2019-07-30 | 6 | 73.4525 | 301448.9359 | kWh | GSD
8784 | 0 | 0 | [6 empty] | 2019-07-30 | 7 | 84.5086 | 346823.1813 | kWh | GSD
8784 | 0 | 0 | [6 empty] | 2019-07-30 | 8 | 91.7472 | 376530.5144 | kWh | GSD
8784 | 0 | 0 | [6 empty] | 2019-07-30 | 9 | 102.5587 | 420900.8435 | kWh | GSD
8784 | 0 | 0 | [6 empty] | 2019-07-30 | 10 | 110.7602 | 454559.7542 | kWh | GSD
8784 | 0 | 0 | [6 empty] | 2019-07-30 | 11 | 115.7008 | 474836.1728 | kWh | GSD
8784 | 0 | 0 | [6 empty] | 2019-07-30 | 12 | 118.9336 | 488103.3549 | kWh | GSD
8784 | 0 | 0 | [6 empty] | 2019-07-30 | 13 | 120.5104 | 494574.5547 | kWh | GSD
8784 | 0 | 0 | [6 empty] | 2019-07-30 | 14 | 123.0263 | 504899.817 | kWh | GSD
8784 | 0 | 0 | [6 empty] | 2019-07-30 | 15 | 122.4213 | 502416.8668 | kWh | GSD
8784 | 0 | 0 | [6 empty] | 2019-07-30 | 16 | 120.1071 | 492919.6873 | kWh | GSD
8784 | 0 | 0 | [6 empty] | 2019-07-30 | 17 | 114.5832 | 470249.356 | kWh | GSD
8784 | 0 | 0 | [6 empty] | 2019-07-30 | 18 | 108.0112 | 443277.8437 | kWh | GSD
8784 | 0 | 0 | [6 empty] | 2019-07-30 | 19 | 98.2417 | 403184.1398 | kWh | GSD
8784 | 0 | 0 | [6 empty] | 2019-07-30 | 20 | 92.7616 | 380693.5132 | kWh | GSD
8784 | 0 | 0 | [6 empty] | 2019-07-30 | 21 | 90.2422 | 370353.7844 | kWh | GSD
8784 | 0 | 0 | [6 empty] | 2019-07-30 | 22 | 86.1923 | 353733.2259 | kWh | GSD
8784 | 0 | 0 | [6 empty] | 2019-07-30 | 23 | 77.9059 | 319725.6859 | kWh | GSD
8784 | 0 | 0 | [6 empty] | 2019-07-30 | 24 | 71.3957 | 293008.0101 | kWh | GSD
8784 | 0 | 0 | [6 empty] | 2019-07-31 | 1 | 68.4402 | 280878.5694 | kWh | GSD
8784 | 0 | 0 | [6 empty] | 2019-07-31 | 2 | 66.0677 | 271141.8471 | kWh | GSD
8784 | 0 | 0 | [6 empty] | 2019-07-31 | 3 | 64.1145 | 263126.0343 | kWh | GSD
8784 | 0 | 0 | [6 empty] | 2019-07-31 | 4 | 63.3103 | 259825.5724 | kWh | GSD
8784 | 0 | 0 | [6 empty] | 2019-07-31 | 5 | 67.4578 | 276846.6618 | kWh | GSD
8784 | 0 | 0 | [6 empty] | 2019-07-31 | 6 | 77.4714 | 317942.7595 | kWh | GSD
8784 | 0 | 0 | [6 empty] | 2019-07-31 | 7 | 87.9595 | 360985.9112 | kWh | GSD
8784 | 0 | 0 | [6 empty] | 2019-07-31 | 8 | 95.1934 | 390673.6795 | kWh | GSD
8784 | 0 | 0 | [6 empty] | 2019-07-31 | 9 | 107.35 | 440564.5155 | kWh | GSD
8784 | 0 | 0 | [6 empty] | 2019-07-31 | 10 | 113.3489 | 465183.6918 | kWh | GSD
8784 | 0 | 0 | [6 empty] | 2019-07-31 | 11 | 118.9072 | 487995.2998 | kWh | GSD
8784 | 0 | 0 | [6 empty] | 2019-07-31 | 12 | 122.243 | 501685.3414 | kWh | GSD
8784 | 0 | 0 | [6 empty] | 2019-07-31 | 13 | 124.1565 | 509538.2983 | kWh | GSD
8784 | 0 | 0 | [6 empty] | 2019-07-31 | 14 | 126.5406 | 519322.7594 | kWh | GSD
8784 | 0 | 0 | [6 empty] | 2019-07-31 | 15 | 125.0721 | 513295.886 | kWh | GSD
8784 | 0 | 0 | [6 empty] | 2019-07-31 | 16 | 120.6396 | 495104.8286 | kWh | GSD
8784 | 0 | 0 | [6 empty] | 2019-07-31 | 17 | 114.4954 | 469889.0777 | kWh | GSD
8784 | 0 | 0 | [6 empty] | 2019-07-31 | 18 | 105.6839 | 433726.7694 | kWh | GSD
8784 | 0 | 0 | [6 empty] | 2019-07-31 | 19 | 98.5052 | 404265.4872 | kWh | GSD
8784 | 0 | 0 | [6 empty] | 2019-07-31 | 20 | 93.7157 | 384609.4039 | kWh | GSD
8784 | 0 | 0 | [6 empty] | 2019-07-31 | 21 | 92.4399 | 379373.433 | kWh | GSD
8784 | 0 | 0 | [6 empty] | 2019-07-31 | 22 | 86.9396 | 356799.917 | kWh | GSD
8784 | 0 | 0 | [6 empty] | 2019-07-31 | 23 | 78.5388 | 322323.2414 | kWh | GSD
8784 | 0 | 0 | [6 empty] | 2019-07-31 | 24 | 74.1354 | 304251.8596 | kWh | GSD
8784 | 0 | 0 | [6 empty] | 2019-08-01 | 1 | 70.3848 | 288859.1996 | kWh | GSD
8784 | 0 | 0 | [6 empty] | 2019-08-01 | 2 | 68.4114 | 280760.5559 | kWh | GSD
8784 | 0 | 0 | [6 empty] | 2019-08-01 | 3 | 66.3216 | 272183.9459 | kWh | GSD
8784 | 0 | 0 | [6 empty] | 2019-08-01 | 4 | 65.8588 | 270284.5813 | kWh | GSD
8784 | 0 | 0 | [6 empty] | 2019-08-01 | 5 | 70.795 | 290542.6994 | kWh | GSD
8784 | 0 | 0 | [6 empty] | 2019-08-01 | 6 | 80.7815 | 331527.3341 | kWh | GSD
8784 | 0 | 0 | [6 empty] | 2019-08-01 | 7 | 91.3951 | 375085.3124 | kWh | GSD
8784 | 0 | 0 | [6 empty] | 2019-08-01 | 8 | 98.0705 | 402481.1704 | kWh | GSD
8784 | 0 | 0 | [6 empty] | 2019-08-01 | 9 | 106.0131 | 435077.5734 | kWh | GSD
8784 | 0 | 0 | [6 empty] | 2019-08-01 | 10 | 110.9996 | 455542.2526 | kWh | GSD
8784 | 0 | 0 | [6 empty] | 2019-08-01 | 11 | 116.3257 | 477400.8583 | kWh | GSD
8784 | 0 | 0 | [6 empty] | 2019-08-01 | 12 | 119.3044 | 489625.3806 | kWh | GSD
8784 | 0 | 0 | [6 empty] | 2019-08-01 | 13 | 114.1956 | 468658.5729 | kWh | GSD
8784 | 0 | 0 | [6 empty] | 2019-08-01 | 14 | 107.3864 | 440713.7851 | kWh | GSD
8784 | 0 | 0 | [6 empty] | 2019-08-01 | 15 | 104.1922 | 427604.6552 | kWh | GSD
8784 | 0 | 0 | [6 empty] | 2019-08-01 | 16 | 101.9776 | 418516.1489 | kWh | GSD
8784 | 0 | 0 | [6 empty] | 2019-08-01 | 17 | 99.5022 | 408356.9595 | kWh | GSD
8784 | 0 | 0 | [6 empty] | 2019-08-01 | 18 | 94.8958 | 389452.4992 | kWh | GSD
8784 | 0 | 0 | [6 empty] | 2019-08-01 | 19 | 90.0319 | 369490.9621 | kWh | GSD
8784 | 0 | 0 | [6 empty] | 2019-08-01 | 20 | 85.1182 | 349324.9808 | kWh | GSD
8784 | 0 | 0 | [6 empty] | 2019-08-01 | 21 | 83.7597 | 343749.733 | kWh | GSD
8784 | 0 | 0 | [6 empty] | 2019-08-01 | 22 | 78.7914 | 323359.9683 | kWh | GSD
8784 | 0 | 0 | [6 empty] | 2019-08-01 | 23 | 71.8164 | 294734.5095 | kWh | GSD
8784 | 0 | 0 | [6 empty] | 2019-08-01 | 24 | 67.2493 | 275991.0235 | kWh | GSD
8784 | 0 | 0 | [6 empty] | 2019-08-02 | 1 | 64.9692 | 266633.4775 | kWh | GSD
8784 | 0 | 0 | [6 empty] | 2019-08-02 | 2 | 63.4122 | 260243.8658 | kWh | GSD
8784 | 0 | 0 | [6 empty] | 2019-08-02 | 3 | 61.5417 | 252567.1644 | kWh | GSD
8784 | 0 | 0 | [6 empty] | 2019-08-02 | 4 | 62.549 | 256701.1083 | kWh | GSD
8784 | 0 | 0 | [6 empty] | 2019-08-02 | 5 | 66.4265 | 272614.2973 | kWh | GSD
8784 | 0 | 0 | [6 empty] | 2019-08-02 | 6 | 74.8544 | 307202.2609 | kWh | GSD
8784 | 0 | 0 | [6 empty] | 2019-08-02 | 7 | 87.0691 | 357331.7575 | kWh | GSD
8784 | 0 | 0 | [6 empty] | 2019-08-02 | 8 | 93.7777 | 384863.6678 | kWh | GSD
8784 | 0 | 0 | [6 empty] | 2019-08-02 | 9 | 102.1883 | 419380.7412 | kWh | GSD
8784 | 0 | 0 | [6 empty] | 2019-08-02 | 10 | 108.1726 | 443940.3175 | kWh | GSD
8784 | 0 | 0 | [6 empty] | 2019-08-02 | 11 | 109.5813 | 449721.7214 | kWh | GSD
8784 | 0 | 0 | [6 empty] | 2019-08-02 | 12 | 108.3343 | 444604.1545 | kWh | GSD
8784 | 0 | 0 | [6 empty] | 2019-08-02 | 13 | 104.7349 | 429832.2333 | kWh | GSD
8784 | 0 | 0 | [6 empty] | 2019-08-02 | 14 | 103.6417 | 425345.3664 | kWh | GSD
8784 | 0 | 0 | [6 empty] | 2019-08-02 | 15 | 102.9985 | 422706.0455 | kWh | GSD
8784 | 0 | 0 | [6 empty] | 2019-08-02 | 16 | 101.1259 | 415020.536 | kWh | GSD
8784 | 0 | 0 | [6 empty] | 2019-08-02 | 17 | 97.8519 | 401584.3993 | kWh | GSD
8784 | 0 | 0 | [6 empty] | 2019-08-02 | 18 | 91.7349 | 376480.2218 | kWh | GSD
8784 | 0 | 0 | [6 empty] | 2019-08-02 | 19 | 84.617 | 347268.3217 | kWh | GSD
8784 | 0 | 0 | [6 empty] | 2019-08-02 | 20 | 81.153 | 333051.7079 | kWh | GSD
8784 | 0 | 0 | [6 empty] | 2019-08-02 | 21 | 81.4272 | 334177.1314 | kWh | GSD
8784 | 0 | 0 | [6 empty] | 2019-08-02 | 22 | 76.9201 | 315680.2085 | kWh | GSD
8784 | 0 | 0 | [6 empty] | 2019-08-02 | 23 | 71.4439 | 293205.6677 | kWh | GSD
8784 | 0 | 0 | [6 empty] | 2019-08-02 | 24 | 66.9944 | 274944.9357 | kWh | GSD
8784 | 0 | 0 | [6 empty] | 2019-08-03 | 1 | 63.7231 | 261519.4268 | kWh | GSD
8784 | 0 | 0 | [6 empty] | 2019-08-03 | 2 | 61.9917 | 254413.772 | kWh | GSD
8784 | 0 | 0 | [6 empty] | 2019-08-03 | 3 | 60.1289 | 246768.8203 | kWh | GSD
8784 | 0 | 0 | [6 empty] | 2019-08-03 | 4 | 59.8687 | 245701.0975 | kWh | GSD
8784 | 0 | 0 | [6 empty] | 2019-08-03 | 5 | 60.5351 | 248436.0362 | kWh | GSD
8784 | 0 | 0 | [6 empty] | 2019-08-03 | 6 | 63.1075 | 258993.0444 | kWh | GSD
8784 | 0 | 0 | [6 empty] | 2019-08-03 | 7 | 69.6687 | 285920.3825 | kWh | GSD
8784 | 0 | 0 | [6 empty] | 2019-08-03 | 8 | 74.3118 | 304975.755 | kWh | GSD
8784 | 0 | 0 | [6 empty] | 2019-08-03 | 9 | 78.9927 | 324186.0366 | kWh | GSD
8784 | 0 | 0 | [6 empty] | 2019-08-03 | 10 | 84.9681 | 348709.2609 | kWh | GSD
8784 | 0 | 0 | [6 empty] | 2019-08-03 | 11 | 88.2343 | 362113.3781 | kWh | GSD
8784 | 0 | 0 | [6 empty] | 2019-08-03 | 12 | 90.9934 | 373437.0565 | kWh | GSD
8784 | 0 | 0 | [6 empty] | 2019-08-03 | 13 | 91.2467 | 374476.336 | kWh | GSD
8784 | 0 | 0 | [6 empty] | 2019-08-03 | 14 | 87.7714 | 360213.7026 | kWh | GSD
8784 | 0 | 0 | [6 empty] | 2019-08-03 | 15 | 89.13 | 365789.5994 | kWh | GSD
8784 | 0 | 0 | [6 empty] | 2019-08-03 | 16 | 89.4275 | 367010.4424 | kWh | GSD
8784 | 0 | 0 | [6 empty] | 2019-08-03 | 17 | 88.5067 | 363231.3642 | kWh | GSD
8784 | 0 | 0 | [6 empty] | 2019-08-03 | 18 | 86.4932 | 354968.1196 | kWh | GSD
8784 | 0 | 0 | [6 empty] | 2019-08-03 | 19 | 84.8075 | 348049.9559 | kWh | GSD
8784 | 0 | 0 | [6 empty] | 2019-08-03 | 20 | 82.2443 | 337530.5705 | kWh | GSD
8784 | 0 | 0 | [6 empty] | 2019-08-03 | 21 | 79.5295 | 326389.0753 | kWh | GSD
8784 | 0 | 0 | [6 empty] | 2019-08-03 | 22 | 76.3556 | 313363.3356 | kWh | GSD
8784 | 0 | 0 | [6 empty] | 2019-08-03 | 23 | 70.8037 | 290578.5043 | kWh | GSD
8784 | 0 | 0 | [6 empty] | 2019-08-03 | 24 | 66.5506 | 273123.7684 | kWh | GSD
8784 | 0 | 0 | [6 empty] | 2019-08-04 | 1 | 63.2804 | 259702.7313 | kWh | GSD
8784 | 0 | 0 | [6 empty] | 2019-08-04 | 2 | 62.2872 | 255626.6664 | kWh | GSD
8784 | 0 | 0 | [6 empty] | 2019-08-04 | 3 | 61.6677 | 253084.4317 | kWh | GSD
8784 | 0 | 0 | [6 empty] | 2019-08-04 | 4 | 61.3332 | 251711.3662 | kWh | GSD
8784 | 0 | 0 | [6 empty] | 2019-08-04 | 5 | 61.8151 | 253689.1718 | kWh | GSD
8784 | 0 | 0 | [6 empty] | 2019-08-04 | 6 | 64.1865 | 263421.5812 | kWh | GSD
8784 | 0 | 0 | [6 empty] | 2019-08-04 | 7 | 67.9509 | 278870.4806 | kWh | GSD
8784 | 0 | 0 | [6 empty] | 2019-08-04 | 8 | 70.7903 | 290523.2817 | kWh | GSD
8784 | 0 | 0 | [6 empty] | 2019-08-04 | 9 | 77.9648 | 319967.6024 | kWh | GSD
8784 | 0 | 0 | [6 empty] | 2019-08-04 | 10 | 83.9448 | 344509.3582 | kWh | GSD
8784 | 0 | 0 | [6 empty] | 2019-08-04 | 11 | 88.9677 | 365123.3486 | kWh | GSD
8784 | 0 | 0 | [6 empty] | 2019-08-04 | 12 | 90.6875 | 372181.4745 | kWh | GSD
8784 | 0 | 0 | [6 empty] | 2019-08-04 | 13 | 90.4747 | 371308.15 | kWh | GSD
8784 | 0 | 0 | [6 empty] | 2019-08-04 | 14 | 90.3643 | 370855.1401 | kWh | GSD
8784 | 0 | 0 | [6 empty] | 2019-08-04 | 15 | 90.9618 | 373307.2957 | kWh | GSD
8784 | 0 | 0 | [6 empty] | 2019-08-04 | 16 | 91.4884 | 375468.4068 | kWh | GSD
8784 | 0 | 0 | [6 empty] | 2019-08-04 | 17 | 92.8762 | 381164.0302 | kWh | GSD
8784 | 0 | 0 | [6 empty] | 2019-08-04 | 18 | 92.0821 | 377904.8574 | kWh | GSD
8784 | 0 | 0 | [6 empty] | 2019-08-04 | 19 | 88.3989 | 362789.165 | kWh | GSD
8784 | 0 | 0 | [6 empty] | 2019-08-04 | 20 | 85.2509 | 349869.6973 | kWh | GSD
8784 | 0 | 0 | [6 empty] | 2019-08-04 | 21 | 81.7361 | 335444.7647 | kWh | GSD
8784 | 0 | 0 | [6 empty] | 2019-08-04 | 22 | 78.1429 | 320698.6111 | kWh | GSD
8784 | 0 | 0 | [6 empty] | 2019-08-04 | 23 | 72.453 | 297347.0679 | kWh | GSD
8784 | 0 | 0 | [6 empty] | 2019-08-04 | 24 | 68.4407 | 280880.6209 | kWh | GSD
8784 | 0 | 0 | [6 empty] | 2019-08-05 | 1 | 65.873 | 270342.8572 | kWh | GSD
8784 | 0 | 0 | [6 empty] | 2019-08-05 | 2 | 63.6195 | 261094.3049 | kWh | GSD
8784 | 0 | 0 | [6 empty] | 2019-08-05 | 3 | 62.6607 | 257159.3994 | kWh | GSD
8784 | 0 | 0 | [6 empty] | 2019-08-05 | 4 | 62.7287 | 257438.706 | kWh | GSD
8784 | 0 | 0 | [6 empty] | 2019-08-05 | 5 | 68.2282 | 280008.4011 | kWh | GSD
8784 | 0 | 0 | [6 empty] | 2019-08-05 | 6 | 78.9467 | 323997.376 | kWh | GSD
8784 | 0 | 0 | [6 empty] | 2019-08-05 | 7 | 90.5867 | 371767.8092 | kWh | GSD
8784 | 0 | 0 | [6 empty] | 2019-08-05 | 8 | 98.0148 | 402252.6917 | kWh | GSD
8784 | 0 | 0 | [6 empty] | 2019-08-05 | 9 | 108.3191 | 444541.7354 | kWh | GSD
8784 | 0 | 0 | [6 empty] | 2019-08-05 | 10 | 114.7925 | 471108.6088 | kWh | GSD
8784 | 0 | 0 | [6 empty] | 2019-08-05 | 11 | 120.4815 | 494456.1588 | kWh | GSD
8784 | 0 | 0 | [6 empty] | 2019-08-05 | 12 | 124.9992 | 512996.7239 | kWh | GSD
8784 | 0 | 0 | [6 empty] | 2019-08-05 | 13 | 126.9113 | 520843.9078 | kWh | GSD
8784 | 0 | 0 | [6 empty] | 2019-08-05 | 14 | 128.8801 | 528924.1036 | kWh | GSD
8784 | 0 | 0 | [6 empty] | 2019-08-05 | 15 | 127.4945 | 523237.5664 | kWh | GSD
8784 | 0 | 0 | [6 empty] | 2019-08-05 | 16 | 120.1996 | 493299.1624 | kWh | GSD
8784 | 0 | 0 | [6 empty] | 2019-08-05 | 17 | 112.4147 | 461349.7613 | kWh | GSD
8784 | 0 | 0 | [6 empty] | 2019-08-05 | 18 | 104.0603 | 427063.3105 | kWh | GSD
8784 | 0 | 0 | [6 empty] | 2019-08-05 | 19 | 96.6369 | 396597.841 | kWh | GSD
8784 | 0 | 0 | [6 empty] | 2019-08-05 | 20 | 91.4745 | 375411.4482 | kWh | GSD
8784 | 0 | 0 | [6 empty] | 2019-08-05 | 21 | 88.4706 | 363083.4592 | kWh | GSD
8784 | 0 | 0 | [6 empty] | 2019-08-05 | 22 | 81.2416 | 333415.7236 | kWh | GSD
8784 | 0 | 0 | [6 empty] | 2019-08-05 | 23 | 73.1925 | 300382.1522 | kWh | GSD
8784 | 0 | 0 | [6 empty] | 2019-08-05 | 24 | 69.8758 | 286770.0807 | kWh | GSD
8784 | 0 | 0 | [6 empty] | 2019-08-06 | 1 | 67.256 | 276018.569 | kWh | GSD
8784 | 0 | 0 | [6 empty] | 2019-08-06 | 2 | 65.9684 | 270734.5053 | kWh | GSD
8784 | 0 | 0 | [6 empty] | 2019-08-06 | 3 | 64.7161 | 265594.8271 | kWh | GSD
8784 | 0 | 0 | [6 empty] | 2019-08-06 | 4 | 65.0803 | 267089.4464 | kWh | GSD
8784 | 0 | 0 | [6 empty] | 2019-08-06 | 5 | 70.126 | 287797.0463 | kWh | GSD
8784 | 0 | 0 | [6 empty] | 2019-08-06 | 6 | 81.1985 | 333238.8251 | kWh | GSD
8784 | 0 | 0 | [6 empty] | 2019-08-06 | 7 | 91.9782 | 377478.3343 | kWh | GSD
8784 | 0 | 0 | [6 empty] | 2019-08-06 | 8 | 99.9174 | 410060.8694 | kWh | GSD
8784 | 0 | 0 | [6 empty] | 2019-08-06 | 9 | 110.6361 | 454050.7591 | kWh | GSD
8784 | 0 | 0 | [6 empty] | 2019-08-06 | 10 | 117.0219 | 480257.9534 | kWh | GSD
8784 | 0 | 0 | [6 empty] | 2019-08-06 | 11 | 121.9121 | 500327.2789 | kWh | GSD
8784 | 0 | 0 | [6 empty] | 2019-08-06 | 12 | 125.4212 | 514728.6082 | kWh | GSD
8784 | 0 | 0 | [6 empty] | 2019-08-06 | 13 | 124.4888 | 510901.8879 | kWh | GSD
8784 | 0 | 0 | [6 empty] | 2019-08-06 | 14 | 124.6008 | 511361.7864 | kWh | GSD
8784 | 0 | 0 | [6 empty] | 2019-08-06 | 15 | 123.3981 | 506425.7727 | kWh | GSD
8784 | 0 | 0 | [6 empty] | 2019-08-06 | 16 | 115.653 | 474639.8658 | kWh | GSD
8784 | 0 | 0 | [6 empty] | 2019-08-06 | 17 | 112.9498 | 463545.9611 | kWh | GSD
8784 | 0 | 0 | [6 empty] | 2019-08-06 | 18 | 106.9912 | 439091.7864 | kWh | GSD
8784 | 0 | 0 | [6 empty] | 2019-08-06 | 19 | 99.1569 | 406939.7843 | kWh | GSD
8784 | 0 | 0 | [6 empty] | 2019-08-06 | 20 | 92.5366 | 379770.1539 | kWh | GSD
8784 | 0 | 0 | [6 empty] | 2019-08-06 | 21 | 90.1856 | 370121.6747 | kWh | GSD
8784 | 0 | 0 | [6 empty] | 2019-08-06 | 22 | 84.3067 | 345994.8073 | kWh | GSD
8784 | 0 | 0 | [6 empty] | 2019-08-06 | 23 | 76.3675 | 313412.2735 | kWh | GSD
8784 | 0 | 0 | [6 empty] | 2019-08-06 | 24 | 71.7589 | 294498.3865 | kWh | GSD
8784 | 0 | 0 | [6 empty] | 2019-08-07 | 1 | 67.6356 | 277576.4493 | kWh | GSD
8784 | 0 | 0 | [6 empty] | 2019-08-07 | 2 | 65.5865 | 269167.0053 | kWh | GSD
8784 | 0 | 0 | [6 empty] | 2019-08-07 | 3 | 64.421 | 264383.7177 | kWh | GSD
8784 | 0 | 0 | [6 empty] | 2019-08-07 | 4 | 64.9078 | 266381.556 | kWh | GSD
8784 | 0 | 0 | [6 empty] | 2019-08-07 | 5 | 69.387 | 284764.1477 | kWh | GSD
8784 | 0 | 0 | [6 empty] | 2019-08-07 | 6 | 79.6741 | 326982.4635 | kWh | GSD
8784 | 0 | 0 | [6 empty] | 2019-08-07 | 7 | 91.596 | 375910.1529 | kWh | GSD
8784 | 0 | 0 | [6 empty] | 2019-08-07 | 8 | 99.7793 | 409494.132 | kWh | GSD
8784 | 0 | 0 | [6 empty] | 2019-08-07 | 9 | 108.5727 | 445582.4502 | kWh | GSD
8784 | 0 | 0 | [6 empty] | 2019-08-07 | 10 | 112.6823 | 462448.3199 | kWh | GSD
8784 | 0 | 0 | [6 empty] | 2019-08-07 | 11 | 119.6091 | 490875.8176 | kWh | GSD
8784 | 0 | 0 | [6 empty] | 2019-08-07 | 12 | 124.2712 | 510009.1614 | kWh | GSD
8784 | 0 | 0 | [6 empty] | 2019-08-07 | 13 | 126.617 | 519636.0416 | kWh | GSD
8784 | 0 | 0 | [6 empty] | 2019-08-07 | 14 | 125.561 | 515302.4338 | kWh | GSD
8784 | 0 | 0 | [6 empty] | 2019-08-07 | 15 | 124.14 | 509470.3817 | kWh | GSD
8784 | 0 | 0 | [6 empty] | 2019-08-07 | 16 | 118.7717 | 487439.143 | kWh | GSD
8784 | 0 | 0 | [6 empty] | 2019-08-07 | 17 | 110.7892 | 454678.9161 | kWh | GSD
8784 | 0 | 0 | [6 empty] | 2019-08-07 | 18 | 104.6781 | 429598.9564 | kWh | GSD
8784 | 0 | 0 | [6 empty] | 2019-08-07 | 19 | 98.7174 | 405136.2648 | kWh | GSD
8784 | 0 | 0 | [6 empty] | 2019-08-07 | 20 | 92.5832 | 379961.6538 | kWh | GSD
8784 | 0 | 0 | [6 empty] | 2019-08-07 | 21 | 91.9118 | 377205.9489 | kWh | GSD
8784 | 0 | 0 | [6 empty] | 2019-08-07 | 22 | 85.7919 | 352089.9457 | kWh | GSD
8784 | 0 | 0 | [6 empty] | 2019-08-07 | 23 | 76.7638 | 315038.5848 | kWh | GSD
8784 | 0 | 0 | [6 empty] | 2019-08-07 | 24 | 71.8805 | 294997.4885 | kWh | GSD
8784 | 0 | 0 | [6 empty] | 2019-08-08 | 1 | 68.3418 | 280474.897 | kWh | GSD
8784 | 0 | 0 | [6 empty] | 2019-08-08 | 2 | 66.4406 | 272672.0971 | kWh | GSD
8784 | 0 | 0 | [6 empty] | 2019-08-08 | 3 | 65.3422 | 268164.3312 | kWh | GSD
8784 | 0 | 0 | [6 empty] | 2019-08-08 | 4 | 65.4385 | 268559.6815 | kWh | GSD
8784 | 0 | 0 | [6 empty] | 2019-08-08 | 5 | 71.0432 | 291561.4665 | kWh | GSD
8784 | 0 | 0 | [6 empty] | 2019-08-08 | 6 | 81.5218 | 334565.3921 | kWh | GSD
8784 | 0 | 0 | [6 empty] | 2019-08-08 | 7 | 93.9935 | 385749.3597 | kWh | GSD
8784 | 0 | 0 | [6 empty] | 2019-08-08 | 8 | 100.6126 | 412914.2538 | kWh | GSD
8784 | 0 | 0 | [6 empty] | 2019-08-08 | 9 | 108.9061 | 446950.7317 | kWh | GSD
8784 | 0 | 0 | [6 empty] | 2019-08-08 | 10 | 115.8796 | 475569.994 | kWh | GSD
8784 | 0 | 0 | [6 empty] | 2019-08-08 | 11 | 122.3039 | 501935.0956 | kWh | GSD
8784 | 0 | 0 | [6 empty] | 2019-08-08 | 12 | 126.949 | 520998.4974 | kWh | GSD
8784 | 0 | 0 | [6 empty] | 2019-08-08 | 13 | 129.2311 | 530364.3869 | kWh | GSD
8784 | 0 | 0 | [6 empty] | 2019-08-08 | 14 | 131.4279 | 539379.9727 | kWh | GSD
8784 | 0 | 0 | [6 empty] | 2019-08-08 | 15 | 130.2917 | 534716.9705 | kWh | GSD
8784 | 0 | 0 | [6 empty] | 2019-08-08 | 16 | 127.3141 | 522496.9504 | kWh | GSD
8784 | 0 | 0 | [6 empty] | 2019-08-08 | 17 | 122.5655 | 503009.0111 | kWh | GSD
8784 | 0 | 0 | [6 empty] | 2019-08-08 | 18 | 113.1987 | 464567.3941 | kWh | GSD
8784 | 0 | 0 | [6 empty] | 2019-08-08 | 19 | 103.3325 | 424076.4337 | kWh | GSD
8784 | 0 | 0 | [6 empty] | 2019-08-08 | 20 | 95.6631 | 392601.3665 | kWh | GSD
8784 | 0 | 0 | [6 empty] | 2019-08-08 | 21 | 93.2321 | 382624.3961 | kWh | GSD
8784 | 0 | 0 | [6 empty] | 2019-08-08 | 22 | 86.0102 | 352985.6986 | kWh | GSD
8784 | 0 | 0 | [6 empty] | 2019-08-08 | 23 | 77.0408 | 316175.4991 | kWh | GSD
8784 | 0 | 0 | [6 empty] | 2019-08-08 | 24 | 71.4885 | 293388.6064 | kWh | GSD
8784 | 0 | 0 | [6 empty] | 2019-08-09 | 1 | 67.8189 | 278328.615 | kWh | GSD
8784 | 0 | 0 | [6 empty] | 2019-08-09 | 2 | 65.739 | 269792.9272 | kWh | GSD
8784 | 0 | 0 | [6 empty] | 2019-08-09 | 3 | 64.6186 | 265194.8866 | kWh | GSD
8784 | 0 | 0 | [6 empty] | 2019-08-09 | 4 | 64.9253 | 266453.4814 | kWh | GSD
8784 | 0 | 0 | [6 empty] | 2019-08-09 | 5 | 69.6853 | 285988.2999 | kWh | GSD
8784 | 0 | 0 | [6 empty] | 2019-08-09 | 6 | 80.1445 | 328913.1107 | kWh | GSD
8784 | 0 | 0 | [6 empty] | 2019-08-09 | 7 | 93.4066 | 383340.6376 | kWh | GSD
8784 | 0 | 0 | [6 empty] | 2019-08-09 | 8 | 100.7309 | 413399.4154 | kWh | GSD
8784 | 0 | 0 | [6 empty] | 2019-08-09 | 9 | 111.5821 | 457932.9313 | kWh | GSD
8784 | 0 | 0 | [6 empty] | 2019-08-09 | 10 | 119.3014 | 489613.1427 | kWh | GSD
8784 | 0 | 0 | [6 empty] | 2019-08-09 | 11 | 124.6648 | 511624.2729 | kWh | GSD
8784 | 0 | 0 | [6 empty] | 2019-08-09 | 12 | 129.4182 | 531132.476 | kWh | GSD
8784 | 0 | 0 | [6 empty] | 2019-08-09 | 13 | 130.0794 | 533845.6941 | kWh | GSD
8784 | 0 | 0 | [6 empty] | 2019-08-09 | 14 | 132.0091 | 541765.1454 | kWh | GSD
8784 | 0 | 0 | [6 empty] | 2019-08-09 | 15 | 132.1031 | 542151.0648 | kWh | GSD
8784 | 0 | 0 | [6 empty] | 2019-08-09 | 16 | 126.5842 | 519501.6842 | kWh | GSD
8784 | 0 | 0 | [6 empty] | 2019-08-09 | 17 | 119.9928 | 492450.4625 | kWh | GSD
8784 | 0 | 0 | [6 empty] | 2019-08-09 | 18 | 111.442 | 457358.0396 | kWh | GSD
8784 | 0 | 0 | [6 empty] | 2019-08-09 | 19 | 100.5802 | 412781.3328 | kWh | GSD
8784 | 0 | 0 | [6 empty] | 2019-08-09 | 20 | 95.0346 | 390021.9466 | kWh | GSD
8784 | 0 | 0 | [6 empty] | 2019-08-09 | 21 | 92.7614 | 380692.757 | kWh | GSD
8784 | 0 | 0 | [6 empty] | 2019-08-09 | 22 | 86.008 | 352976.6417 | kWh | GSD
8784 | 0 | 0 | [6 empty] | 2019-08-09 | 23 | 78.4242 | 321852.7241 | kWh | GSD
8784 | 0 | 0 | [6 empty] | 2019-08-09 | 24 | 73.1016 | 300008.8353 | kWh | GSD
8784 | 0 | 0 | [6 empty] | 2019-08-10 | 1 | 69.7163 | 286115.7607 | kWh | GSD
8784 | 0 | 0 | [6 empty] | 2019-08-10 | 2 | 67.9599 | 278907.4143 | kWh | GSD
8784 | 0 | 0 | [6 empty] | 2019-08-10 | 3 | 66.4971 | 272904.2491 | kWh | GSD
8784 | 0 | 0 | [6 empty] | 2019-08-10 | 4 | 65.8362 | 270191.8333 | kWh | GSD
8784 | 0 | 0 | [6 empty] | 2019-08-10 | 5 | 66.9429 | 274733.5472 | kWh | GSD
8784 | 0 | 0 | [6 empty] | 2019-08-10 | 6 | 69.9633 | 287129.4637 | kWh | GSD
8784 | 0 | 0 | [6 empty] | 2019-08-10 | 7 | 77.2648 | 317094.6581 | kWh | GSD
8784 | 0 | 0 | [6 empty] | 2019-08-10 | 8 | 83.4177 | 342346.0405 | kWh | GSD
8784 | 0 | 0 | [6 empty] | 2019-08-10 | 9 | 91.0842 | 373809.7225 | kWh | GSD
8784 | 0 | 0 | [6 empty] | 2019-08-10 | 10 | 96.3057 | 395238.761 | kWh | GSD
8784 | 0 | 0 | [6 empty] | 2019-08-10 | 11 | 99.8582 | 409818.1662 | kWh | GSD
8784 | 0 | 0 | [6 empty] | 2019-08-10 | 12 | 104.0541 | 427037.8716 | kWh | GSD
8784 | 0 | 0 | [6 empty] | 2019-08-10 | 13 | 104.7561 | 429919.2184 | kWh | GSD
8784 | 0 | 0 | [6 empty] | 2019-08-10 | 14 | 103.2022 | 423541.7174 | kWh | GSD
8784 | 0 | 0 | [6 empty] | 2019-08-10 | 15 | 103.5744 | 425069.4106 | kWh | GSD
8784 | 0 | 0 | [6 empty] | 2019-08-10 | 16 | 103.6792 | 425499.2908 | kWh | GSD
8784 | 0 | 0 | [6 empty] | 2019-08-10 | 17 | 100.7836 | 413616.0644 | kWh | GSD
8784 | 0 | 0 | [6 empty] | 2019-08-10 | 18 | 93.9803 | 385695.3499 | kWh | GSD
8784 | 0 | 0 | [6 empty] | 2019-08-10 | 19 | 87.5354 | 359245.3513 | kWh | GSD
8784 | 0 | 0 | [6 empty] | 2019-08-10 | 20 | 83.432 | 342404.9386 | kWh | GSD
8784 | 0 | 0 | [6 empty] | 2019-08-10 | 21 | 80.033 | 328455.5452 | kWh | GSD
8784 | 0 | 0 | [6 empty] | 2019-08-10 | 22 | 75.8936 | 311467.2064 | kWh | GSD
8784 | 0 | 0 | [6 empty] | 2019-08-10 | 23 | 71.6304 | 293971.0123 | kWh | GSD
8784 | 0 | 0 | [6 empty] | 2019-08-10 | 24 | 67.2747 | 276095.333 | kWh | GSD
8784 | 0 | 0 | [6 empty] | 2019-08-11 | 1 | 63.6949 | 261404.0533 | kWh | GSD
8784 | 0 | 0 | [6 empty] | 2019-08-11 | 2 | 63.2448 | 259556.8397 | kWh | GSD
8784 | 0 | 0 | [6 empty] | 2019-08-11 | 3 | 61.1684 | 251035.2864 | kWh | GSD
8784 | 0 | 0 | [6 empty] | 2019-08-11 | 4 | 60.9006 | 249936.0129 | kWh | GSD
8784 | 0 | 0 | [6 empty] | 2019-08-11 | 5 | 61.1982 | 251157.4936 | kWh | GSD
8784 | 0 | 0 | [6 empty] | 2019-08-11 | 6 | 65.1403 | 267335.7977 | kWh | GSD
8784 | 0 | 0 | [6 empty] | 2019-08-11 | 7 | 70.3665 | 288784.1999 | kWh | GSD
8784 | 0 | 0 | [6 empty] | 2019-08-11 | 8 | 74.5419 | 305920.0375 | kWh | GSD
8784 | 0 | 0 | [6 empty] | 2019-08-11 | 9 | 80.3731 | 329851.3571 | kWh | GSD
8784 | 0 | 0 | [6 empty] | 2019-08-11 | 10 | 86.4607 | 354834.8933 | kWh | GSD
8784 | 0 | 0 | [6 empty] | 2019-08-11 | 11 | 91.0331 | 373599.7293 | kWh | GSD
8784 | 0 | 0 | [6 empty] | 2019-08-11 | 12 | 94.4307 | 387543.7765 | kWh | GSD
8784 | 0 | 0 | [6 empty] | 2019-08-11 | 13 | 96.5935 | 396419.8233 | kWh | GSD
8784 | 0 | 0 | [6 empty] | 2019-08-11 | 14 | 96.5895 | 396403.2896 | kWh | GSD
8784 | 0 | 0 | [6 empty] | 2019-08-11 | 15 | 96.6342 | 396586.6052 | kWh | GSD
8784 | 0 | 0 | [6 empty] | 2019-08-11 | 16 | 97.9006 | 401784.2213 | kWh | GSD
8784 | 0 | 0 | [6 empty] | 2019-08-11 | 17 | 96.8758 | 397578.4608 | kWh | GSD
8784 | 0 | 0 | [6 empty] | 2019-08-11 | 18 | 93.92 | 385447.6642 | kWh | GSD
8784 | 0 | 0 | [6 empty] | 2019-08-11 | 19 | 89.3523 | 366701.7259 | kWh | GSD
8784 | 0 | 0 | [6 empty] | 2019-08-11 | 20 | 82.9269 | 340332.1865 | kWh | GSD
8784 | 0 | 0 | [6 empty] | 2019-08-11 | 21 | 77.2208 | 316914.1026 | kWh | GSD
8784 | 0 | 0 | [6 empty] | 2019-08-11 | 22 | 73.3821 | 301159.9959 | kWh | GSD
8784 | 0 | 0 | [6 empty] | 2019-08-11 | 23 | 68.8851 | 282704.5973 | kWh | GSD
8784 | 0 | 0 | [6 empty] | 2019-08-11 | 24 | 66.678 | 273646.3873 | kWh | GSD
8784 | 0 | 0 | [6 empty] | 2019-08-12 | 1 | 64.1134 | 263121.5184 | kWh | GSD
8784 | 0 | 0 | [6 empty] | 2019-08-12 | 2 | 62.9313 | 258270.2155 | kWh | GSD
8784 | 0 | 0 | [6 empty] | 2019-08-12 | 3 | 62.2297 | 255390.7827 | kWh | GSD
8784 | 0 | 0 | [6 empty] | 2019-08-12 | 4 | 63.0136 | 258608.0023 | kWh | GSD
8784 | 0 | 0 | [6 empty] | 2019-08-12 | 5 | 68.2945 | 280280.4999 | kWh | GSD
8784 | 0 | 0 | [6 empty] | 2019-08-12 | 6 | 79.5866 | 326623.4578 | kWh | GSD
8784 | 0 | 0 | [6 empty] | 2019-08-12 | 7 | 92.3822 | 379136.3456 | kWh | GSD
8784 | 0 | 0 | [6 empty] | 2019-08-12 | 8 | 100.9123 | 414144.0431 | kWh | GSD
8784 | 0 | 0 | [6 empty] | 2019-08-12 | 9 | 112.0853 | 459998.0165 | kWh | GSD
8784 | 0 | 0 | [6 empty] | 2019-08-12 | 10 | 120.6182 | 495017.0943 | kWh | GSD
8784 | 0 | 0 | [6 empty] | 2019-08-12 | 11 | 125.4373 | 514794.5551 | kWh | GSD
8784 | 0 | 0 | [6 empty] | 2019-08-12 | 12 | 128.2165 | 526200.648 | kWh | GSD
8784 | 0 | 0 | [6 empty] | 2019-08-12 | 13 | 131.4475 | 539460.7045 | kWh | GSD
8784 | 0 | 0 | [6 empty] | 2019-08-12 | 14 | 133.9708 | 549816.1908 | kWh | GSD
8784 | 0 | 0 | [6 empty] | 2019-08-12 | 15 | 133.2388 | 546812.0561 | kWh | GSD
8784 | 0 | 0 | [6 empty] | 2019-08-12 | 16 | 127.8063 | 524517.0527 | kWh | GSD
8784 | 0 | 0 | [6 empty] | 2019-08-12 | 17 | 120.6475 | 495137.3032 | kWh | GSD
8784 | 0 | 0 | [6 empty] | 2019-08-12 | 18 | 112.905 | 463362.235 | kWh | GSD
8784 | 0 | 0 | [6 empty] | 2019-08-12 | 19 | 102.6015 | 421076.5198 | kWh | GSD
8784 | 0 | 0 | [6 empty] | 2019-08-12 | 20 | 96.4961 | 396020.0533 | kWh | GSD
8784 | 0 | 0 | [6 empty] | 2019-08-12 | 21 | 94.4924 | 387796.9094 | kWh | GSD
8784 | 0 | 0 | [6 empty] | 2019-08-12 | 22 | 88.3086 | 362418.4066 | kWh | GSD
8784 | 0 | 0 | [6 empty] | 2019-08-12 | 23 | 80.716 | 331258.4015 | kWh | GSD
8784 | 0 | 0 | [6 empty] | 2019-08-12 | 24 | 75.3964 | 309426.6971 | kWh | GSD
8784 | 0 | 0 | [6 empty] | 2019-08-13 | 1 | 71.6427 | 294021.8346 | kWh | GSD
8784 | 0 | 0 | [6 empty] | 2019-08-13 | 2 | 69.9944 | 287257.0421 | kWh | GSD
8784 | 0 | 0 | [6 empty] | 2019-08-13 | 3 | 69.1063 | 283612.3598 | kWh | GSD
8784 | 0 | 0 | [6 empty] | 2019-08-13 | 4 | 69.129 | 283705.2359 | kWh | GSD
8784 | 0 | 0 | [6 empty] | 2019-08-13 | 5 | 72.9986 | 299586.0925 | kWh | GSD
8784 | 0 | 0 | [6 empty] | 2019-08-13 | 6 | 83.7719 | 343799.9235 | kWh | GSD
8784 | 0 | 0 | [6 empty] | 2019-08-13 | 7 | 96.0432 | 394161.1541 | kWh | GSD
8784 | 0 | 0 | [6 empty] | 2019-08-13 | 8 | 105.1094 | 431369.0939 | kWh | GSD
8784 | 0 | 0 | [6 empty] | 2019-08-13 | 9 | 116.4529 | 477922.8549 | kWh | GSD
8784 | 0 | 0 | [6 empty] | 2019-08-13 | 10 | 123.2907 | 505985.2206 | kWh | GSD
8784 | 0 | 0 | [6 empty] | 2019-08-13 | 11 | 127.8707 | 524781.4255 | kWh | GSD
8784 | 0 | 0 | [6 empty] | 2019-08-13 | 12 | 130.6645 | 536247.0987 | kWh | GSD
8784 | 0 | 0 | [6 empty] | 2019-08-13 | 13 | 133.1098 | 546282.777 | kWh | GSD
8784 | 0 | 0 | [6 empty] | 2019-08-13 | 14 | 134.8354 | 553364.3363 | kWh | GSD
8784 | 0 | 0 | [6 empty] | 2019-08-13 | 15 | 133.3239 | 547161.2754 | kWh | GSD
8784 | 0 | 0 | [6 empty] | 2019-08-13 | 16 | 129.5697 | 531754.0234 | kWh | GSD
8784 | 0 | 0 | [6 empty] | 2019-08-13 | 17 | 121.2264 | 497512.9927 | kWh | GSD
8784 | 0 | 0 | [6 empty] | 2019-08-13 | 18 | 113.8915 | 467410.6109 | kWh | GSD
8784 | 0 | 0 | [6 empty] | 2019-08-13 | 19 | 104.2169 | 427706.1396 | kWh | GSD
8784 | 0 | 0 | [6 empty] | 2019-08-13 | 20 | 97.8953 | 401762.1977 | kWh | GSD
8784 | 0 | 0 | [6 empty] | 2019-08-13 | 21 | 96.1282 | 394510.2597 | kWh | GSD
8784 | 0 | 0 | [6 empty] | 2019-08-13 | 22 | 89.5191 | 367386.4993 | kWh | GSD
8784 | 0 | 0 | [6 empty] | 2019-08-13 | 23 | 80.6202 | 330865.4499 | kWh | GSD
8784 | 0 | 0 | [6 empty] | 2019-08-13 | 24 | 75.5612 | 310103.0658 | kWh | GSD
8784 | 0 | 0 | [6 empty] | 2019-08-14 | 1 | 72.0932 | 295870.3132 | kWh | GSD
8784 | 0 | 0 | [6 empty] | 2019-08-14 | 2 | 71.2379 | 292360.4998 | kWh | GSD
8784 | 0 | 0 | [6 empty] | 2019-08-14 | 3 | 69.0007 | 283179.0568 | kWh | GSD
8784 | 0 | 0 | [6 empty] | 2019-08-14 | 4 | 69.9996 | 287278.2601 | kWh | GSD
8784 | 0 | 0 | [6 empty] | 2019-08-14 | 5 | 74.2787 | 304839.8442 | kWh | GSD
8784 | 0 | 0 | [6 empty] | 2019-08-14 | 6 | 85.1173 | 349321.5934 | kWh | GSD
8784 | 0 | 0 | [6 empty] | 2019-08-14 | 7 | 97.4471 | 399922.9138 | kWh | GSD
8784 | 0 | 0 | [6 empty] | 2019-08-14 | 8 | 105.9185 | 434689.4379 | kWh | GSD
8784 | 0 | 0 | [6 empty] | 2019-08-14 | 9 | 117.4269 | 481920.1877 | kWh | GSD
8784 | 0 | 0 | [6 empty] | 2019-08-14 | 10 | 125.6171 | 515532.4975 | kWh | GSD
8784 | 0 | 0 | [6 empty] | 2019-08-14 | 11 | 132.5341 | 543919.7627 | kWh | GSD
8784 | 0 | 0 | [6 empty] | 2019-08-14 | 12 | 134.9185 | 553705.6105 | kWh | GSD
8784 | 0 | 0 | [6 empty] | 2019-08-14 | 13 | 137.4388 | 564048.72 | kWh | GSD
8784 | 0 | 0 | [6 empty] | 2019-08-14 | 14 | 138.6026 | 568824.9091 | kWh | GSD
8784 | 0 | 0 | [6 empty] | 2019-08-14 | 15 | 137.8495 | 565734.4536 | kWh | GSD
8784 | 0 | 0 | [6 empty] | 2019-08-14 | 16 | 132.0509 | 541936.7254 | kWh | GSD
8784 | 0 | 0 | [6 empty] | 2019-08-14 | 17 | 122.8119 | 504020.0031 | kWh | GSD
8784 | 0 | 0 | [6 empty] | 2019-08-14 | 18 | 108.3646 | 444728.1984 | kWh | GSD
8784 | 0 | 0 | [6 empty] | 2019-08-14 | 19 | 98.8561 | 405705.5805 | kWh | GSD
8784 | 0 | 0 | [6 empty] | 2019-08-14 | 20 | 95.607 | 392370.9759 | kWh | GSD
8784 | 0 | 0 | [6 empty] | 2019-08-14 | 21 | 94.2398 | 386760.0678 | kWh | GSD
8784 | 0 | 0 | [6 empty] | 2019-08-14 | 22 | 87.5137 | 359156.2687 | kWh | GSD
8784 | 0 | 0 | [6 empty] | 2019-08-14 | 23 | 79.283 | 325377.4549 | kWh | GSD
8784 | 0 | 0 | [6 empty] | 2019-08-14 | 24 | 74.2174 | 304588.3947 | kWh | GSD
8784 | 0 | 0 | [6 empty] | 2019-08-15 | 1 | 70.3346 | 288653.2917 | kWh | GSD
8784 | 0 | 0 | [6 empty] | 2019-08-15 | 2 | 69.2004 | 283998.5195 | kWh | GSD
8784 | 0 | 0 | [6 empty] | 2019-08-15 | 3 | 69.1783 | 283907.6609 | kWh | GSD
8784 | 0 | 0 | [6 empty] | 2019-08-15 | 4 | 69.9818 | 287205.174 | kWh | GSD
8784 | 0 | 0 | [6 empty] | 2019-08-15 | 5 | 75.2665 | 308893.8393 | kWh | GSD
8784 | 0 | 0 | [6 empty] | 2019-08-15 | 6 | 83.6739 | 343397.7364 | kWh | GSD
8784 | 0 | 0 | [6 empty] | 2019-08-15 | 7 | 94.9952 | 389860.1032 | kWh | GSD
8784 | 0 | 0 | [6 empty] | 2019-08-15 | 8 | 104.037 | 426967.8858 | kWh | GSD
8784 | 0 | 0 | [6 empty] | 2019-08-15 | 9 | 115.3416 | 473361.9542 | kWh | GSD
8784 | 0 | 0 | [6 empty] | 2019-08-15 | 10 | 121.5982 | 499039.1422 | kWh | GSD
8784 | 0 | 0 | [6 empty] | 2019-08-15 | 11 | 126.6176 | 519638.4755 | kWh | GSD
8784 | 0 | 0 | [6 empty] | 2019-08-15 | 12 | 130.3403 | 534916.5495 | kWh | GSD
8784 | 0 | 0 | [6 empty] | 2019-08-15 | 13 | 131.3362 | 539003.6485 | kWh | GSD
8784 | 0 | 0 | [6 empty] | 2019-08-15 | 14 | 131.96 | 541563.7465 | kWh | GSD
8784 | 0 | 0 | [6 empty] | 2019-08-15 | 15 | 120.7273 | 495464.9384 | kWh | GSD
8784 | 0 | 0 | [6 empty] | 2019-08-15 | 16 | 112.8537 | 463151.6281 | kWh | GSD
8784 | 0 | 0 | [6 empty] | 2019-08-15 | 17 | 105.0728 | 431218.8932 | kWh | GSD
8784 | 0 | 0 | [6 empty] | 2019-08-15 | 18 | 99.1689 | 406989.2241 | kWh | GSD
8784 | 0 | 0 | [6 empty] | 2019-08-15 | 19 | 93.7958 | 384937.8918 | kWh | GSD
8784 | 0 | 0 | [6 empty] | 2019-08-15 | 20 | 89.6233 | 367814.0838 | kWh | GSD
8784 | 0 | 0 | [6 empty] | 2019-08-15 | 21 | 88.6063 | 363640.3102 | kWh | GSD
8784 | 0 | 0 | [6 empty] | 2019-08-15 | 22 | 82.5946 | 338968.0968 | kWh | GSD
8784 | 0 | 0 | [6 empty] | 2019-08-15 | 23 | 73.7377 | 302619.5523 | kWh | GSD
8784 | 0 | 0 | [6 empty] | 2019-08-15 | 24 | 69.2687 | 284278.6935 | kWh | GSD
8784 | 0 | 0 | [6 empty] | 2019-08-16 | 1 | 65.3397 | 268154.3249 | kWh | GSD
8784 | 0 | 0 | [6 empty] | 2019-08-16 | 2 | 64.5897 | 265075.9728 | kWh | GSD
8784 | 0 | 0 | [6 empty] | 2019-08-16 | 3 | 64.1493 | 263268.7703 | kWh | GSD
8784 | 0 | 0 | [6 empty] | 2019-08-16 | 4 | 65.5847 | 269159.4455 | kWh | GSD
8784 | 0 | 0 | [6 empty] | 2019-08-16 | 5 | 69.7714 | 286341.6578 | kWh | GSD
8784 | 0 | 0 | [6 empty] | 2019-08-16 | 6 | 79.8295 | 327620.2403 | kWh | GSD
8784 | 0 | 0 | [6 empty] | 2019-08-16 | 7 | 90.5622 | 371667.4334 | kWh | GSD
8784 | 0 | 0 | [6 empty] | 2019-08-16 | 8 | 99.9619 | 410243.67 | kWh | GSD
8784 | 0 | 0 | [6 empty] | 2019-08-16 | 9 | 109.9467 | 451221.2718 | kWh | GSD
8784 | 0 | 0 | [6 empty] | 2019-08-16 | 10 | 114.7389 | 470888.5043 | kWh | GSD
8784 | 0 | 0 | [6 empty] | 2019-08-16 | 11 | 118.4155 | 485977.2053 | kWh | GSD
8784 | 0 | 0 | [6 empty] | 2019-08-16 | 12 | 120.2991 | 493707.3274 | kWh | GSD
8784 | 0 | 0 | [6 empty] | 2019-08-16 | 13 | 122.1529 | 501315.4061 | kWh | GSD
8784 | 0 | 0 | [6 empty] | 2019-08-16 | 14 | 123.2752 | 505921.2318 | kWh | GSD
8784 | 0 | 0 | [6 empty] | 2019-08-16 | 15 | 119.2756 | 489507.1058 | kWh | GSD
8784 | 0 | 0 | [6 empty] | 2019-08-16 | 16 | 114.0633 | 468115.9821 | kWh | GSD
8784 | 0 | 0 | [6 empty] | 2019-08-16 | 17 | 104.5581 | 429106.3706 | kWh | GSD
8784 | 0 | 0 | [6 empty] | 2019-08-16 | 18 | 96.2183 | 394880.0958 | kWh | GSD
8784 | 0 | 0 | [6 empty] | 2019-08-16 | 19 | 88.8271 | 364546.3123 | kWh | GSD
8784 | 0 | 0 | [6 empty] | 2019-08-16 | 20 | 85.2782 | 349981.7334 | kWh | GSD
8784 | 0 | 0 | [6 empty] | 2019-08-16 | 21 | 84.0118 | 344784.4639 | kWh | GSD
8784 | 0 | 0 | [6 empty] | 2019-08-16 | 22 | 78.7397 | 323147.8958 | kWh | GSD
8784 | 0 | 0 | [6 empty] | 2019-08-16 | 23 | 70.8927 | 290943.5905 | kWh | GSD
8784 | 0 | 0 | [6 empty] | 2019-08-16 | 24 | 68.2139 | 279949.6469 | kWh | GSD
8784 | 0 | 0 | [6 empty] | 2019-08-17 | 1 | 65.1915 | 267545.7632 | kWh | GSD
8784 | 0 | 0 | [6 empty] | 2019-08-17 | 2 | 63.4519 | 260406.7098 | kWh | GSD
8784 | 0 | 0 | [6 empty] | 2019-08-17 | 3 | 61.6583 | 253045.5683 | kWh | GSD
8784 | 0 | 0 | [6 empty] | 2019-08-17 | 4 | 61.5767 | 252710.8899 | kWh | GSD
8784 | 0 | 0 | [6 empty] | 2019-08-17 | 5 | 63.1177 | 259034.981 | kWh | GSD
8784 | 0 | 0 | [6 empty] | 2019-08-17 | 6 | 65.2897 | 267948.8311 | kWh | GSD
8784 | 0 | 0 | [6 empty] | 2019-08-17 | 7 | 71.5801 | 293764.5732 | kWh | GSD
8784 | 0 | 0 | [6 empty] | 2019-08-17 | 8 | 75.574 | 310155.7156 | kWh | GSD
8784 | 0 | 0 | [6 empty] | 2019-08-17 | 9 | 78.4542 | 321975.9872 | kWh | GSD
8784 | 0 | 0 | [6 empty] | 2019-08-17 | 10 | 79.3409 | 325614.9192 | kWh | GSD
8784 | 0 | 0 | [6 empty] | 2019-08-17 | 11 | 79.6701 | 326965.9026 | kWh | GSD
8784 | 0 | 0 | [6 empty] | 2019-08-17 | 12 | 79.3242 | 325546.5524 | kWh | GSD
8784 | 0 | 0 | [6 empty] | 2019-08-17 | 13 | 78.8665 | 323668.2443 | kWh | GSD
8784 | 0 | 0 | [6 empty] | 2019-08-17 | 14 | 77.8069 | 319319.3852 | kWh | GSD
8784 | 0 | 0 | [6 empty] | 2019-08-17 | 15 | 77.4135 | 317705.0341 | kWh | GSD
8784 | 0 | 0 | [6 empty] | 2019-08-17 | 16 | 76.595 | 314345.8975 | kWh | GSD
8784 | 0 | 0 | [6 empty] | 2019-08-17 | 17 | 74.6001 | 306158.667 | kWh | GSD
8784 | 0 | 0 | [6 empty] | 2019-08-17 | 18 | 73.7417 | 302636.0354 | kWh | GSD
8784 | 0 | 0 | [6 empty] | 2019-08-17 | 19 | 70.6264 | 289850.8111 | kWh | GSD
8784 | 0 | 0 | [6 empty] | 2019-08-17 | 20 | 69.355 | 284632.8141 | kWh | GSD
8784 | 0 | 0 | [6 empty] | 2019-08-17 | 21 | 68.6373 | 281687.6451 | kWh | GSD
8784 | 0 | 0 | [6 empty] | 2019-08-17 | 22 | 66.3636 | 272356.3427 | kWh | GSD
8784 | 0 | 0 | [6 empty] | 2019-08-17 | 23 | 62.9855 | 258492.5149 | kWh | GSD
8784 | 0 | 0 | [6 empty] | 2019-08-17 | 24 | 59.5136 | 244243.7677 | kWh | GSD
8784 | 0 | 0 | [6 empty] | 2019-08-18 | 1 | 57.1546 | 234562.2915 | kWh | GSD
8784 | 0 | 0 | [6 empty] | 2019-08-18 | 2 | 56.4402 | 231630.5936 | kWh | GSD
8784 | 0 | 0 | [6 empty] | 2019-08-18 | 3 | 56.0773 | 230141.0694 | kWh | GSD
8784 | 0 | 0 | [6 empty] | 2019-08-18 | 4 | 55.6439 | 228362.6485 | kWh | GSD
8784 | 0 | 0 | [6 empty] | 2019-08-18 | 5 | 56.4042 | 231482.8614 | kWh | GSD
8784 | 0 | 0 | [6 empty] | 2019-08-18 | 6 | 58.695 | 240884.1679 | kWh | GSD
8784 | 0 | 0 | [6 empty] | 2019-08-18 | 7 | 62.6869 | 257267.0019 | kWh | GSD
8784 | 0 | 0 | [6 empty] | 2019-08-18 | 8 | 65.4823 | 268739.556 | kWh | GSD
8784 | 0 | 0 | [6 empty] | 2019-08-18 | 9 | 69.7423 | 286222.3923 | kWh | GSD
8784 | 0 | 0 | [6 empty] | 2019-08-18 | 10 | 73.7186 | 302541.0828 | kWh | GSD
8784 | 0 | 0 | [6 empty] | 2019-08-18 | 11 | 76.8274 | 315299.4773 | kWh | GSD
8784 | 0 | 0 | [6 empty] | 2019-08-18 | 12 | 79.1598 | 324871.8017 | kWh | GSD
8784 | 0 | 0 | [6 empty] | 2019-08-18 | 13 | 82.0248 | 336629.897 | kWh | GSD
8784 | 0 | 0 | [6 empty] | 2019-08-18 | 14 | 81.3862 | 334009.0474 | kWh | GSD
8784 | 0 | 0 | [6 empty] | 2019-08-18 | 15 | 81.4593 | 334308.7787 | kWh | GSD
8784 | 0 | 0 | [6 empty] | 2019-08-18 | 16 | 79.6095 | 326717.4118 | kWh | GSD
8784 | 0 | 0 | [6 empty] | 2019-08-18 | 17 | 78.282 | 321269.3086 | kWh | GSD
8784 | 0 | 0 | [6 empty] | 2019-08-18 | 18 | 77.6025 | 318480.4686 | kWh | GSD
8784 | 0 | 0 | [6 empty] | 2019-08-18 | 19 | 75.5446 | 310035.1678 | kWh | GSD
8784 | 0 | 0 | [6 empty] | 2019-08-18 | 20 | 71.7716 | 294550.5002 | kWh | GSD
8784 | 0 | 0 | [6 empty] | 2019-08-18 | 21 | 69.5121 | 285277.7411 | kWh | GSD
8784 | 0 | 0 | [6 empty] | 2019-08-18 | 22 | 67.2759 | 276100.4814 | kWh | GSD
8784 | 0 | 0 | [6 empty] | 2019-08-18 | 23 | 63.2787 | 259695.6418 | kWh | GSD
8784 | 0 | 0 | [6 empty] | 2019-08-18 | 24 | 60.3276 | 247584.5144 | kWh | GSD
8784 | 0 | 0 | [6 empty] | 2019-08-19 | 1 | 58.3297 | 239385.2216 | kWh | GSD
8784 | 0 | 0 | [6 empty] | 2019-08-19 | 2 | 58.1295 | 238563.2773 | kWh | GSD
8784 | 0 | 0 | [6 empty] | 2019-08-19 | 3 | 57.6836 | 236733.5301 | kWh | GSD
8784 | 0 | 0 | [6 empty] | 2019-08-19 | 4 | 58.5878 | 240444.3565 | kWh | GSD
8784 | 0 | 0 | [6 empty] | 2019-08-19 | 5 | 63.332 | 259914.5611 | kWh | GSD
8784 | 0 | 0 | [6 empty] | 2019-08-19 | 6 | 75.0689 | 308082.5786 | kWh | GSD
8784 | 0 | 0 | [6 empty] | 2019-08-19 | 7 | 88.1489 | 361763.2444 | kWh | GSD
8784 | 0 | 0 | [6 empty] | 2019-08-19 | 8 | 96.0187 | 394060.6194 | kWh | GSD
8784 | 0 | 0 | [6 empty] | 2019-08-19 | 9 | 106.4079 | 436697.8962 | kWh | GSD
8784 | 0 | 0 | [6 empty] | 2019-08-19 | 10 | 113.1961 | 464556.9725 | kWh | GSD
8784 | 0 | 0 | [6 empty] | 2019-08-19 | 11 | 119.5479 | 490624.4941 | kWh | GSD
8784 | 0 | 0 | [6 empty] | 2019-08-19 | 12 | 123.3467 | 506214.7276 | kWh | GSD
8784 | 0 | 0 | [6 empty] | 2019-08-19 | 13 | 125.7873 | 516231.1171 | kWh | GSD
8784 | 0 | 0 | [6 empty] | 2019-08-19 | 14 | 123.9051 | 508506.3921 | kWh | GSD
8784 | 0 | 0 | [6 empty] | 2019-08-19 | 15 | 121.3507 | 498023.4219 | kWh | GSD
8784 | 0 | 0 | [6 empty] | 2019-08-19 | 16 | 113.8172 | 467105.9003 | kWh | GSD
8784 | 0 | 0 | [6 empty] | 2019-08-19 | 17 | 107.615 | 441652.0738 | kWh | GSD
8784 | 0 | 0 | [6 empty] | 2019-08-19 | 18 | 100.4243 | 412141.5242 | kWh | GSD
8784 | 0 | 0 | [6 empty] | 2019-08-19 | 19 | 93.383 | 383243.9411 | kWh | GSD
8784 | 0 | 0 | [6 empty] | 2019-08-19 | 20 | 90.0809 | 369691.9392 | kWh | GSD
8784 | 0 | 0 | [6 empty] | 2019-08-19 | 21 | 87.5048 | 359119.7924 | kWh | GSD
8784 | 0 | 0 | [6 empty] | 2019-08-19 | 22 | 81.0831 | 332764.9181 | kWh | GSD
8784 | 0 | 0 | [6 empty] | 2019-08-19 | 23 | 73.9618 | 303539.305 | kWh | GSD
8784 | 0 | 0 | [6 empty] | 2019-08-19 | 24 | 67.809 | 278288.2118 | kWh | GSD
8784 | 0 | 0 | [6 empty] | 2019-08-20 | 1 | 63.5931 | 260986.2643 | kWh | GSD
8784 | 0 | 0 | [6 empty] | 2019-08-20 | 2 | 61.9742 | 254342.2487 | kWh | GSD
8784 | 0 | 0 | [6 empty] | 2019-08-20 | 3 | 60.893 | 249904.8691 | kWh | GSD
8784 | 0 | 0 | [6 empty] | 2019-08-20 | 4 | 60.6598 | 248947.8899 | kWh | GSD
8784 | 0 | 0 | [6 empty] | 2019-08-20 | 5 | 63.9964 | 262641.4167 | kWh | GSD
8784 | 0 | 0 | [6 empty] | 2019-08-20 | 6 | 75.468 | 309720.7005 | kWh | GSD
8784 | 0 | 0 | [6 empty] | 2019-08-20 | 7 | 87.9952 | 361132.3278 | kWh | GSD
8784 | 0 | 0 | [6 empty] | 2019-08-20 | 8 | 98.1946 | 402990.4529 | kWh | GSD
8784 | 0 | 0 | [6 empty] | 2019-08-20 | 9 | 108.3969 | 444860.9779 | kWh | GSD
8784 | 0 | 0 | [6 empty] | 2019-08-20 | 10 | 116.1079 | 476506.8501 | kWh | GSD
8784 | 0 | 0 | [6 empty] | 2019-08-20 | 11 | 121.5967 | 499032.7281 | kWh | GSD
8784 | 0 | 0 | [6 empty] | 2019-08-20 | 12 | 125.4758 | 514952.6122 | kWh | GSD
8784 | 0 | 0 | [6 empty] | 2019-08-20 | 13 | 127.4134 | 522904.7079 | kWh | GSD
8784 | 0 | 0 | [6 empty] | 2019-08-20 | 14 | 128.6025 | 527784.7463 | kWh | GSD
8784 | 0 | 0 | [6 empty] | 2019-08-20 | 15 | 120.3883 | 494073.5625 | kWh | GSD
8784 | 0 | 0 | [6 empty] | 2019-08-20 | 16 | 113.4517 | 465605.5854 | kWh | GSD
8784 | 0 | 0 | [6 empty] | 2019-08-20 | 17 | 107.3103 | 440401.6691 | kWh | GSD
8784 | 0 | 0 | [6 empty] | 2019-08-20 | 18 | 99.8981 | 409981.7384 | kWh | GSD
8784 | 0 | 0 | [6 empty] | 2019-08-20 | 19 | 93.1104 | 382125.0509 | kWh | GSD
8784 | 0 | 0 | [6 empty] | 2019-08-20 | 20 | 89.9485 | 369148.7328 | kWh | GSD
8784 | 0 | 0 | [6 empty] | 2019-08-20 | 21 | 87.5608 | 359349.4188 | kWh | GSD
8784 | 0 | 0 | [6 empty] | 2019-08-20 | 22 | 81.8754 | 336016.8212 | kWh | GSD
8784 | 0 | 0 | [6 empty] | 2019-08-20 | 23 | 74.7009 | 306572.4774 | kWh | GSD
8784 | 0 | 0 | [6 empty] | 2019-08-20 | 24 | 70.2157 | 288165.3723 | kWh | GSD
8784 | 0 | 0 | [6 empty] | 2019-08-21 | 1 | 66.4354 | 272650.7819 | kWh | GSD
8784 | 0 | 0 | [6 empty] | 2019-08-21 | 2 | 64.9942 | 266736.2938 | kWh | GSD
8784 | 0 | 0 | [6 empty] | 2019-08-21 | 3 | 63.3659 | 260053.8333 | kWh | GSD
8784 | 0 | 0 | [6 empty] | 2019-08-21 | 4 | 63.4376 | 260348.0888 | kWh | GSD
8784 | 0 | 0 | [6 empty] | 2019-08-21 | 5 | 66.558 | 273153.953 | kWh | GSD
8784 | 0 | 0 | [6 empty] | 2019-08-21 | 6 | 76.6279 | 314480.8504 | kWh | GSD
8784 | 0 | 0 | [6 empty] | 2019-08-21 | 7 | 89.3499 | 366692.0233 | kWh | GSD
8784 | 0 | 0 | [6 empty] | 2019-08-21 | 8 | 97.397 | 399717.2336 | kWh | GSD
8784 | 0 | 0 | [6 empty] | 2019-08-21 | 9 | 109.4304 | 449102.3611 | kWh | GSD
8784 | 0 | 0 | [6 empty] | 2019-08-21 | 10 | 116.7165 | 479004.5903 | kWh | GSD
8784 | 0 | 0 | [6 empty] | 2019-08-21 | 11 | 119.33 | 489730.3239 | kWh | GSD
8784 | 0 | 0 | [6 empty] | 2019-08-21 | 12 | 124.2459 | 509905.1634 | kWh | GSD
8784 | 0 | 0 | [6 empty] | 2019-08-21 | 13 | 126.7599 | 520222.455 | kWh | GSD
8784 | 0 | 0 | [6 empty] | 2019-08-21 | 14 | 127.7218 | 524170.3486 | kWh | GSD
8784 | 0 | 0 | [6 empty] | 2019-08-21 | 15 | 126.3117 | 518383.0737 | kWh | GSD
8784 | 0 | 0 | [6 empty] | 2019-08-21 | 16 | 123.7234 | 507760.6682 | kWh | GSD
8784 | 0 | 0 | [6 empty] | 2019-08-21 | 17 | 117.4136 | 481865.3552 | kWh | GSD
8784 | 0 | 0 | [6 empty] | 2019-08-21 | 18 | 111.2725 | 456662.3056 | kWh | GSD
8784 | 0 | 0 | [6 empty] | 2019-08-21 | 19 | 102.1793 | 419343.7913 | kWh | GSD
8784 | 0 | 0 | [6 empty] | 2019-08-21 | 20 | 95.9514 | 393784.3698 | kWh | GSD
8784 | 0 | 0 | [6 empty] | 2019-08-21 | 21 | 92.978 | 381581.8134 | kWh | GSD
8784 | 0 | 0 | [6 empty] | 2019-08-21 | 22 | 85.9349 | 352676.6336 | kWh | GSD
8784 | 0 | 0 | [6 empty] | 2019-08-21 | 23 | 77.2348 | 316971.5389 | kWh | GSD
8784 | 0 | 0 | [6 empty] | 2019-08-21 | 24 | 72.5442 | 297721.5384 | kWh | GSD
8784 | 0 | 0 | [6 empty] | 2019-08-22 | 1 | 69.1868 | 283942.5525 | kWh | GSD
8784 | 0 | 0 | [6 empty] | 2019-08-22 | 2 | 66.8508 | 274355.7395 | kWh | GSD
8784 | 0 | 0 | [6 empty] | 2019-08-22 | 3 | 64.9312 | 266477.4498 | kWh | GSD
8784 | 0 | 0 | [6 empty] | 2019-08-22 | 4 | 64.4586 | 264537.9221 | kWh | GSD
8784 | 0 | 0 | [6 empty] | 2019-08-22 | 5 | 67.7101 | 277882.1196 | kWh | GSD
8784 | 0 | 0 | [6 empty] | 2019-08-22 | 6 | 77.6111 | 318516.016 | kWh | GSD
8784 | 0 | 0 | [6 empty] | 2019-08-22 | 7 | 90.7196 | 372313.0614 | kWh | GSD
8784 | 0 | 0 | [6 empty] | 2019-08-22 | 8 | 99.9391 | 410150.0722 | kWh | GSD
8784 | 0 | 0 | [6 empty] | 2019-08-22 | 9 | 112.4666 | 461562.8343 | kWh | GSD
8784 | 0 | 0 | [6 empty] | 2019-08-22 | 10 | 119.9946 | 492457.6891 | kWh | GSD
8784 | 0 | 0 | [6 empty] | 2019-08-22 | 11 | 124.9579 | 512827.3734 | kWh | GSD
8784 | 0 | 0 | [6 empty] | 2019-08-22 | 12 | 127.1634 | 521878.4909 | kWh | GSD
8784 | 0 | 0 | [6 empty] | 2019-08-22 | 13 | 128.8756 | 528905.4648 | kWh | GSD
8784 | 0 | 0 | [6 empty] | 2019-08-22 | 14 | 130.2977 | 534741.5827 | kWh | GSD
8784 | 0 | 0 | [6 empty] | 2019-08-22 | 15 | 129.4575 | 531293.4628 | kWh | GSD
8784 | 0 | 0 | [6 empty] | 2019-08-22 | 16 | 123.5541 | 507066.1655 | kWh | GSD
8784 | 0 | 0 | [6 empty] | 2019-08-22 | 17 | 115.6075 | 474453.2103 | kWh | GSD
8784 | 0 | 0 | [6 empty] | 2019-08-22 | 18 | 109.3167 | 448635.819 | kWh | GSD
8784 | 0 | 0 | [6 empty] | 2019-08-22 | 19 | 101.1951 | 415304.8334 | kWh | GSD
8784 | 0 | 0 | [6 empty] | 2019-08-22 | 20 | 95.4489 | 391722.4557 | kWh | GSD
8784 | 0 | 0 | [6 empty] | 2019-08-22 | 21 | 93.5831 | 384065.063 | kWh | GSD
8784 | 0 | 0 | [6 empty] | 2019-08-22 | 22 | 85.8695 | 352408.2861 | kWh | GSD
8784 | 0 | 0 | [6 empty] | 2019-08-22 | 23 | 77.5076 | 318091.3264 | kWh | GSD
8784 | 0 | 0 | [6 empty] | 2019-08-22 | 24 | 72.4589 | 297371.1879 | kWh | GSD
8784 | 0 | 0 | [6 empty] | 2019-08-23 | 1 | 69.4256 | 284922.7482 | kWh | GSD
8784 | 0 | 0 | [6 empty] | 2019-08-23 | 2 | 67.1022 | 275387.2441 | kWh | GSD
8784 | 0 | 0 | [6 empty] | 2019-08-23 | 3 | 65.7668 | 269907.0026 | kWh | GSD
8784 | 0 | 0 | [6 empty] | 2019-08-23 | 4 | 64.6917 | 265494.8436 | kWh | GSD
8784 | 0 | 0 | [6 empty] | 2019-08-23 | 5 | 67.4444 | 276791.711 | kWh | GSD
8784 | 0 | 0 | [6 empty] | 2019-08-23 | 6 | 77.453 | 317867.2487 | kWh | GSD
8784 | 0 | 0 | [6 empty] | 2019-08-23 | 7 | 91.1832 | 374215.6839 | kWh | GSD
8784 | 0 | 0 | [6 empty] | 2019-08-23 | 8 | 99.7472 | 409362.6691 | kWh | GSD
8784 | 0 | 0 | [6 empty] | 2019-08-23 | 9 | 112.1427 | 460233.4567 | kWh | GSD
8784 | 0 | 0 | [6 empty] | 2019-08-23 | 10 | 120.281 | 493633.262 | kWh | GSD
8784 | 0 | 0 | [6 empty] | 2019-08-23 | 11 | 123.8334 | 508212.4526 | kWh | GSD
8784 | 0 | 0 | [6 empty] | 2019-08-23 | 12 | 125.8313 | 516411.8172 | kWh | GSD
8784 | 0 | 0 | [6 empty] | 2019-08-23 | 13 | 126.8134 | 520442.3606 | kWh | GSD
8784 | 0 | 0 | [6 empty] | 2019-08-23 | 14 | 127.888 | 524852.4924 | kWh | GSD
8784 | 0 | 0 | [6 empty] | 2019-08-23 | 15 | 127.013 | 521261.4106 | kWh | GSD
8784 | 0 | 0 | [6 empty] | 2019-08-23 | 16 | 122.5382 | 502896.8051 | kWh | GSD
8784 | 0 | 0 | [6 empty] | 2019-08-23 | 17 | 115.0807 | 472291.0544 | kWh | GSD
8784 | 0 | 0 | [6 empty] | 2019-08-23 | 18 | 108.2548 | 444277.7053 | kWh | GSD
8784 | 0 | 0 | [6 empty] | 2019-08-23 | 19 | 98.8058 | 405499.1805 | kWh | GSD
8784 | 0 | 0 | [6 empty] | 2019-08-23 | 20 | 93.6221 | 384225.2362 | kWh | GSD
8784 | 0 | 0 | [6 empty] | 2019-08-23 | 21 | 91.5729 | 375815.0856 | kWh | GSD
8784 | 0 | 0 | [6 empty] | 2019-08-23 | 22 | 84.9188 | 348506.6593 | kWh | GSD
8784 | 0 | 0 | [6 empty] | 2019-08-23 | 23 | 77.3278 | 317353.4107 | kWh | GSD
8784 | 0 | 0 | [6 empty] | 2019-08-23 | 24 | 72.4355 | 297275.1477 | kWh | GSD
8784 | 0 | 0 | [6 empty] | 2019-08-24 | 1 | 68.4644 | 280978.0076 | kWh | GSD
8784 | 0 | 0 | [6 empty] | 2019-08-24 | 2 | 65.6389 | 269382.192 | kWh | GSD
8784 | 0 | 0 | [6 empty] | 2019-08-24 | 3 | 64.0629 | 262914.0039 | kWh | GSD
8784 | 0 | 0 | [6 empty] | 2019-08-24 | 4 | 63.8941 | 262221.4694 | kWh | GSD
8784 | 0 | 0 | [6 empty] | 2019-08-24 | 5 | 64.9352 | 266493.9317 | kWh | GSD
8784 | 0 | 0 | [6 empty] | 2019-08-24 | 6 | 67.0796 | 275294.5096 | kWh | GSD
8784 | 0 | 0 | [6 empty] | 2019-08-24 | 7 | 73.4812 | 301567.017 | kWh | GSD
8784 | 0 | 0 | [6 empty] | 2019-08-24 | 8 | 77.6537 | 318690.9848 | kWh | GSD
8784 | 0 | 0 | [6 empty] | 2019-08-24 | 9 | 83.0923 | 341010.9927 | kWh | GSD
8784 | 0 | 0 | [6 empty] | 2019-08-24 | 10 | 88.2891 | 362338.5914 | kWh | GSD
8784 | 0 | 0 | [6 empty] | 2019-08-24 | 11 | 91.567 | 375791.0978 | kWh | GSD
8784 | 0 | 0 | [6 empty] | 2019-08-24 | 12 | 94.0456 | 385963.092 | kWh | GSD
8784 | 0 | 0 | [6 empty] | 2019-08-24 | 13 | 94.1587 | 386427.2645 | kWh | GSD
8784 | 0 | 0 | [6 empty] | 2019-08-24 | 14 | 95.3515 | 391322.5272 | kWh | GSD
8784 | 0 | 0 | [6 empty] | 2019-08-24 | 15 | 95.5372 | 392084.514 | kWh | GSD
8784 | 0 | 0 | [6 empty] | 2019-08-24 | 16 | 94.8333 | 389195.8443 | kWh | GSD
8784 | 0 | 0 | [6 empty] | 2019-08-24 | 17 | 93.3992 | 383310.4123 | kWh | GSD
8784 | 0 | 0 | [6 empty] | 2019-08-24 | 18 | 91.6783 | 376247.8856 | kWh | GSD
8784 | 0 | 0 | [6 empty] | 2019-08-24 | 19 | 87.9249 | 360843.8794 | kWh | GSD
8784 | 0 | 0 | [6 empty] | 2019-08-24 | 20 | 84.4032 | 346390.6147 | kWh | GSD
8784 | 0 | 0 | [6 empty] | 2019-08-24 | 21 | 83.0601 | 340878.7571 | kWh | GSD
8784 | 0 | 0 | [6 empty] | 2019-08-24 | 22 | 79.581 | 326600.2853 | kWh | GSD
8784 | 0 | 0 | [6 empty] | 2019-08-24 | 23 | 74.5499 | 305952.6617 | kWh | GSD
8784 | 0 | 0 | [6 empty] | 2019-08-24 | 24 | 70.5286 | 289449.2559 | kWh | GSD
8784 | 0 | 0 | [6 empty] | 2019-08-25 | 1 | 67.2508 | 275997.386 | kWh | GSD
8784 | 0 | 0 | [6 empty] | 2019-08-25 | 2 | 65.6319 | 269353.3148 | kWh | GSD
8784 | 0 | 0 | [6 empty] | 2019-08-25 | 3 | 64.5752 | 265016.6706 | kWh | GSD
8784 | 0 | 0 | [6 empty] | 2019-08-25 | 4 | 63.2841 | 259717.7533 | kWh | GSD
8784 | 0 | 0 | [6 empty] | 2019-08-25 | 5 | 64.17 | 263353.6998 | kWh | GSD
8784 | 0 | 0 | [6 empty] | 2019-08-25 | 6 | 65.5537 | 269032.4736 | kWh | GSD
8784 | 0 | 0 | [6 empty] | 2019-08-25 | 7 | 69.0479 | 283372.6836 | kWh | GSD
8784 | 0 | 0 | [6 empty] | 2019-08-25 | 8 | 71.8941 | 295053.4304 | kWh | GSD
8784 | 0 | 0 | [6 empty] | 2019-08-25 | 9 | 75.9898 | 311862.0731 | kWh | GSD
8784 | 0 | 0 | [6 empty] | 2019-08-25 | 10 | 80.6832 | 331123.8649 | kWh | GSD
8784 | 0 | 0 | [6 empty] | 2019-08-25 | 11 | 83.8565 | 344147.2213 | kWh | GSD
8784 | 0 | 0 | [6 empty] | 2019-08-25 | 12 | 86.51 | 355037.2003 | kWh | GSD
8784 | 0 | 0 | [6 empty] | 2019-08-25 | 13 | 85.8569 | 352356.8283 | kWh | GSD
8784 | 0 | 0 | [6 empty] | 2019-08-25 | 14 | 84.9201 | 348511.8916 | kWh | GSD
8784 | 0 | 0 | [6 empty] | 2019-08-25 | 15 | 84.4493 | 346580.0114 | kWh | GSD
8784 | 0 | 0 | [6 empty] | 2019-08-25 | 16 | 85.0121 | 348889.6117 | kWh | GSD
8784 | 0 | 0 | [6 empty] | 2019-08-25 | 17 | 84.7609 | 347858.7826 | kWh | GSD
8784 | 0 | 0 | [6 empty] | 2019-08-25 | 18 | 82.9792 | 340546.7451 | kWh | GSD
8784 | 0 | 0 | [6 empty] | 2019-08-25 | 19 | 79.107 | 324654.9469 | kWh | GSD
8784 | 0 | 0 | [6 empty] | 2019-08-25 | 20 | 76.2054 | 312746.8561 | kWh | GSD
8784 | 0 | 0 | [6 empty] | 2019-08-25 | 21 | 75.0377 | 307954.6631 | kWh | GSD
8784 | 0 | 0 | [6 empty] | 2019-08-25 | 22 | 72.2252 | 296412.2346 | kWh | GSD
8784 | 0 | 0 | [6 empty] | 2019-08-25 | 23 | 68.4621 | 280968.6474 | kWh | GSD
8784 | 0 | 0 | [6 empty] | 2019-08-25 | 24 | 65.2904 | 267951.6111 | kWh | GSD
8784 | 0 | 0 | [6 empty] | 2019-08-26 | 1 | 63.0348 | 258694.7598 | kWh | GSD
8784 | 0 | 0 | [6 empty] | 2019-08-26 | 2 | 62.0902 | 254818.1545 | kWh | GSD
8784 | 0 | 0 | [6 empty] | 2019-08-26 | 3 | 61.6314 | 252935.3917 | kWh | GSD
8784 | 0 | 0 | [6 empty] | 2019-08-26 | 4 | 62.1567 | 255091.2095 | kWh | GSD
8784 | 0 | 0 | [6 empty] | 2019-08-26 | 5 | 67.3256 | 276304.0697 | kWh | GSD
8784 | 0 | 0 | [6 empty] | 2019-08-26 | 6 | 79.7742 | 327393.3144 | kWh | GSD
8784 | 0 | 0 | [6 empty] | 2019-08-26 | 7 | 92.5502 | 379826.0882 | kWh | GSD
8784 | 0 | 0 | [6 empty] | 2019-08-26 | 8 | 100.5091 | 412489.2849 | kWh | GSD
8784 | 0 | 0 | [6 empty] | 2019-08-26 | 9 | 110.4961 | 453476.1569 | kWh | GSD
8784 | 0 | 0 | [6 empty] | 2019-08-26 | 10 | 118.1207 | 484767.296 | kWh | GSD
8784 | 0 | 0 | [6 empty] | 2019-08-26 | 11 | 122.6882 | 503512.5469 | kWh | GSD
8784 | 0 | 0 | [6 empty] | 2019-08-26 | 12 | 125.5418 | 515223.5288 | kWh | GSD
8784 | 0 | 0 | [6 empty] | 2019-08-26 | 13 | 125.7692 | 516156.8281 | kWh | GSD
8784 | 0 | 0 | [6 empty] | 2019-08-26 | 14 | 127.533 | 523395.356 | kWh | GSD
8784 | 0 | 0 | [6 empty] | 2019-08-26 | 15 | 126.2141 | 517982.6538 | kWh | GSD
8784 | 0 | 0 | [6 empty] | 2019-08-26 | 16 | 119.9169 | 492139.0784 | kWh | GSD
8784 | 0 | 0 | [6 empty] | 2019-08-26 | 17 | 112.2638 | 460730.7055 | kWh | GSD
8784 | 0 | 0 | [6 empty] | 2019-08-26 | 18 | 104.9906 | 430881.5303 | kWh | GSD
8784 | 0 | 0 | [6 empty] | 2019-08-26 | 19 | 97.1946 | 398886.6438 | kWh | GSD
8784 | 0 | 0 | [6 empty] | 2019-08-26 | 20 | 90.4236 | 371098.5885 | kWh | GSD
8784 | 0 | 0 | [6 empty] | 2019-08-26 | 21 | 88.7244 | 364124.9938 | kWh | GSD
8784 | 0 | 0 | [6 empty] | 2019-08-26 | 22 | 82.1104 | 336981.2673 | kWh | GSD
8784 | 0 | 0 | [6 empty] | 2019-08-26 | 23 | 74.8844 | 307325.4375 | kWh | GSD
8784 | 0 | 0 | [6 empty] | 2019-08-26 | 24 | 70.3085 | 288546.2887 | kWh | GSD
8784 | 0 | 0 | [6 empty] | 2019-08-27 | 1 | 67.5583 | 277259.2085 | kWh | GSD
8784 | 0 | 0 | [6 empty] | 2019-08-27 | 2 | 65.6523 | 269436.8493 | kWh | GSD
8784 | 0 | 0 | [6 empty] | 2019-08-27 | 3 | 64.8296 | 266060.5329 | kWh | GSD
8784 | 0 | 0 | [6 empty] | 2019-08-27 | 4 | 64.6762 | 265431.0942 | kWh | GSD
8784 | 0 | 0 | [6 empty] | 2019-08-27 | 5 | 67.7844 | 278187.0583 | kWh | GSD
8784 | 0 | 0 | [6 empty] | 2019-08-27 | 6 | 78.3464 | 321533.6448 | kWh | GSD
8784 | 0 | 0 | [6 empty] | 2019-08-27 | 7 | 91.9957 | 377550.1541 | kWh | GSD
8784 | 0 | 0 | [6 empty] | 2019-08-27 | 8 | 101.0868 | 414860.2224 | kWh | GSD
8784 | 0 | 0 | [6 empty] | 2019-08-27 | 9 | 112.0899 | 460017.0457 | kWh | GSD
8784 | 0 | 0 | [6 empty] | 2019-08-27 | 10 | 120.2269 | 493411.2154 | kWh | GSD
8784 | 0 | 0 | [6 empty] | 2019-08-27 | 11 | 125.4312 | 514769.7082 | kWh | GSD
8784 | 0 | 0 | [6 empty] | 2019-08-27 | 12 | 129.4568 | 531290.8748 | kWh | GSD
8784 | 0 | 0 | [6 empty] | 2019-08-27 | 13 | 129.9248 | 533211.4992 | kWh | GSD
8784 | 0 | 0 | [6 empty] | 2019-08-27 | 14 | 132.9959 | 545815.1221 | kWh | GSD
8784 | 0 | 0 | [6 empty] | 2019-08-27 | 15 | 132.0538 | 541948.736 | kWh | GSD
8784 | 0 | 0 | [6 empty] | 2019-08-27 | 16 | 128.0058 | 525335.6361 | kWh | GSD
8784 | 0 | 0 | [6 empty] | 2019-08-27 | 17 | 120.0951 | 492870.3134 | kWh | GSD
8784 | 0 | 0 | [6 empty] | 2019-08-27 | 18 | 106.465 | 436932.3951 | kWh | GSD
8784 | 0 | 0 | [6 empty] | 2019-08-27 | 19 | 94.5289 | 387946.7738 | kWh | GSD
8784 | 0 | 0 | [6 empty] | 2019-08-27 | 20 | 90.7692 | 372516.854 | kWh | GSD
8784 | 0 | 0 | [6 empty] | 2019-08-27 | 21 | 87.3502 | 358485.4021 | kWh | GSD
8784 | 0 | 0 | [6 empty] | 2019-08-27 | 22 | 81.7459 | 335485.0189 | kWh | GSD
8784 | 0 | 0 | [6 empty] | 2019-08-27 | 23 | 74.5499 | 305952.8249 | kWh | GSD
8784 | 0 | 0 | [6 empty] | 2019-08-27 | 24 | 68.7274 | 282057.2472 | kWh | GSD
8784 | 0 | 0 | [6 empty] | 2019-08-28 | 1 | 65.8649 | 270309.5867 | kWh | GSD
8784 | 0 | 0 | [6 empty] | 2019-08-28 | 2 | 64.0015 | 262662.0591 | kWh | GSD
8784 | 0 | 0 | [6 empty] | 2019-08-28 | 3 | 62.9095 | 258180.4379 | kWh | GSD
8784 | 0 | 0 | [6 empty] | 2019-08-28 | 4 | 63.8471 | 262028.5803 | kWh | GSD
8784 | 0 | 0 | [6 empty] | 2019-08-28 | 5 | 66.951 | 274766.8224 | kWh | GSD
8784 | 0 | 0 | [6 empty] | 2019-08-28 | 6 | 77.9609 | 319951.4839 | kWh | GSD
8784 | 0 | 0 | [6 empty] | 2019-08-28 | 7 | 91.9023 | 377167.199 | kWh | GSD
8784 | 0 | 0 | [6 empty] | 2019-08-28 | 8 | 99.0033 | 406309.4019 | kWh | GSD
8784 | 0 | 0 | [6 empty] | 2019-08-28 | 9 | 107.8588 | 442652.4898 | kWh | GSD
8784 | 0 | 0 | [6 empty] | 2019-08-28 | 10 | 112.2626 | 460725.7844 | kWh | GSD
8784 | 0 | 0 | [6 empty] | 2019-08-28 | 11 | 116.2904 | 477255.9619 | kWh | GSD
8784 | 0 | 0 | [6 empty] | 2019-08-28 | 12 | 119.4035 | 490031.9569 | kWh | GSD
8784 | 0 | 0 | [6 empty] | 2019-08-28 | 13 | 120.7391 | 495513.3378 | kWh | GSD
8784 | 0 | 0 | [6 empty] | 2019-08-28 | 14 | 123.674 | 507558.2631 | kWh | GSD
8784 | 0 | 0 | [6 empty] | 2019-08-28 | 15 | 123.8823 | 508413.0579 | kWh | GSD
8784 | 0 | 0 | [6 empty] | 2019-08-28 | 16 | 121.5557 | 498864.5202 | kWh | GSD
8784 | 0 | 0 | [6 empty] | 2019-08-28 | 17 | 116.8157 | 479411.7138 | kWh | GSD
8784 | 0 | 0 | [6 empty] | 2019-08-28 | 18 | 110.9295 | 455254.8717 | kWh | GSD
8784 | 0 | 0 | [6 empty] | 2019-08-28 | 19 | 100.166 | 411081.2699 | kWh | GSD
8784 | 0 | 0 | [6 empty] | 2019-08-28 | 20 | 92.429 | 379328.7121 | kWh | GSD
8784 | 0 | 0 | [6 empty] | 2019-08-28 | 21 | 90.5847 | 371759.4445 | kWh | GSD
8784 | 0 | 0 | [6 empty] | 2019-08-28 | 22 | 83.0272 | 340743.5595 | kWh | GSD
8784 | 0 | 0 | [6 empty] | 2019-08-28 | 23 | 74.8116 | 307026.8443 | kWh | GSD
8784 | 0 | 0 | [6 empty] | 2019-08-28 | 24 | 69.7324 | 286181.9397 | kWh | GSD
8784 | 0 | 0 | [6 empty] | 2019-08-29 | 1 | 66.8193 | 274226.474 | kWh | GSD
8784 | 0 | 0 | [6 empty] | 2019-08-29 | 2 | 64.8089 | 265975.5692 | kWh | GSD
8784 | 0 | 0 | [6 empty] | 2019-08-29 | 3 | 63.7713 | 261717.2787 | kWh | GSD
8784 | 0 | 0 | [6 empty] | 2019-08-29 | 4 | 64.3977 | 264288.0112 | kWh | GSD
8784 | 0 | 0 | [6 empty] | 2019-08-29 | 5 | 67.9773 | 278978.892 | kWh | GSD
8784 | 0 | 0 | [6 empty] | 2019-08-29 | 6 | 77.9653 | 319969.6886 | kWh | GSD
8784 | 0 | 0 | [6 empty] | 2019-08-29 | 7 | 92.4127 | 379261.8371 | kWh | GSD
8784 | 0 | 0 | [6 empty] | 2019-08-29 | 8 | 101.0087 | 414539.8793 | kWh | GSD
8784 | 0 | 0 | [6 empty] | 2019-08-29 | 9 | 112.0441 | 459828.908 | kWh | GSD
8784 | 0 | 0 | [6 empty] | 2019-08-29 | 10 | 121.3675 | 498092.1192 | kWh | GSD
8784 | 0 | 0 | [6 empty] | 2019-08-29 | 11 | 126.0659 | 517374.403 | kWh | GSD
8784 | 0 | 0 | [6 empty] | 2019-08-29 | 12 | 129.4423 | 531231.374 | kWh | GSD
8784 | 0 | 0 | [6 empty] | 2019-08-29 | 13 | 130.3924 | 535130.4229 | kWh | GSD
8784 | 0 | 0 | [6 empty] | 2019-08-29 | 14 | 130.252 | 534554.166 | kWh | GSD
8784 | 0 | 0 | [6 empty] | 2019-08-29 | 15 | 128.7515 | 528396.0744 | kWh | GSD
8784 | 0 | 0 | [6 empty] | 2019-08-29 | 16 | 125.0455 | 513186.8379 | kWh | GSD
8784 | 0 | 0 | [6 empty] | 2019-08-29 | 17 | 117.8331 | 483587.1677 | kWh | GSD
8784 | 0 | 0 | [6 empty] | 2019-08-29 | 18 | 111.5134 | 457651.1578 | kWh | GSD
8784 | 0 | 0 | [6 empty] | 2019-08-29 | 19 | 102.9991 | 422708.5048 | kWh | GSD
8784 | 0 | 0 | [6 empty] | 2019-08-29 | 20 | 96.3079 | 395247.6347 | kWh | GSD
8784 | 0 | 0 | [6 empty] | 2019-08-29 | 21 | 92.8888 | 381215.6159 | kWh | GSD
8784 | 0 | 0 | [6 empty] | 2019-08-29 | 22 | 85.7741 | 352016.9246 | kWh | GSD
8784 | 0 | 0 | [6 empty] | 2019-08-29 | 23 | 77.681 | 318802.9513 | kWh | GSD
8784 | 0 | 0 | [6 empty] | 2019-08-29 | 24 | 72.4102 | 297171.5062 | kWh | GSD
8784 | 0 | 0 | [6 empty] | 2019-08-30 | 1 | 68.9205 | 282849.8053 | kWh | GSD
8784 | 0 | 0 | [6 empty] | 2019-08-30 | 2 | 66.0769 | 271179.5101 | kWh | GSD
8784 | 0 | 0 | [6 empty] | 2019-08-30 | 3 | 64.243 | 263653.2208 | kWh | GSD
8784 | 0 | 0 | [6 empty] | 2019-08-30 | 4 | 64.3633 | 264147.1333 | kWh | GSD
8784 | 0 | 0 | [6 empty] | 2019-08-30 | 5 | 67.9968 | 279059.0029 | kWh | GSD
8784 | 0 | 0 | [6 empty] | 2019-08-30 | 6 | 76.3956 | 313527.7425 | kWh | GSD
8784 | 0 | 0 | [6 empty] | 2019-08-30 | 7 | 89.1645 | 365931.2512 | kWh | GSD
8784 | 0 | 0 | [6 empty] | 2019-08-30 | 8 | 98.0546 | 402415.9732 | kWh | GSD
8784 | 0 | 0 | [6 empty] | 2019-08-30 | 9 | 107.081 | 439460.5585 | kWh | GSD
8784 | 0 | 0 | [6 empty] | 2019-08-30 | 10 | 112.0608 | 459897.3526 | kWh | GSD
8784 | 0 | 0 | [6 empty] | 2019-08-30 | 11 | 116.6404 | 478692.2754 | kWh | GSD
8784 | 0 | 0 | [6 empty] | 2019-08-30 | 12 | 116.2108 | 476929.0935 | kWh | GSD
8784 | 0 | 0 | [6 empty] | 2019-08-30 | 13 | 114.9866 | 471905.2013 | kWh | GSD
8784 | 0 | 0 | [6 empty] | 2019-08-30 | 14 | 113.4199 | 465475.0988 | kWh | GSD
8784 | 0 | 0 | [6 empty] | 2019-08-30 | 15 | 112.7492 | 462722.8927 | kWh | GSD
8784 | 0 | 0 | [6 empty] | 2019-08-30 | 16 | 107.1335 | 439675.741 | kWh | GSD
8784 | 0 | 0 | [6 empty] | 2019-08-30 | 17 | 99.4259 | 408043.9868 | kWh | GSD
8784 | 0 | 0 | [6 empty] | 2019-08-30 | 18 | 92.4896 | 379577.4225 | kWh | GSD
8784 | 0 | 0 | [6 empty] | 2019-08-30 | 19 | 86.9251 | 356740.7128 | kWh | GSD
8784 | 0 | 0 | [6 empty] | 2019-08-30 | 20 | 84.495 | 346767.4769 | kWh | GSD
8784 | 0 | 0 | [6 empty] | 2019-08-30 | 21 | 83.9844 | 344671.99 | kWh | GSD
8784 | 0 | 0 | [6 empty] | 2019-08-30 | 22 | 78.941 | 323973.7309 | kWh | GSD
8784 | 0 | 0 | [6 empty] | 2019-08-30 | 23 | 72.1473 | 296092.5478 | kWh | GSD
8784 | 0 | 0 | [6 empty] | 2019-08-30 | 24 | 67.7682 | 278120.5017 | kWh | GSD
8784 | 0 | 0 | [6 empty] | 2019-08-31 | 1 | 64.0421 | 262828.655 | kWh | GSD
8784 | 0 | 0 | [6 empty] | 2019-08-31 | 2 | 61.4469 | 252178.1433 | kWh | GSD
8784 | 0 | 0 | [6 empty] | 2019-08-31 | 3 | 59.5714 | 244481.2193 | kWh | GSD
8784 | 0 | 0 | [6 empty] | 2019-08-31 | 4 | 58.6415 | 240664.8566 | kWh | GSD
8784 | 0 | 0 | [6 empty] | 2019-08-31 | 5 | 59.2569 | 243190.3662 | kWh | GSD
8784 | 0 | 0 | [6 empty] | 2019-08-31 | 6 | 61.8257 | 253732.5355 | kWh | GSD
8784 | 0 | 0 | [6 empty] | 2019-08-31 | 7 | 67.012 | 275017.3104 | kWh | GSD
8784 | 0 | 0 | [6 empty] | 2019-08-31 | 8 | 70.7791 | 290477.3973 | kWh | GSD
8784 | 0 | 0 | [6 empty] | 2019-08-31 | 9 | 74.9995 | 307798.0766 | kWh | GSD
8784 | 0 | 0 | [6 empty] | 2019-08-31 | 10 | 79.9585 | 328149.6268 | kWh | GSD
8784 | 0 | 0 | [6 empty] | 2019-08-31 | 11 | 84.3914 | 346342.1283 | kWh | GSD
8784 | 0 | 0 | [6 empty] | 2019-08-31 | 12 | 87.416 | 358755.1618 | kWh | GSD
8784 | 0 | 0 | [6 empty] | 2019-08-31 | 13 | 88.8844 | 364781.7462 | kWh | GSD
8784 | 0 | 0 | [6 empty] | 2019-08-31 | 14 | 87.2684 | 358149.6629 | kWh | GSD
8784 | 0 | 0 | [6 empty] | 2019-08-31 | 15 | 86.11 | 353395.5829 | kWh | GSD
8784 | 0 | 0 | [6 empty] | 2019-08-31 | 16 | 84.946 | 348618.537 | kWh | GSD
8784 | 0 | 0 | [6 empty] | 2019-08-31 | 17 | 83.6066 | 343121.5419 | kWh | GSD
8784 | 0 | 0 | [6 empty] | 2019-08-31 | 18 | 81.0614 | 332676.012 | kWh | GSD
8784 | 0 | 0 | [6 empty] | 2019-08-31 | 19 | 78.3178 | 321416.2131 | kWh | GSD
8784 | 0 | 0 | [6 empty] | 2019-08-31 | 20 | 76.2363 | 312873.6823 | kWh | GSD
8784 | 0 | 0 | [6 empty] | 2019-08-31 | 21 | 76.005 | 311924.5724 | kWh | GSD
8784 | 0 | 0 | [6 empty] | 2019-08-31 | 22 | 71.7008 | 294260.2542 | kWh | GSD
8784 | 0 | 0 | [6 empty] | 2019-08-31 | 23 | 67.2562 | 276019.5893 | kWh | GSD
8784 | 0 | 0 | [6 empty] | 2019-08-31 | 24 | 63.4843 | 260539.5997 | kWh | GSD
8784 | 0 | 0 | [6 empty] | 2019-09-01 | 1 | 60.961 | 250184.0044 | kWh | GSD
8784 | 0 | 0 | [6 empty] | 2019-09-01 | 2 | 59.1603 | 242793.9589 | kWh | GSD
8784 | 0 | 0 | [6 empty] | 2019-09-01 | 3 | 58.5947 | 240472.8267 | kWh | GSD
8784 | 0 | 0 | [6 empty] | 2019-09-01 | 4 | 58.8628 | 241573.0226 | kWh | GSD
8784 | 0 | 0 | [6 empty] | 2019-09-01 | 5 | 59.1095 | 242585.4388 | kWh | GSD
8784 | 0 | 0 | [6 empty] | 2019-09-01 | 6 | 60.9243 | 250033.4234 | kWh | GSD
8784 | 0 | 0 | [6 empty] | 2019-09-01 | 7 | 64.3588 | 264128.569 | kWh | GSD
8784 | 0 | 0 | [6 empty] | 2019-09-01 | 8 | 66.945 | 274742.2113 | kWh | GSD
8784 | 0 | 0 | [6 empty] | 2019-09-01 | 9 | 72.4686 | 297411.3362 | kWh | GSD
8784 | 0 | 0 | [6 empty] | 2019-09-01 | 10 | 77.2178 | 316901.7599 | kWh | GSD
8784 | 0 | 0 | [6 empty] | 2019-09-01 | 11 | 80.1696 | 329016.0356 | kWh | GSD
8784 | 0 | 0 | [6 empty] | 2019-09-01 | 12 | 82.4661 | 338441.0341 | kWh | GSD
8784 | 0 | 0 | [6 empty] | 2019-09-01 | 13 | 81.1743 | 333139.3944 | kWh | GSD
8784 | 0 | 0 | [6 empty] | 2019-09-01 | 14 | 78.1825 | 320860.9957 | kWh | GSD
8784 | 0 | 0 | [6 empty] | 2019-09-01 | 15 | 76.1745 | 312619.9936 | kWh | GSD
8784 | 0 | 0 | [6 empty] | 2019-09-01 | 16 | 74.4456 | 305524.704 | kWh | GSD
8784 | 0 | 0 | [6 empty] | 2019-09-01 | 17 | 75.2544 | 308843.8879 | kWh | GSD
8784 | 0 | 0 | [6 empty] | 2019-09-01 | 18 | 78.0726 | 320409.7954 | kWh | GSD
8784 | 0 | 0 | [6 empty] | 2019-09-01 | 19 | 73.6832 | 302395.9346 | kWh | GSD
8784 | 0 | 0 | [6 empty] | 2019-09-01 | 20 | 70.6919 | 290119.4588 | kWh | GSD
8784 | 0 | 0 | [6 empty] | 2019-09-01 | 21 | 70.2144 | 288159.846 | kWh | GSD
8784 | 0 | 0 | [6 empty] | 2019-09-01 | 22 | 68.3925 | 280682.6761 | kWh | GSD
8784 | 0 | 0 | [6 empty] | 2019-09-01 | 23 | 64.7741 | 265833.065 | kWh | GSD
8784 | 0 | 0 | [6 empty] | 2019-09-01 | 24 | 62.234 | 255408.2882 | kWh | GSD
8784 | 0 | 0 | [6 empty] | 2019-09-02 | 1 | 60.1208 | 246735.7818 | kWh | GSD
8784 | 0 | 0 | [6 empty] | 2019-09-02 | 2 | 59.9415 | 245999.7307 | kWh | GSD
8784 | 0 | 0 | [6 empty] | 2019-09-02 | 3 | 59.2413 | 243126.4437 | kWh | GSD
8784 | 0 | 0 | [6 empty] | 2019-09-02 | 4 | 59.2883 | 243319.2274 | kWh | GSD
8784 | 0 | 0 | [6 empty] | 2019-09-02 | 5 | 62.819 | 257808.9905 | kWh | GSD
8784 | 0 | 0 | [6 empty] | 2019-09-02 | 6 | 69.1755 | 283896.0613 | kWh | GSD
8784 | 0 | 0 | [6 empty] | 2019-09-02 | 7 | 76.3468 | 313327.3542 | kWh | GSD
8784 | 0 | 0 | [6 empty] | 2019-09-02 | 8 | 78.2753 | 321241.7784 | kWh | GSD
8784 | 0 | 0 | [6 empty] | 2019-09-02 | 9 | 80.8988 | 332008.6078 | kWh | GSD
8784 | 0 | 0 | [6 empty] | 2019-09-02 | 10 | 83.4423 | 342447.0315 | kWh | GSD
8784 | 0 | 0 | [6 empty] | 2019-09-02 | 11 | 87.1212 | 357545.237 | kWh | GSD
8784 | 0 | 0 | [6 empty] | 2019-09-02 | 12 | 89.2894 | 366443.6039 | kWh | GSD
8784 | 0 | 0 | [6 empty] | 2019-09-02 | 13 | 90.7968 | 372630.1246 | kWh | GSD
8784 | 0 | 0 | [6 empty] | 2019-09-02 | 14 | 91.1171 | 373944.6594 | kWh | GSD
8784 | 0 | 0 | [6 empty] | 2019-09-02 | 15 | 90.4592 | 371244.575 | kWh | GSD
8784 | 0 | 0 | [6 empty] | 2019-09-02 | 16 | 88.5748 | 363510.9754 | kWh | GSD
8784 | 0 | 0 | [6 empty] | 2019-09-02 | 17 | 83.1824 | 341380.5334 | kWh | GSD
8784 | 0 | 0 | [6 empty] | 2019-09-02 | 18 | 80.0092 | 328357.753 | kWh | GSD
8784 | 0 | 0 | [6 empty] | 2019-09-02 | 19 | 77.0023 | 316017.4398 | kWh | GSD
8784 | 0 | 0 | [6 empty] | 2019-09-02 | 20 | 74.1996 | 304515.1777 | kWh | GSD
8784 | 0 | 0 | [6 empty] | 2019-09-02 | 21 | 73.3234 | 300919.2136 | kWh | GSD
8784 | 0 | 0 | [6 empty] | 2019-09-02 | 22 | 69.4653 | 285085.7765 | kWh | GSD
8784 | 0 | 0 | [6 empty] | 2019-09-02 | 23 | 64.896 | 266333.0561 | kWh | GSD
8784 | 0 | 0 | [6 empty] | 2019-09-02 | 24 | 62.175 | 255165.9966 | kWh | GSD
8784 | 0 | 0 | [6 empty] | 2019-09-03 | 1 | 61.0897 | 250712.3294 | kWh | GSD
8784 | 0 | 0 | [6 empty] | 2019-09-03 | 2 | 60.0144 | 246299.1209 | kWh | GSD
8784 | 0 | 0 | [6 empty] | 2019-09-03 | 3 | 59.7389 | 245168.4358 | kWh | GSD
8784 | 0 | 0 | [6 empty] | 2019-09-03 | 4 | 59.0957 | 242528.698 | kWh | GSD
8784 | 0 | 0 | [6 empty] | 2019-09-03 | 5 | 61.3705 | 251864.5969 | kWh | GSD
8784 | 0 | 0 | [6 empty] | 2019-09-03 | 6 | 69.9046 | 286888.3795 | kWh | GSD
8784 | 0 | 0 | [6 empty] | 2019-09-03 | 7 | 78.3993 | 321750.7068 | kWh | GSD
8784 | 0 | 0 | [6 empty] | 2019-09-03 | 8 | 82.9789 | 340545.5351 | kWh | GSD
8784 | 0 | 0 | [6 empty] | 2019-09-03 | 9 | 85.9903 | 352904.03 | kWh | GSD
8784 | 0 | 0 | [6 empty] | 2019-09-03 | 10 | 90.2594 | 370424.7024 | kWh | GSD
8784 | 0 | 0 | [6 empty] | 2019-09-03 | 11 | 93.8675 | 385232.3547 | kWh | GSD
8784 | 0 | 0 | [6 empty] | 2019-09-03 | 12 | 94.0526 | 385991.8602 | kWh | GSD
8784 | 0 | 0 | [6 empty] | 2019-09-03 | 13 | 94.6469 | 388430.8186 | kWh | GSD
8784 | 0 | 0 | [6 empty] | 2019-09-03 | 14 | 92.6459 | 380218.8886 | kWh | GSD
8784 | 0 | 0 | [6 empty] | 2019-09-03 | 15 | 91.9203 | 377240.8967 | kWh | GSD
8784 | 0 | 0 | [6 empty] | 2019-09-03 | 16 | 89.1491 | 365867.7648 | kWh | GSD
8784 | 0 | 0 | [6 empty] | 2019-09-03 | 17 | 85.8745 | 352428.9875 | kWh | GSD
8784 | 0 | 0 | [6 empty] | 2019-09-03 | 18 | 82.9636 | 340482.4511 | kWh | GSD
8784 | 0 | 0 | [6 empty] | 2019-09-03 | 19 | 77.1777 | 316737.1756 | kWh | GSD
8784 | 0 | 0 | [6 empty] | 2019-09-03 | 20 | 73.7681 | 302744.3766 | kWh | GSD
8784 | 0 | 0 | [6 empty] | 2019-09-03 | 21 | 72.4105 | 297172.7079 | kWh | GSD
8784 | 0 | 0 | [6 empty] | 2019-09-03 | 22 | 68.6303 | 281658.8194 | kWh | GSD
8784 | 0 | 0 | [6 empty] | 2019-09-03 | 23 | 63.0949 | 258941.628 | kWh | GSD
8784 | 0 | 0 | [6 empty] | 2019-09-03 | 24 | 60.8437 | 249702.4333 | kWh | GSD
8784 | 0 | 0 | [6 empty] | 2019-09-04 | 1 | 59.1056 | 242569.3223 | kWh | GSD
8784 | 0 | 0 | [6 empty] | 2019-09-04 | 2 | 58.1256 | 238547.6371 | kWh | GSD
8784 | 0 | 0 | [6 empty] | 2019-09-04 | 3 | 58.1883 | 238804.7511 | kWh | GSD
8784 | 0 | 0 | [6 empty] | 2019-09-04 | 4 | 57.537 | 236131.6912 | kWh | GSD
8784 | 0 | 0 | [6 empty] | 2019-09-04 | 5 | 58.7885 | 241267.8147 | kWh | GSD
8784 | 0 | 0 | [6 empty] | 2019-09-04 | 6 | 63.4402 | 260358.528 | kWh | GSD
8784 | 0 | 0 | [6 empty] | 2019-09-04 | 7 | 68.9644 | 283029.7924 | kWh | GSD
8784 | 0 | 0 | [6 empty] | 2019-09-04 | 8 | 69.0079 | 283208.4711 | kWh | GSD
8784 | 0 | 0 | [6 empty] | 2019-09-04 | 9 | 68.2248 | 279994.3862 | kWh | GSD
8784 | 0 | 0 | [6 empty] | 2019-09-04 | 10 | 67.2113 | 275835.0761 | kWh | GSD
8784 | 0 | 0 | [6 empty] | 2019-09-04 | 11 | 68.1405 | 279648.8121 | kWh | GSD
8784 | 0 | 0 | [6 empty] | 2019-09-04 | 12 | 69.4774 | 285135.4345 | kWh | GSD
8784 | 0 | 0 | [6 empty] | 2019-09-04 | 13 | 70.3014 | 288516.8 | kWh | GSD
8784 | 0 | 0 | [6 empty] | 2019-09-04 | 14 | 69.1708 | 283876.9408 | kWh | GSD
8784 | 0 | 0 | [6 empty] | 2019-09-04 | 15 | 66.7019 | 273744.5077 | kWh | GSD
8784 | 0 | 0 | [6 empty] | 2019-09-04 | 16 | 66.5936 | 273300.2778 | kWh | GSD
8784 | 0 | 0 | [6 empty] | 2019-09-04 | 17 | 65.6734 | 269523.5127 | kWh | GSD
8784 | 0 | 0 | [6 empty] | 2019-09-04 | 18 | 65.0388 | 266919.1722 | kWh | GSD
8784 | 0 | 0 | [6 empty] | 2019-09-04 | 19 | 62.457 | 256323.6931 | kWh | GSD
8784 | 0 | 0 | [6 empty] | 2019-09-04 | 20 | 62.8248 | 257833.1488 | kWh | GSD
8784 | 0 | 0 | [6 empty] | 2019-09-04 | 21 | 63.0418 | 258723.7285 | kWh | GSD
8784 | 0 | 0 | [6 empty] | 2019-09-04 | 22 | 61.0115 | 250391.1393 | kWh | GSD
8784 | 0 | 0 | [6 empty] | 2019-09-04 | 23 | 57.5656 | 236249.2569 | kWh | GSD
8784 | 0 | 0 | [6 empty] | 2019-09-04 | 24 | 55.2197 | 226621.8279 | kWh | GSD
8784 | 0 | 0 | [6 empty] | 2019-09-05 | 1 | 53.5958 | 219957.1532 | kWh | GSD
8784 | 0 | 0 | [6 empty] | 2019-09-05 | 2 | 53.2251 | 218436.0123 | kWh | GSD
8784 | 0 | 0 | [6 empty] | 2019-09-05 | 3 | 53.2949 | 218722.2372 | kWh | GSD
8784 | 0 | 0 | [6 empty] | 2019-09-05 | 4 | 53.8205 | 220879.3193 | kWh | GSD
8784 | 0 | 0 | [6 empty] | 2019-09-05 | 5 | 57.1763 | 234651.5902 | kWh | GSD
8784 | 0 | 0 | [6 empty] | 2019-09-05 | 6 | 65.8321 | 270174.9958 | kWh | GSD
8784 | 0 | 0 | [6 empty] | 2019-09-05 | 7 | 77.7668 | 319154.9443 | kWh | GSD
8784 | 0 | 0 | [6 empty] | 2019-09-05 | 8 | 86.7258 | 355922.6535 | kWh | GSD
8784 | 0 | 0 | [6 empty] | 2019-09-05 | 9 | 95.2064 | 390726.8823 | kWh | GSD
8784 | 0 | 0 | [6 empty] | 2019-09-05 | 10 | 100.4402 | 412206.3822 | kWh | GSD
8784 | 0 | 0 | [6 empty] | 2019-09-05 | 11 | 103.5539 | 424985.339 | kWh | GSD
8784 | 0 | 0 | [6 empty] | 2019-09-05 | 12 | 107.6656 | 441859.5221 | kWh | GSD
8784 | 0 | 0 | [6 empty] | 2019-09-05 | 13 | 110.5727 | 453790.3605 | kWh | GSD
8784 | 0 | 0 | [6 empty] | 2019-09-05 | 14 | 114.805 | 471159.8471 | kWh | GSD
8784 | 0 | 0 | [6 empty] | 2019-09-05 | 15 | 116.9119 | 479806.3305 | kWh | GSD
8784 | 0 | 0 | [6 empty] | 2019-09-05 | 16 | 116.1933 | 476857.1709 | kWh | GSD
8784 | 0 | 0 | [6 empty] | 2019-09-05 | 17 | 112.2267 | 460578.3219 | kWh | GSD
8784 | 0 | 0 | [6 empty] | 2019-09-05 | 18 | 107.2857 | 440300.606 | kWh | GSD
8784 | 0 | 0 | [6 empty] | 2019-09-05 | 19 | 99.2282 | 407232.4614 | kWh | GSD
8784 | 0 | 0 | [6 empty] | 2019-09-05 | 20 | 93.9804 | 385695.4219 | kWh | GSD
8784 | 0 | 0 | [6 empty] | 2019-09-05 | 21 | 90.9899 | 373422.7177 | kWh | GSD
8784 | 0 | 0 | [6 empty] | 2019-09-05 | 22 | 84.5265 | 346896.644 | kWh | GSD
8784 | 0 | 0 | [6 empty] | 2019-09-05 | 23 | 77.2337 | 316967.1615 | kWh | GSD
8784 | 0 | 0 | [6 empty] | 2019-09-05 | 24 | 72.1806 | 296229.3622 | kWh | GSD
8784 | 0 | 0 | [6 empty] | 2019-09-06 | 1 | 68.9197 | 282846.5566 | kWh | GSD
8784 | 0 | 0 | [6 empty] | 2019-09-06 | 2 | 67.8591 | 278493.5746 | kWh | GSD
8784 | 0 | 0 | [6 empty] | 2019-09-06 | 3 | 65.384 | 268335.9986 | kWh | GSD
8784 | 0 | 0 | [6 empty] | 2019-09-06 | 4 | 65.5512 | 269022.2406 | kWh | GSD
8784 | 0 | 0 | [6 empty] | 2019-09-06 | 5 | 68.031 | 279199.2189 | kWh | GSD
8784 | 0 | 0 | [6 empty] | 2019-09-06 | 6 | 77.2123 | 316879.1389 | kWh | GSD
8784 | 0 | 0 | [6 empty] | 2019-09-06 | 7 | 90.3663 | 370863.4545 | kWh | GSD
8784 | 0 | 0 | [6 empty] | 2019-09-06 | 8 | 97.8907 | 401743.4646 | kWh | GSD
8784 | 0 | 0 | [6 empty] | 2019-09-06 | 9 | 107.2496 | 440152.5606 | kWh | GSD
8784 | 0 | 0 | [6 empty] | 2019-09-06 | 10 | 113.005 | 463772.3973 | kWh | GSD
8784 | 0 | 0 | [6 empty] | 2019-09-06 | 11 | 117.0336 | 480305.9299 | kWh | GSD
8784 | 0 | 0 | [6 empty] | 2019-09-06 | 12 | 120.5989 | 494937.7263 | kWh | GSD
8784 | 0 | 0 | [6 empty] | 2019-09-06 | 13 | 122.2177 | 501581.2619 | kWh | GSD
8784 | 0 | 0 | [6 empty] | 2019-09-06 | 14 | 126.3511 | 518544.8473 | kWh | GSD
8784 | 0 | 0 | [6 empty] | 2019-09-06 | 15 | 127.0124 | 521258.9124 | kWh | GSD
8784 | 0 | 0 | [6 empty] | 2019-09-06 | 16 | 122.6805 | 503480.9739 | kWh | GSD
8784 | 0 | 0 | [6 empty] | 2019-09-06 | 17 | 115.5149 | 474073.3259 | kWh | GSD
8784 | 0 | 0 | [6 empty] | 2019-09-06 | 18 | 109.0581 | 447574.4863 | kWh | GSD
8784 | 0 | 0 | [6 empty] | 2019-09-06 | 19 | 98.653 | 404871.8332 | kWh | GSD
8784 | 0 | 0 | [6 empty] | 2019-09-06 | 20 | 93.7453 | 384730.6499 | kWh | GSD
8784 | 0 | 0 | [6 empty] | 2019-09-06 | 21 | 91.132 | 374005.7392 | kWh | GSD
8784 | 0 | 0 | [6 empty] | 2019-09-06 | 22 | 84.2736 | 345858.6722 | kWh | GSD
8784 | 0 | 0 | [6 empty] | 2019-09-06 | 23 | 75.4546 | 309665.8711 | kWh | GSD
8784 | 0 | 0 | [6 empty] | 2019-09-06 | 24 | 70.7866 | 290508.2327 | kWh | GSD
8784 | 0 | 0 | [6 empty] | 2019-09-07 | 1 | 66.7908 | 274109.3258 | kWh | GSD
8784 | 0 | 0 | [6 empty] | 2019-09-07 | 2 | 64.0347 | 262798.3232 | kWh | GSD
8784 | 0 | 0 | [6 empty] | 2019-09-07 | 3 | 61.5487 | 252595.9227 | kWh | GSD
8784 | 0 | 0 | [6 empty] | 2019-09-07 | 4 | 60.2515 | 247272.0228 | kWh | GSD
8784 | 0 | 0 | [6 empty] | 2019-09-07 | 5 | 60.5141 | 248349.917 | kWh | GSD
8784 | 0 | 0 | [6 empty] | 2019-09-07 | 6 | 62.8359 | 257878.7119 | kWh | GSD
8784 | 0 | 0 | [6 empty] | 2019-09-07 | 7 | 69.3035 | 284421.4387 | kWh | GSD
8784 | 0 | 0 | [6 empty] | 2019-09-07 | 8 | 73.8963 | 303270.3528 | kWh | GSD
8784 | 0 | 0 | [6 empty] | 2019-09-07 | 9 | 79.0027 | 324227.0128 | kWh | GSD
8784 | 0 | 0 | [6 empty] | 2019-09-07 | 10 | 84.6595 | 347442.5296 | kWh | GSD
8784 | 0 | 0 | [6 empty] | 2019-09-07 | 11 | 88.3815 | 362717.6936 | kWh | GSD
8784 | 0 | 0 | [6 empty] | 2019-09-07 | 12 | 92.6201 | 380113.0672 | kWh | GSD
8784 | 0 | 0 | [6 empty] | 2019-09-07 | 13 | 94.5276 | 387941.3628 | kWh | GSD
8784 | 0 | 0 | [6 empty] | 2019-09-07 | 14 | 93.5492 | 383925.8735 | kWh | GSD
8784 | 0 | 0 | [6 empty] | 2019-09-07 | 15 | 94.3995 | 387415.3619 | kWh | GSD
8784 | 0 | 0 | [6 empty] | 2019-09-07 | 16 | 95.9629 | 393831.7959 | kWh | GSD
8784 | 0 | 0 | [6 empty] | 2019-09-07 | 17 | 95.3457 | 391298.809 | kWh | GSD
8784 | 0 | 0 | [6 empty] | 2019-09-07 | 18 | 93.8041 | 384972.0569 | kWh | GSD
8784 | 0 | 0 | [6 empty] | 2019-09-07 | 19 | 89.5223 | 367399.5649 | kWh | GSD
8784 | 0 | 0 | [6 empty] | 2019-09-07 | 20 | 85.9318 | 352664.1969 | kWh | GSD
8784 | 0 | 0 | [6 empty] | 2019-09-07 | 21 | 83.433 | 342409.0459 | kWh | GSD
8784 | 0 | 0 | [6 empty] | 2019-09-07 | 22 | 77.2655 | 317097.4736 | kWh | GSD
8784 | 0 | 0 | [6 empty] | 2019-09-07 | 23 | 71.4623 | 293281.4695 | kWh | GSD
8784 | 0 | 0 | [6 empty] | 2019-09-07 | 24 | 66.7657 | 274006.2586 | kWh | GSD
8784 | 0 | 0 | [6 empty] | 2019-09-08 | 1 | 63.7068 | 261452.599 | kWh | GSD
8784 | 0 | 0 | [6 empty] | 2019-09-08 | 2 | 61.8812 | 253960.6131 | kWh | GSD
8784 | 0 | 0 | [6 empty] | 2019-09-08 | 3 | 60.3681 | 247750.7361 | kWh | GSD
8784 | 0 | 0 | [6 empty] | 2019-09-08 | 4 | 59.7557 | 245237.3761 | kWh | GSD
8784 | 0 | 0 | [6 empty] | 2019-09-08 | 5 | 60.4181 | 247955.7336 | kWh | GSD
8784 | 0 | 0 | [6 empty] | 2019-09-08 | 6 | 61.7834 | 253558.8862 | kWh | GSD
8784 | 0 | 0 | [6 empty] | 2019-09-08 | 7 | 65.2105 | 267623.9803 | kWh | GSD
8784 | 0 | 0 | [6 empty] | 2019-09-08 | 8 | 68.3905 | 280674.4717 | kWh | GSD
8784 | 0 | 0 | [6 empty] | 2019-09-08 | 9 | 74.3493 | 305129.4911 | kWh | GSD
8784 | 0 | 0 | [6 empty] | 2019-09-08 | 10 | 81.3029 | 333667.1165 | kWh | GSD
8784 | 0 | 0 | [6 empty] | 2019-09-08 | 11 | 86.8733 | 356528.154 | kWh | GSD
8784 | 0 | 0 | [6 empty] | 2019-09-08 | 12 | 90.4029 | 371013.2973 | kWh | GSD
8784 | 0 | 0 | [6 empty] | 2019-09-08 | 13 | 91.9155 | 377221.2038 | kWh | GSD
8784 | 0 | 0 | [6 empty] | 2019-09-08 | 14 | 91.6824 | 376264.5681 | kWh | GSD
8784 | 0 | 0 | [6 empty] | 2019-09-08 | 15 | 92.2684 | 378669.3153 | kWh | GSD
8784 | 0 | 0 | [6 empty] | 2019-09-08 | 16 | 92.9648 | 381527.7256 | kWh | GSD
8784 | 0 | 0 | [6 empty] | 2019-09-08 | 17 | 93.4644 | 383577.9552 | kWh | GSD
8784 | 0 | 0 | [6 empty] | 2019-09-08 | 18 | 92.8338 | 380989.8935 | kWh | GSD
8784 | 0 | 0 | [6 empty] | 2019-09-08 | 19 | 89.2013 | 366082.2702 | kWh | GSD
8784 | 0 | 0 | [6 empty] | 2019-09-08 | 20 | 84.5184 | 346863.4912 | kWh | GSD
8784 | 0 | 0 | [6 empty] | 2019-09-08 | 21 | 81.6746 | 335192.3946 | kWh | GSD
8784 | 0 | 0 | [6 empty] | 2019-09-08 | 22 | 77.1427 | 316593.6577 | kWh | GSD
8784 | 0 | 0 | [6 empty] | 2019-09-08 | 23 | 72.4992 | 297536.7397 | kWh | GSD
8784 | 0 | 0 | [6 empty] | 2019-09-08 | 24 | 69.4444 | 284999.6884 | kWh | GSD
8784 | 0 | 0 | [6 empty] | 2019-09-09 | 1 | 67.7543 | 278063.6509 | kWh | GSD
8784 | 0 | 0 | [6 empty] | 2019-09-09 | 2 | 66.0121 | 270913.4768 | kWh | GSD
8784 | 0 | 0 | [6 empty] | 2019-09-09 | 3 | 65.319 | 268069.0225 | kWh | GSD
8784 | 0 | 0 | [6 empty] | 2019-09-09 | 4 | 66.0642 | 271127.6518 | kWh | GSD
8784 | 0 | 0 | [6 empty] | 2019-09-09 | 5 | 70.5344 | 289473.2935 | kWh | GSD
8784 | 0 | 0 | [6 empty] | 2019-09-09 | 6 | 81.4218 | 334155.1291 | kWh | GSD
8784 | 0 | 0 | [6 empty] | 2019-09-09 | 7 | 94.9553 | 389696.3834 | kWh | GSD
8784 | 0 | 0 | [6 empty] | 2019-09-09 | 8 | 103.3268 | 424053.1123 | kWh | GSD
8784 | 0 | 0 | [6 empty] | 2019-09-09 | 9 | 114.4822 | 469835.0155 | kWh | GSD
8784 | 0 | 0 | [6 empty] | 2019-09-09 | 10 | 122.7108 | 503605.3213 | kWh | GSD
8784 | 0 | 0 | [6 empty] | 2019-09-09 | 11 | 127.5734 | 523561.1112 | kWh | GSD
8784 | 0 | 0 | [6 empty] | 2019-09-09 | 12 | 130.3291 | 534870.7084 | kWh | GSD
8784 | 0 | 0 | [6 empty] | 2019-09-09 | 13 | 131.2461 | 538633.8629 | kWh | GSD
8784 | 0 | 0 | [6 empty] | 2019-09-09 | 14 | 132.5179 | 543853.6451 | kWh | GSD
8784 | 0 | 0 | [6 empty] | 2019-09-09 | 15 | 132.1497 | 542342.2354 | kWh | GSD
8784 | 0 | 0 | [6 empty] | 2019-09-09 | 16 | 128.1397 | 525885.3437 | kWh | GSD
8784 | 0 | 0 | [6 empty] | 2019-09-09 | 17 | 122.67 | 503437.6415 | kWh | GSD
8784 | 0 | 0 | [6 empty] | 2019-09-09 | 18 | 114.3096 | 469126.5832 | kWh | GSD
8784 | 0 | 0 | [6 empty] | 2019-09-09 | 19 | 104.9404 | 430675.4447 | kWh | GSD
8784 | 0 | 0 | [6 empty] | 2019-09-09 | 20 | 99.3479 | 407723.6484 | kWh | GSD
8784 | 0 | 0 | [6 empty] | 2019-09-09 | 21 | 95.8863 | 393517.1919 | kWh | GSD
8784 | 0 | 0 | [6 empty] | 2019-09-09 | 22 | 88.7189 | 364102.3928 | kWh | GSD
8784 | 0 | 0 | [6 empty] | 2019-09-09 | 23 | 80.6825 | 331120.9537 | kWh | GSD
8784 | 0 | 0 | [6 empty] | 2019-09-09 | 24 | 75.5588 | 310093.4203 | kWh | GSD
8784 | 0 | 0 | [6 empty] | 2019-09-10 | 1 | 74.8429 | 307155.3752 | kWh | GSD
8784 | 0 | 0 | [6 empty] | 2019-09-10 | 2 | 73.0115 | 299639.2076 | kWh | GSD
8784 | 0 | 0 | [6 empty] | 2019-09-10 | 3 | 70.9895 | 291340.7655 | kWh | GSD
8784 | 0 | 0 | [6 empty] | 2019-09-10 | 4 | 70.7049 | 290173.0951 | kWh | GSD
8784 | 0 | 0 | [6 empty] | 2019-09-10 | 5 | 73.589 | 302009.4562 | kWh | GSD
8784 | 0 | 0 | [6 empty] | 2019-09-10 | 6 | 84.596 | 347182.1607 | kWh | GSD
8784 | 0 | 0 | [6 empty] | 2019-09-10 | 7 | 97.6926 | 400930.4139 | kWh | GSD
8784 | 0 | 0 | [6 empty] | 2019-09-10 | 8 | 105.996 | 435007.6599 | kWh | GSD
8784 | 0 | 0 | [6 empty] | 2019-09-10 | 9 | 117.674 | 482933.9409 | kWh | GSD
8784 | 0 | 0 | [6 empty] | 2019-09-10 | 10 | 125.5662 | 515323.7614 | kWh | GSD
8784 | 0 | 0 | [6 empty] | 2019-09-10 | 11 | 131.7005 | 540498.8128 | kWh | GSD
8784 | 0 | 0 | [6 empty] | 2019-09-10 | 12 | 134.6882 | 552760.4496 | kWh | GSD
8784 | 0 | 0 | [6 empty] | 2019-09-10 | 13 | 135.9988 | 558138.9365 | kWh | GSD
8784 | 0 | 0 | [6 empty] | 2019-09-10 | 14 | 138.1917 | 567138.6251 | kWh | GSD
8784 | 0 | 0 | [6 empty] | 2019-09-10 | 15 | 136.8779 | 561747.0462 | kWh | GSD
8784 | 0 | 0 | [6 empty] | 2019-09-10 | 16 | 132.5286 | 543897.1727 | kWh | GSD
8784 | 0 | 0 | [6 empty] | 2019-09-10 | 17 | 125.4851 | 514990.888 | kWh | GSD
8784 | 0 | 0 | [6 empty] | 2019-09-10 | 18 | 118.7296 | 487266.3934 | kWh | GSD
8784 | 0 | 0 | [6 empty] | 2019-09-10 | 19 | 108.8908 | 446887.9937 | kWh | GSD
8784 | 0 | 0 | [6 empty] | 2019-09-10 | 20 | 102.0763 | 418921.197 | kWh | GSD
8784 | 0 | 0 | [6 empty] | 2019-09-10 | 21 | 97.3964 | 399714.7424 | kWh | GSD
8784 | 0 | 0 | [6 empty] | 2019-09-10 | 22 | 89.6725 | 368016.0036 | kWh | GSD
8784 | 0 | 0 | [6 empty] | 2019-09-10 | 23 | 80.9135 | 332068.8209 | kWh | GSD
8784 | 0 | 0 | [6 empty] | 2019-09-10 | 24 | 76.243 | 312901.2093 | kWh | GSD
8784 | 0 | 0 | [6 empty] | 2019-09-11 | 1 | 69.9772 | 287186.4397 | kWh | GSD
8784 | 0 | 0 | [6 empty] | 2019-09-11 | 2 | 67.2232 | 275883.9458 | kWh | GSD
8784 | 0 | 0 | [6 empty] | 2019-09-11 | 3 | 65.706 | 269657.529 | kWh | GSD
8784 | 0 | 0 | [6 empty] | 2019-09-11 | 4 | 65.3299 | 268114.1093 | kWh | GSD
8784 | 0 | 0 | [6 empty] | 2019-09-11 | 5 | 68.5199 | 281205.5889 | kWh | GSD
8784 | 0 | 0 | [6 empty] | 2019-09-11 | 6 | 78.9551 | 324031.6179 | kWh | GSD
8784 | 0 | 0 | [6 empty] | 2019-09-11 | 7 | 91.8815 | 377081.475 | kWh | GSD
8784 | 0 | 0 | [6 empty] | 2019-09-11 | 8 | 101.3835 | 416078.0051 | kWh | GSD
8784 | 0 | 0 | [6 empty] | 2019-09-11 | 9 | 111.6978 | 458407.7383 | kWh | GSD
8784 | 0 | 0 | [6 empty] | 2019-09-11 | 10 | 118.0128 | 484324.4787 | kWh | GSD
8784 | 0 | 0 | [6 empty] | 2019-09-11 | 11 | 124.0326 | 509029.6418 | kWh | GSD
8784 | 0 | 0 | [6 empty] | 2019-09-11 | 12 | 127.0456 | 521395.141 | kWh | GSD
8784 | 0 | 0 | [6 empty] | 2019-09-11 | 13 | 126.85 | 520592.578 | kWh | GSD
8784 | 0 | 0 | [6 empty] | 2019-09-11 | 14 | 127.538 | 523415.8024 | kWh | GSD
8784 | 0 | 0 | [6 empty] | 2019-09-11 | 15 | 125.8646 | 516548.4809 | kWh | GSD
8784 | 0 | 0 | [6 empty] | 2019-09-11 | 16 | 122.0539 | 500909.3275 | kWh | GSD
8784 | 0 | 0 | [6 empty] | 2019-09-11 | 17 | 114.8767 | 471453.8221 | kWh | GSD
8784 | 0 | 0 | [6 empty] | 2019-09-11 | 18 | 107.5273 | 441292.0208 | kWh | GSD
8784 | 0 | 0 | [6 empty] | 2019-09-11 | 19 | 99.2133 | 407171.3559 | kWh | GSD
8784 | 0 | 0 | [6 empty] | 2019-09-11 | 20 | 94.4622 | 387672.7096 | kWh | GSD
8784 | 0 | 0 | [6 empty] | 2019-09-11 | 21 | 92.1041 | 377995.1007 | kWh | GSD
8784 | 0 | 0 | [6 empty] | 2019-09-11 | 22 | 83.5041 | 342701.0215 | kWh | GSD
8784 | 0 | 0 | [6 empty] | 2019-09-11 | 23 | 76.2194 | 312804.5551 | kWh | GSD
8784 | 0 | 0 | [6 empty] | 2019-09-11 | 24 | 70.8813 | 290896.8738 | kWh | GSD
8784 | 0 | 0 | [6 empty] | 2019-09-12 | 1 | 66.9413 | 274727.2434 | kWh | GSD
8784 | 0 | 0 | [6 empty] | 2019-09-12 | 2 | 65.5419 | 268983.9156 | kWh | GSD
8784 | 0 | 0 | [6 empty] | 2019-09-12 | 3 | 63.8941 | 262221.4737 | kWh | GSD
8784 | 0 | 0 | [6 empty] | 2019-09-12 | 4 | 64.3152 | 263949.5691 | kWh | GSD
8784 | 0 | 0 | [6 empty] | 2019-09-12 | 5 | 67.8221 | 278341.9987 | kWh | GSD
8784 | 0 | 0 | [6 empty] | 2019-09-12 | 6 | 78.4099 | 321794.335 | kWh | GSD
8784 | 0 | 0 | [6 empty] | 2019-09-12 | 7 | 92.4447 | 379393.203 | kWh | GSD
8784 | 0 | 0 | [6 empty] | 2019-09-12 | 8 | 102.4819 | 420585.6825 | kWh | GSD
8784 | 0 | 0 | [6 empty] | 2019-09-12 | 9 | 112.7493 | 462723.0014 | kWh | GSD
8784 | 0 | 0 | [6 empty] | 2019-09-12 | 10 | 120.2797 | 493627.9129 | kWh | GSD
8784 | 0 | 0 | [6 empty] | 2019-09-12 | 11 | 123.0941 | 505178.3448 | kWh | GSD
8784 | 0 | 0 | [6 empty] | 2019-09-12 | 12 | 125.224 | 513919.3771 | kWh | GSD
8784 | 0 | 0 | [6 empty] | 2019-09-12 | 13 | 125.8135 | 516338.6828 | kWh | GSD
8784 | 0 | 0 | [6 empty] | 2019-09-12 | 14 | 127.5078 | 523292.0462 | kWh | GSD
8784 | 0 | 0 | [6 empty] | 2019-09-12 | 15 | 127.4907 | 523221.829 | kWh | GSD
8784 | 0 | 0 | [6 empty] | 2019-09-12 | 16 | 121.8324 | 499999.9887 | kWh | GSD
8784 | 0 | 0 | [6 empty] | 2019-09-12 | 17 | 114.6568 | 470551.4642 | kWh | GSD
8784 | 0 | 0 | [6 empty] | 2019-09-12 | 18 | 107.262 | 440203.3844 | kWh | GSD
8784 | 0 | 0 | [6 empty] | 2019-09-12 | 19 | 98.4522 | 404047.7339 | kWh | GSD
8784 | 0 | 0 | [6 empty] | 2019-09-12 | 20 | 95.3305 | 391236.1818 | kWh | GSD
8784 | 0 | 0 | [6 empty] | 2019-09-12 | 21 | 91.6766 | 376240.6198 | kWh | GSD
8784 | 0 | 0 | [6 empty] | 2019-09-12 | 22 | 84.2155 | 345620.2202 | kWh | GSD
8784 | 0 | 0 | [6 empty] | 2019-09-12 | 23 | 75.8041 | 311100.0011 | kWh | GSD
8784 | 0 | 0 | [6 empty] | 2019-09-12 | 24 | 70.8197 | 290644.0878 | kWh | GSD
8784 | 0 | 0 | [6 empty] | 2019-09-13 | 1 | 67.164 | 275640.9587 | kWh | GSD
8784 | 0 | 0 | [6 empty] | 2019-09-13 | 2 | 64.4625 | 264554.2621 | kWh | GSD
8784 | 0 | 0 | [6 empty] | 2019-09-13 | 3 | 64.0934 | 263039.1801 | kWh | GSD
8784 | 0 | 0 | [6 empty] | 2019-09-13 | 4 | 65.1733 | 267471.236 | kWh | GSD
8784 | 0 | 0 | [6 empty] | 2019-09-13 | 5 | 66.4734 | 272806.7248 | kWh | GSD
8784 | 0 | 0 | [6 empty] | 2019-09-13 | 6 | 76.5067 | 313983.4976 | kWh | GSD
8784 | 0 | 0 | [6 empty] | 2019-09-13 | 7 | 90.3572 | 370826.0709 | kWh | GSD
8784 | 0 | 0 | [6 empty] | 2019-09-13 | 8 | 100.067 | 410674.8169 | kWh | GSD
8784 | 0 | 0 | [6 empty] | 2019-09-13 | 9 | 109.714 | 450266.0532 | kWh | GSD
8784 | 0 | 0 | [6 empty] | 2019-09-13 | 10 | 116.5063 | 478141.9953 | kWh | GSD
8784 | 0 | 0 | [6 empty] | 2019-09-13 | 11 | 120.199 | 493296.6317 | kWh | GSD
8784 | 0 | 0 | [6 empty] | 2019-09-13 | 12 | 122.8588 | 504212.4098 | kWh | GSD
8784 | 0 | 0 | [6 empty] | 2019-09-13 | 13 | 121.6946 | 499434.6746 | kWh | GSD
8784 | 0 | 0 | [6 empty] | 2019-09-13 | 14 | 121.8657 | 500136.8502 | kWh | GSD
8784 | 0 | 0 | [6 empty] | 2019-09-13 | 15 | 120.1397 | 493053.4466 | kWh | GSD
8784 | 0 | 0 | [6 empty] | 2019-09-13 | 16 | 115.9559 | 475883.2034 | kWh | GSD
8784 | 0 | 0 | [6 empty] | 2019-09-13 | 17 | 109.3225 | 448659.7346 | kWh | GSD
8784 | 0 | 0 | [6 empty] | 2019-09-13 | 18 | 101.8162 | 417853.8285 | kWh | GSD
8784 | 0 | 0 | [6 empty] | 2019-09-13 | 19 | 94.2711 | 386888.7015 | kWh | GSD
8784 | 0 | 0 | [6 empty] | 2019-09-13 | 20 | 89.9088 | 368985.5452 | kWh | GSD
8784 | 0 | 0 | [6 empty] | 2019-09-13 | 21 | 88.1352 | 361706.718 | kWh | GSD
8784 | 0 | 0 | [6 empty] | 2019-09-13 | 22 | 82.4142 | 338227.8196 | kWh | GSD
8784 | 0 | 0 | [6 empty] | 2019-09-13 | 23 | 74.1343 | 304247.0691 | kWh | GSD
8784 | 0 | 0 | [6 empty] | 2019-09-13 | 24 | 70.2537 | 288321.1037 | kWh | GSD
8784 | 0 | 0 | [6 empty] | 2019-09-14 | 1 | 66.5345 | 273057.6952 | kWh | GSD
8784 | 0 | 0 | [6 empty] | 2019-09-14 | 2 | 64.8963 | 266334.4344 | kWh | GSD
8784 | 0 | 0 | [6 empty] | 2019-09-14 | 3 | 62.9924 | 258520.979 | kWh | GSD
8784 | 0 | 0 | [6 empty] | 2019-09-14 | 4 | 62.6255 | 257015.216 | kWh | GSD
8784 | 0 | 0 | [6 empty] | 2019-09-14 | 5 | 63.7681 | 261704.2781 | kWh | GSD
8784 | 0 | 0 | [6 empty] | 2019-09-14 | 6 | 66.9373 | 274710.5853 | kWh | GSD
8784 | 0 | 0 | [6 empty] | 2019-09-14 | 7 | 73.7166 | 302533.0767 | kWh | GSD
8784 | 0 | 0 | [6 empty] | 2019-09-14 | 8 | 77.4178 | 317722.7235 | kWh | GSD
8784 | 0 | 0 | [6 empty] | 2019-09-14 | 9 | 82.1838 | 337282.3804 | kWh | GSD
8784 | 0 | 0 | [6 empty] | 2019-09-14 | 10 | 86.9054 | 356659.9557 | kWh | GSD
8784 | 0 | 0 | [6 empty] | 2019-09-14 | 11 | 89.042 | 365428.431 | kWh | GSD
8784 | 0 | 0 | [6 empty] | 2019-09-14 | 12 | 90.829 | 372762.3029 | kWh | GSD
8784 | 0 | 0 | [6 empty] | 2019-09-14 | 13 | 90.0043 | 369377.5223 | kWh | GSD
8784 | 0 | 0 | [6 empty] | 2019-09-14 | 14 | 88.8841 | 364780.5334 | kWh | GSD
8784 | 0 | 0 | [6 empty] | 2019-09-14 | 15 | 89.0363 | 365404.8697 | kWh | GSD
8784 | 0 | 0 | [6 empty] | 2019-09-14 | 16 | 88.5453 | 363389.7588 | kWh | GSD
8784 | 0 | 0 | [6 empty] | 2019-09-14 | 17 | 87.7358 | 360067.6454 | kWh | GSD
8784 | 0 | 0 | [6 empty] | 2019-09-14 | 18 | 85.8906 | 352494.9931 | kWh | GSD
8784 | 0 | 0 | [6 empty] | 2019-09-14 | 19 | 82.785 | 339749.4729 | kWh | GSD
8784 | 0 | 0 | [6 empty] | 2019-09-14 | 20 | 80.4454 | 330147.727 | kWh | GSD
8784 | 0 | 0 | [6 empty] | 2019-09-14 | 21 | 79.3271 | 325558.6235 | kWh | GSD
8784 | 0 | 0 | [6 empty] | 2019-09-14 | 22 | 76.2119 | 312773.476 | kWh | GSD
8784 | 0 | 0 | [6 empty] | 2019-09-14 | 23 | 71.2383 | 292361.9278 | kWh | GSD
8784 | 0 | 0 | [6 empty] | 2019-09-14 | 24 | 67.5269 | 277130.2923 | kWh | GSD
8784 | 0 | 0 | [6 empty] | 2019-09-15 | 1 | 64.5085 | 264743.0158 | kWh | GSD
8784 | 0 | 0 | [6 empty] | 2019-09-15 | 2 | 63.0512 | 258762.253 | kWh | GSD
8784 | 0 | 0 | [6 empty] | 2019-09-15 | 3 | 61.8168 | 253695.9532 | kWh | GSD
8784 | 0 | 0 | [6 empty] | 2019-09-15 | 4 | 61.8785 | 253949.3313 | kWh | GSD
8784 | 0 | 0 | [6 empty] | 2019-09-15 | 5 | 62.4352 | 256234.2331 | kWh | GSD
8784 | 0 | 0 | [6 empty] | 2019-09-15 | 6 | 65.3168 | 268060.3296 | kWh | GSD
8784 | 0 | 0 | [6 empty] | 2019-09-15 | 7 | 69.4459 | 285006.0034 | kWh | GSD
8784 | 0 | 0 | [6 empty] | 2019-09-15 | 8 | 72.426 | 297236.3257 | kWh | GSD
8784 | 0 | 0 | [6 empty] | 2019-09-15 | 9 | 75.2841 | 308966.1186 | kWh | GSD
8784 | 0 | 0 | [6 empty] | 2019-09-15 | 10 | 79.4822 | 326194.9058 | kWh | GSD
8784 | 0 | 0 | [6 empty] | 2019-09-15 | 11 | 83.8163 | 343982.285 | kWh | GSD
8784 | 0 | 0 | [6 empty] | 2019-09-15 | 12 | 85.9938 | 352918.7032 | kWh | GSD
8784 | 0 | 0 | [6 empty] | 2019-09-15 | 13 | 85.9168 | 352602.7137 | kWh | GSD
8784 | 0 | 0 | [6 empty] | 2019-09-15 | 14 | 82.3487 | 337958.924 | kWh | GSD
8784 | 0 | 0 | [6 empty] | 2019-09-15 | 15 | 80.6902 | 331152.7408 | kWh | GSD
8784 | 0 | 0 | [6 empty] | 2019-09-15 | 16 | 81.104 | 332850.8228 | kWh | GSD
8784 | 0 | 0 | [6 empty] | 2019-09-15 | 17 | 81.0473 | 332618.2484 | kWh | GSD
8784 | 0 | 0 | [6 empty] | 2019-09-15 | 18 | 79.4263 | 325965.3465 | kWh | GSD
8784 | 0 | 0 | [6 empty] | 2019-09-15 | 19 | 76.844 | 315367.7964 | kWh | GSD
8784 | 0 | 0 | [6 empty] | 2019-09-15 | 20 | 76.2168 | 312793.6333 | kWh | GSD
8784 | 0 | 0 | [6 empty] | 2019-09-15 | 21 | 74.9441 | 307570.5748 | kWh | GSD
8784 | 0 | 0 | [6 empty] | 2019-09-15 | 22 | 72.0394 | 295649.6787 | kWh | GSD
8784 | 0 | 0 | [6 empty] | 2019-09-15 | 23 | 66.9166 | 274625.6535 | kWh | GSD
8784 | 0 | 0 | [6 empty] | 2019-09-15 | 24 | 63.8144 | 261894.3214 | kWh | GSD
8784 | 0 | 0 | [6 empty] | 2019-09-16 | 1 | 61.8378 | 253782.2708 | kWh | GSD
8784 | 0 | 0 | [6 empty] | 2019-09-16 | 2 | 60.495 | 248271.5805 | kWh | GSD
8784 | 0 | 0 | [6 empty] | 2019-09-16 | 3 | 59.9484 | 246028.0676 | kWh | GSD
8784 | 0 | 0 | [6 empty] | 2019-09-16 | 4 | 61.0582 | 250582.7811 | kWh | GSD
8784 | 0 | 0 | [6 empty] | 2019-09-16 | 5 | 65.7651 | 269900.055 | kWh | GSD
8784 | 0 | 0 | [6 empty] | 2019-09-16 | 6 | 76.0603 | 312151.4583 | kWh | GSD
8784 | 0 | 0 | [6 empty] | 2019-09-16 | 7 | 89.6883 | 368080.8006 | kWh | GSD
8784 | 0 | 0 | [6 empty] | 2019-09-16 | 8 | 98.5062 | 404269.5448 | kWh | GSD
8784 | 0 | 0 | [6 empty] | 2019-09-16 | 9 | 107.1972 | 439937.1072 | kWh | GSD
8784 | 0 | 0 | [6 empty] | 2019-09-16 | 10 | 114.1418 | 468437.8602 | kWh | GSD
8784 | 0 | 0 | [6 empty] | 2019-09-16 | 11 | 118.818 | 487628.8736 | kWh | GSD
8784 | 0 | 0 | [6 empty] | 2019-09-16 | 12 | 121.7981 | 499859.2573 | kWh | GSD
8784 | 0 | 0 | [6 empty] | 2019-09-16 | 13 | 122.3847 | 502266.801 | kWh | GSD
8784 | 0 | 0 | [6 empty] | 2019-09-16 | 14 | 124.1354 | 509451.7447 | kWh | GSD
8784 | 0 | 0 | [6 empty] | 2019-09-16 | 15 | 122.7891 | 503926.3281 | kWh | GSD
8784 | 0 | 0 | [6 empty] | 2019-09-16 | 16 | 116.3031 | 477308.0858 | kWh | GSD
8784 | 0 | 0 | [6 empty] | 2019-09-16 | 17 | 110.2642 | 452524.407 | kWh | GSD
8784 | 0 | 0 | [6 empty] | 2019-09-16 | 18 | 103.4818 | 424689.4872 | kWh | GSD
8784 | 0 | 0 | [6 empty] | 2019-09-16 | 19 | 95.445 | 391706.144 | kWh | GSD
8784 | 0 | 0 | [6 empty] | 2019-09-16 | 20 | 92.0629 | 377826.2034 | kWh | GSD
8784 | 0 | 0 | [6 empty] | 2019-09-16 | 21 | 87.1704 | 357747.4079 | kWh | GSD
8784 | 0 | 0 | [6 empty] | 2019-09-16 | 22 | 80.6004 | 330784.2307 | kWh | GSD
8784 | 0 | 0 | [6 empty] | 2019-09-16 | 23 | 72.8817 | 299106.6967 | kWh | GSD
8784 | 0 | 0 | [6 empty] | 2019-09-16 | 24 | 67.5704 | 277308.9066 | kWh | GSD
8784 | 0 | 0 | [6 empty] | 2019-09-17 | 1 | 64.2477 | 263672.5648 | kWh | GSD
8784 | 0 | 0 | [6 empty] | 2019-09-17 | 2 | 62.8326 | 257864.9982 | kWh | GSD
8784 | 0 | 0 | [6 empty] | 2019-09-17 | 3 | 61.8949 | 254016.721 | kWh | GSD
8784 | 0 | 0 | [6 empty] | 2019-09-17 | 4 | 61.6725 | 253103.9609 | kWh | GSD
8784 | 0 | 0 | [6 empty] | 2019-09-17 | 5 | 63.8252 | 261938.5175 | kWh | GSD
8784 | 0 | 0 | [6 empty] | 2019-09-17 | 6 | 73.0319 | 299722.9794 | kWh | GSD
8784 | 0 | 0 | [6 empty] | 2019-09-17 | 7 | 84.7553 | 347835.7013 | kWh | GSD
8784 | 0 | 0 | [6 empty] | 2019-09-17 | 8 | 95.1012 | 390295.473 | kWh | GSD
8784 | 0 | 0 | [6 empty] | 2019-09-17 | 9 | 103.3481 | 424140.8009 | kWh | GSD
8784 | 0 | 0 | [6 empty] | 2019-09-17 | 10 | 111.2787 | 456687.9506 | kWh | GSD
8784 | 0 | 0 | [6 empty] | 2019-09-17 | 11 | 118.1492 | 484884.3822 | kWh | GSD
8784 | 0 | 0 | [6 empty] | 2019-09-17 | 12 | 121.9012 | 500282.42 | kWh | GSD
8784 | 0 | 0 | [6 empty] | 2019-09-17 | 13 | 123.2706 | 505902.3585 | kWh | GSD
8784 | 0 | 0 | [6 empty] | 2019-09-17 | 14 | 125.0273 | 513112.1736 | kWh | GSD
8784 | 0 | 0 | [6 empty] | 2019-09-17 | 15 | 124.4698 | 510823.875 | kWh | GSD
8784 | 0 | 0 | [6 empty] | 2019-09-17 | 16 | 119.3976 | 490007.5507 | kWh | GSD
8784 | 0 | 0 | [6 empty] | 2019-09-17 | 17 | 111.5544 | 457819.0834 | kWh | GSD
8784 | 0 | 0 | [6 empty] | 2019-09-17 | 18 | 104.2231 | 427731.6007 | kWh | GSD
8784 | 0 | 0 | [6 empty] | 2019-09-17 | 19 | 95.3868 | 391467.5248 | kWh | GSD
8784 | 0 | 0 | [6 empty] | 2019-09-17 | 20 | 90.8784 | 372965.0872 | kWh | GSD
8784 | 0 | 0 | [6 empty] | 2019-09-17 | 21 | 86.7618 | 356070.5734 | kWh | GSD
8784 | 0 | 0 | [6 empty] | 2019-09-17 | 22 | 80.7595 | 331436.8058 | kWh | GSD
8784 | 0 | 0 | [6 empty] | 2019-09-17 | 23 | 73.0053 | 299613.6928 | kWh | GSD
8784 | 0 | 0 | [6 empty] | 2019-09-17 | 24 | 67.8487 | 278450.8941 | kWh | GSD
8784 | 0 | 0 | [6 empty] | 2019-09-18 | 1 | 66.7703 | 274025.3688 | kWh | GSD
8784 | 0 | 0 | [6 empty] | 2019-09-18 | 2 | 64.5285 | 264825.144 | kWh | GSD
8784 | 0 | 0 | [6 empty] | 2019-09-18 | 3 | 62.6434 | 257088.647 | kWh | GSD
8784 | 0 | 0 | [6 empty] | 2019-09-18 | 4 | 63.4069 | 260222.0361 | kWh | GSD
8784 | 0 | 0 | [6 empty] | 2019-09-18 | 5 | 66.562 | 273170.5705 | kWh | GSD
8784 | 0 | 0 | [6 empty] | 2019-09-18 | 6 | 76.4965 | 313941.7132 | kWh | GSD
8784 | 0 | 0 | [6 empty] | 2019-09-18 | 7 | 88.8526 | 364651.124 | kWh | GSD
8784 | 0 | 0 | [6 empty] | 2019-09-18 | 8 | 98.9665 | 406158.6095 | kWh | GSD
8784 | 0 | 0 | [6 empty] | 2019-09-18 | 9 | 107.8786 | 442733.6009 | kWh | GSD
8784 | 0 | 0 | [6 empty] | 2019-09-18 | 10 | 115.0546 | 472184.0033 | kWh | GSD
8784 | 0 | 0 | [6 empty] | 2019-09-18 | 11 | 118.3741 | 485807.2055 | kWh | GSD
8784 | 0 | 0 | [6 empty] | 2019-09-18 | 12 | 118.0389 | 484431.7146 | kWh | GSD
8784 | 0 | 0 | [6 empty] | 2019-09-18 | 13 | 112.8193 | 463010.5021 | kWh | GSD
8784 | 0 | 0 | [6 empty] | 2019-09-18 | 14 | 115.7269 | 474943.0579 | kWh | GSD
8784 | 0 | 0 | [6 empty] | 2019-09-18 | 15 | 118.3878 | 485863.3923 | kWh | GSD
8784 | 0 | 0 | [6 empty] | 2019-09-18 | 16 | 115.8533 | 475461.8971 | kWh | GSD
8784 | 0 | 0 | [6 empty] | 2019-09-18 | 17 | 110.1106 | 451893.9336 | kWh | GSD
8784 | 0 | 0 | [6 empty] | 2019-09-18 | 18 | 103.2387 | 423691.581 | kWh | GSD
8784 | 0 | 0 | [6 empty] | 2019-09-18 | 19 | 96.088 | 394345.2149 | kWh | GSD
8784 | 0 | 0 | [6 empty] | 2019-09-18 | 20 | 92.0114 | 377614.8539 | kWh | GSD
8784 | 0 | 0 | [6 empty] | 2019-09-18 | 21 | 87.5651 | 359367.0867 | kWh | GSD
8784 | 0 | 0 | [6 empty] | 2019-09-18 | 22 | 80.9169 | 332083.0117 | kWh | GSD
8784 | 0 | 0 | [6 empty] | 2019-09-18 | 23 | 72.1891 | 296264.0551 | kWh | GSD
8784 | 0 | 0 | [6 empty] | 2019-09-18 | 24 | 67.1788 | 275701.8617 | kWh | GSD
8784 | 0 | 0 | [6 empty] | 2019-09-19 | 1 | 62.6383 | 257067.5542 | kWh | GSD
8784 | 0 | 0 | [6 empty] | 2019-09-19 | 2 | 60.4755 | 248191.5139 | kWh | GSD
8784 | 0 | 0 | [6 empty] | 2019-09-19 | 3 | 58.8822 | 241652.5346 | kWh | GSD
8784 | 0 | 0 | [6 empty] | 2019-09-19 | 4 | 59.0155 | 242199.5667 | kWh | GSD
8784 | 0 | 0 | [6 empty] | 2019-09-19 | 5 | 60.665 | 248968.981 | kWh | GSD
8784 | 0 | 0 | [6 empty] | 2019-09-19 | 6 | 70.3695 | 288796.5943 | kWh | GSD
8784 | 0 | 0 | [6 empty] | 2019-09-19 | 7 | 82.6001 | 338990.8717 | kWh | GSD
8784 | 0 | 0 | [6 empty] | 2019-09-19 | 8 | 90.9213 | 373141.1187 | kWh | GSD
8784 | 0 | 0 | [6 empty] | 2019-09-19 | 9 | 99.9106 | 410032.9363 | kWh | GSD
8784 | 0 | 0 | [6 empty] | 2019-09-19 | 10 | 105.4765 | 432875.5614 | kWh | GSD
8784 | 0 | 0 | [6 empty] | 2019-09-19 | 11 | 109.2758 | 448467.7669 | kWh | GSD
8784 | 0 | 0 | [6 empty] | 2019-09-19 | 12 | 110.8959 | 455116.7512 | kWh | GSD
8784 | 0 | 0 | [6 empty] | 2019-09-19 | 13 | 111.4746 | 457491.8381 | kWh | GSD
8784 | 0 | 0 | [6 empty] | 2019-09-19 | 14 | 113.4152 | 465456.1668 | kWh | GSD
8784 | 0 | 0 | [6 empty] | 2019-09-19 | 15 | 110.1062 | 451875.6895 | kWh | GSD
8784 | 0 | 0 | [6 empty] | 2019-09-19 | 16 | 103.684 | 425519.2634 | kWh | GSD
8784 | 0 | 0 | [6 empty] | 2019-09-19 | 17 | 97.2228 | 399002.2728 | kWh | GSD
8784 | 0 | 0 | [6 empty] | 2019-09-19 | 18 | 91.2075 | 374315.5978 | kWh | GSD
8784 | 0 | 0 | [6 empty] | 2019-09-19 | 19 | 85.4543 | 350704.3808 | kWh | GSD
8784 | 0 | 0 | [6 empty] | 2019-09-19 | 20 | 82.6565 | 339222.4167 | kWh | GSD
8784 | 0 | 0 | [6 empty] | 2019-09-19 | 21 | 80.3829 | 329891.2989 | kWh | GSD
8784 | 0 | 0 | [6 empty] | 2019-09-19 | 22 | 74.6961 | 306552.7191 | kWh | GSD
8784 | 0 | 0 | [6 empty] | 2019-09-19 | 23 | 67.3486 | 276398.6374 | kWh | GSD
8784 | 0 | 0 | [6 empty] | 2019-09-19 | 24 | 62.3118 | 255727.7625 | kWh | GSD
8784 | 0 | 0 | [6 empty] | 2019-09-20 | 1 | 59.8806 | 245750.1217 | kWh | GSD
8784 | 0 | 0 | [6 empty] | 2019-09-20 | 2 | 58.3931 | 239645.1061 | kWh | GSD
8784 | 0 | 0 | [6 empty] | 2019-09-20 | 3 | 57.1312 | 234466.5767 | kWh | GSD
8784 | 0 | 0 | [6 empty] | 2019-09-20 | 4 | 57.2389 | 234908.6364 | kWh | GSD
8784 | 0 | 0 | [6 empty] | 2019-09-20 | 5 | 59.4951 | 244168.0053 | kWh | GSD
8784 | 0 | 0 | [6 empty] | 2019-09-20 | 6 | 67.823 | 278345.4049 | kWh | GSD
8784 | 0 | 0 | [6 empty] | 2019-09-20 | 7 | 78.8973 | 323794.4187 | kWh | GSD
8784 | 0 | 0 | [6 empty] | 2019-09-20 | 8 | 86.5379 | 355151.3651 | kWh | GSD
8784 | 0 | 0 | [6 empty] | 2019-09-20 | 9 | 96.54 | 396199.9767 | kWh | GSD
8784 | 0 | 0 | [6 empty] | 2019-09-20 | 10 | 104.1979 | 427628.0097 | kWh | GSD
8784 | 0 | 0 | [6 empty] | 2019-09-20 | 11 | 107.6402 | 441755.2217 | kWh | GSD
8784 | 0 | 0 | [6 empty] | 2019-09-20 | 12 | 110.8625 | 454979.6508 | kWh | GSD
8784 | 0 | 0 | [6 empty] | 2019-09-20 | 13 | 111.0767 | 455858.6708 | kWh | GSD
8784 | 0 | 0 | [6 empty] | 2019-09-20 | 14 | 112.7868 | 462877.2095 | kWh | GSD
8784 | 0 | 0 | [6 empty] | 2019-09-20 | 15 | 111.1315 | 456083.5594 | kWh | GSD
8784 | 0 | 0 | [6 empty] | 2019-09-20 | 16 | 106.418 | 436739.4385 | kWh | GSD
8784 | 0 | 0 | [6 empty] | 2019-09-20 | 17 | 100.3194 | 411710.9072 | kWh | GSD
8784 | 0 | 0 | [6 empty] | 2019-09-20 | 18 | 94.3332 | 387143.412 | kWh | GSD
8784 | 0 | 0 | [6 empty] | 2019-09-20 | 19 | 86.1913 | 353728.9037 | kWh | GSD
8784 | 0 | 0 | [6 empty] | 2019-09-20 | 20 | 83.4864 | 342628.1182 | kWh | GSD
8784 | 0 | 0 | [6 empty] | 2019-09-20 | 21 | 81.1637 | 333095.6843 | kWh | GSD
8784 | 0 | 0 | [6 empty] | 2019-09-20 | 22 | 76.2692 | 313008.8231 | kWh | GSD
8784 | 0 | 0 | [6 empty] | 2019-09-20 | 23 | 68.9289 | 282884.142 | kWh | GSD
8784 | 0 | 0 | [6 empty] | 2019-09-20 | 24 | 63.7013 | 261430.3215 | kWh | GSD
8784 | 0 | 0 | [6 empty] | 2019-09-21 | 1 | 60.4216 | 247970.4429 | kWh | GSD
8784 | 0 | 0 | [6 empty] | 2019-09-21 | 2 | 58.1181 | 238516.6757 | kWh | GSD
8784 | 0 | 0 | [6 empty] | 2019-09-21 | 3 | 56.3336 | 231193.2791 | kWh | GSD
8784 | 0 | 0 | [6 empty] | 2019-09-21 | 4 | 55.495 | 227751.5083 | kWh | GSD
8784 | 0 | 0 | [6 empty] | 2019-09-21 | 5 | 56.3939 | 231440.3727 | kWh | GSD
8784 | 0 | 0 | [6 empty] | 2019-09-21 | 6 | 58.28 | 239181.2753 | kWh | GSD
8784 | 0 | 0 | [6 empty] | 2019-09-21 | 7 | 63.7857 | 261776.4563 | kWh | GSD
8784 | 0 | 0 | [6 empty] | 2019-09-21 | 8 | 67.2582 | 276027.5437 | kWh | GSD
8784 | 0 | 0 | [6 empty] | 2019-09-21 | 9 | 72.4498 | 297333.9497 | kWh | GSD
8784 | 0 | 0 | [6 empty] | 2019-09-21 | 10 | 77.6624 | 318726.3561 | kWh | GSD
8784 | 0 | 0 | [6 empty] | 2019-09-21 | 11 | 79.455 | 326083.4468 | kWh | GSD
8784 | 0 | 0 | [6 empty] | 2019-09-21 | 12 | 80.5145 | 330431.6967 | kWh | GSD
8784 | 0 | 0 | [6 empty] | 2019-09-21 | 13 | 79.7403 | 327254.3455 | kWh | GSD
8784 | 0 | 0 | [6 empty] | 2019-09-21 | 14 | 78.5082 | 322197.5421 | kWh | GSD
8784 | 0 | 0 | [6 empty] | 2019-09-21 | 15 | 78.9578 | 324042.6496 | kWh | GSD
8784 | 0 | 0 | [6 empty] | 2019-09-21 | 16 | 78.6359 | 322721.8489 | kWh | GSD
8784 | 0 | 0 | [6 empty] | 2019-09-21 | 17 | 78.6977 | 322975.1781 | kWh | GSD
8784 | 0 | 0 | [6 empty] | 2019-09-21 | 18 | 76.7821 | 315113.8537 | kWh | GSD
8784 | 0 | 0 | [6 empty] | 2019-09-21 | 19 | 73.8752 | 303183.8287 | kWh | GSD
8784 | 0 | 0 | [6 empty] | 2019-09-21 | 20 | 72.3761 | 297031.4808 | kWh | GSD
8784 | 0 | 0 | [6 empty] | 2019-09-21 | 21 | 70.6423 | 289916.0919 | kWh | GSD
8784 | 0 | 0 | [6 empty] | 2019-09-21 | 22 | 67.7129 | 277893.7916 | kWh | GSD
8784 | 0 | 0 | [6 empty] | 2019-09-21 | 23 | 63.9805 | 262575.8632 | kWh | GSD
8784 | 0 | 0 | [6 empty] | 2019-09-21 | 24 | 60.2213 | 247148.1674 | kWh | GSD
8784 | 0 | 0 | [6 empty] | 2019-09-22 | 1 | 56.8784 | 233429.1104 | kWh | GSD
8784 | 0 | 0 | [6 empty] | 2019-09-22 | 2 | 55.8728 | 229301.9586 | kWh | GSD
8784 | 0 | 0 | [6 empty] | 2019-09-22 | 3 | 55.1107 | 226174.1685 | kWh | GSD
8784 | 0 | 0 | [6 empty] | 2019-09-22 | 4 | 54.2128 | 222489.193 | kWh | GSD
8784 | 0 | 0 | [6 empty] | 2019-09-22 | 5 | 53.9478 | 221401.8976 | kWh | GSD
8784 | 0 | 0 | [6 empty] | 2019-09-22 | 6 | 55.2584 | 226780.3273 | kWh | GSD
8784 | 0 | 0 | [6 empty] | 2019-09-22 | 7 | 58.679 | 240818.7777 | kWh | GSD
8784 | 0 | 0 | [6 empty] | 2019-09-22 | 8 | 60.4582 | 248120.5144 | kWh | GSD
8784 | 0 | 0 | [6 empty] | 2019-09-22 | 9 | 64.7273 | 265640.9172 | kWh | GSD
8784 | 0 | 0 | [6 empty] | 2019-09-22 | 10 | 70.053 | 287497.5419 | kWh | GSD
8784 | 0 | 0 | [6 empty] | 2019-09-22 | 11 | 72.9769 | 299497.3863 | kWh | GSD
8784 | 0 | 0 | [6 empty] | 2019-09-22 | 12 | 74.5208 | 305833.4139 | kWh | GSD
8784 | 0 | 0 | [6 empty] | 2019-09-22 | 13 | 75.0421 | 307972.8899 | kWh | GSD
8784 | 0 | 0 | [6 empty] | 2019-09-22 | 14 | 74.7161 | 306634.8165 | kWh | GSD
8784 | 0 | 0 | [6 empty] | 2019-09-22 | 15 | 75.3644 | 309295.6145 | kWh | GSD
8784 | 0 | 0 | [6 empty] | 2019-09-22 | 16 | 76.8739 | 315490.4653 | kWh | GSD
8784 | 0 | 0 | [6 empty] | 2019-09-22 | 17 | 76.4891 | 313911.3241 | kWh | GSD
8784 | 0 | 0 | [6 empty] | 2019-09-22 | 18 | 75.6074 | 310292.8184 | kWh | GSD
8784 | 0 | 0 | [6 empty] | 2019-09-22 | 19 | 72.6492 | 298152.2662 | kWh | GSD
8784 | 0 | 0 | [6 empty] | 2019-09-22 | 20 | 71.0878 | 291744.3517 | kWh | GSD
8784 | 0 | 0 | [6 empty] | 2019-09-22 | 21 | 68.3682 | 280582.9991 | kWh | GSD
8784 | 0 | 0 | [6 empty] | 2019-09-22 | 22 | 65.9817 | 270788.7032 | kWh | GSD
8784 | 0 | 0 | [6 empty] | 2019-09-22 | 23 | 61.8068 | 253655.2455 | kWh | GSD
8784 | 0 | 0 | [6 empty] | 2019-09-22 | 24 | 59.2945 | 243344.5602 | kWh | GSD
8784 | 0 | 0 | [6 empty] | 2019-09-23 | 1 | 56.2171 | 230715.1345 | kWh | GSD
8784 | 0 | 0 | [6 empty] | 2019-09-23 | 2 | 54.8268 | 225009.0779 | kWh | GSD
8784 | 0 | 0 | [6 empty] | 2019-09-23 | 3 | 54.9835 | 225652.1775 | kWh | GSD
8784 | 0 | 0 | [6 empty] | 2019-09-23 | 4 | 55.1776 | 226448.7412 | kWh | GSD
8784 | 0 | 0 | [6 empty] | 2019-09-23 | 5 | 58.4303 | 239797.9319 | kWh | GSD
8784 | 0 | 0 | [6 empty] | 2019-09-23 | 6 | 66.7536 | 273956.8672 | kWh | GSD
8784 | 0 | 0 | [6 empty] | 2019-09-23 | 7 | 79.0425 | 324390.3933 | kWh | GSD
8784 | 0 | 0 | [6 empty] | 2019-09-23 | 8 | 86.6566 | 355638.758 | kWh | GSD
8784 | 0 | 0 | [6 empty] | 2019-09-23 | 9 | 96.3549 | 395440.425 | kWh | GSD
8784 | 0 | 0 | [6 empty] | 2019-09-23 | 10 | 104.4864 | 428812.2221 | kWh | GSD
8784 | 0 | 0 | [6 empty] | 2019-09-23 | 11 | 109.1785 | 448068.4021 | kWh | GSD
8784 | 0 | 0 | [6 empty] | 2019-09-23 | 12 | 110.6119 | 453951.089 | kWh | GSD
8784 | 0 | 0 | [6 empty] | 2019-09-23 | 13 | 112.7815 | 462855.367 | kWh | GSD
8784 | 0 | 0 | [6 empty] | 2019-09-23 | 14 | 113.229 | 464691.8231 | kWh | GSD
8784 | 0 | 0 | [6 empty] | 2019-09-23 | 15 | 111.9469 | 459430.1284 | kWh | GSD
8784 | 0 | 0 | [6 empty] | 2019-09-23 | 16 | 107.7911 | 442374.6966 | kWh | GSD
8784 | 0 | 0 | [6 empty] | 2019-09-23 | 17 | 100.8728 | 413982.1473 | kWh | GSD
8784 | 0 | 0 | [6 empty] | 2019-09-23 | 18 | 94.9021 | 389478.4109 | kWh | GSD
8784 | 0 | 0 | [6 empty] | 2019-09-23 | 19 | 87.8954 | 360722.8171 | kWh | GSD
8784 | 0 | 0 | [6 empty] | 2019-09-23 | 20 | 84.8512 | 348229.3769 | kWh | GSD
8784 | 0 | 0 | [6 empty] | 2019-09-23 | 21 | 79.8346 | 327641.2293 | kWh | GSD
8784 | 0 | 0 | [6 empty] | 2019-09-23 | 22 | 73.6966 | 302450.9787 | kWh | GSD
8784 | 0 | 0 | [6 empty] | 2019-09-23 | 23 | 66.9295 | 274678.4668 | kWh | GSD
8784 | 0 | 0 | [6 empty] | 2019-09-23 | 24 | 62.3417 | 255850.5277 | kWh | GSD
8784 | 0 | 0 | [6 empty] | 2019-09-24 | 1 | 60.0468 | 246432.2217 | kWh | GSD
8784 | 0 | 0 | [6 empty] | 2019-09-24 | 2 | 57.7691 | 237084.324 | kWh | GSD
8784 | 0 | 0 | [6 empty] | 2019-09-24 | 3 | 55.9193 | 229492.6857 | kWh | GSD
8784 | 0 | 0 | [6 empty] | 2019-09-24 | 4 | 55.5888 | 228136.4305 | kWh | GSD
8784 | 0 | 0 | [6 empty] | 2019-09-24 | 5 | 57.6461 | 236579.738 | kWh | GSD
8784 | 0 | 0 | [6 empty] | 2019-09-24 | 6 | 66.344 | 272275.7313 | kWh | GSD
8784 | 0 | 0 | [6 empty] | 2019-09-24 | 7 | 77.2614 | 317080.945 | kWh | GSD
8784 | 0 | 0 | [6 empty] | 2019-09-24 | 8 | 85.1953 | 349641.6402 | kWh | GSD
8784 | 0 | 0 | [6 empty] | 2019-09-24 | 9 | 94.8294 | 389179.8146 | kWh | GSD
8784 | 0 | 0 | [6 empty] | 2019-09-24 | 10 | 102.6267 | 421179.8313 | kWh | GSD
8784 | 0 | 0 | [6 empty] | 2019-09-24 | 11 | 108.2208 | 444138.1538 | kWh | GSD
8784 | 0 | 0 | [6 empty] | 2019-09-24 | 12 | 111.9162 | 459304.0606 | kWh | GSD
8784 | 0 | 0 | [6 empty] | 2019-09-24 | 13 | 115.0265 | 472068.744 | kWh | GSD
8784 | 0 | 0 | [6 empty] | 2019-09-24 | 14 | 117.7598 | 483286.058 | kWh | GSD
8784 | 0 | 0 | [6 empty] | 2019-09-24 | 15 | 117.5623 | 482475.55 | kWh | GSD
8784 | 0 | 0 | [6 empty] | 2019-09-24 | 16 | 113.2875 | 464931.8984 | kWh | GSD
8784 | 0 | 0 | [6 empty] | 2019-09-24 | 17 | 107.1344 | 439679.5534 | kWh | GSD
8784 | 0 | 0 | [6 empty] | 2019-09-24 | 18 | 100.7067 | 413300.2571 | kWh | GSD
8784 | 0 | 0 | [6 empty] | 2019-09-24 | 19 | 93.6923 | 384513.3635 | kWh | GSD
8784 | 0 | 0 | [6 empty] | 2019-09-24 | 20 | 89.7482 | 368326.7925 | kWh | GSD
8784 | 0 | 0 | [6 empty] | 2019-09-24 | 21 | 85.2225 | 349753.0431 | kWh | GSD
8784 | 0 | 0 | [6 empty] | 2019-09-24 | 22 | 79.5771 | 326584.259 | kWh | GSD
8784 | 0 | 0 | [6 empty] | 2019-09-24 | 23 | 71.7786 | 294579.4158 | kWh | GSD
8784 | 0 | 0 | [6 empty] | 2019-09-24 | 24 | 66.3165 | 272163.0553 | kWh | GSD
8784 | 0 | 0 | [6 empty] | 2019-09-25 | 1 | 62.8632 | 257990.772 | kWh | GSD
8784 | 0 | 0 | [6 empty] | 2019-09-25 | 2 | 61.1215 | 250842.6059 | kWh | GSD
8784 | 0 | 0 | [6 empty] | 2019-09-25 | 3 | 58.9979 | 242127.4849 | kWh | GSD
8784 | 0 | 0 | [6 empty] | 2019-09-25 | 4 | 58.9861 | 242079.0054 | kWh | GSD
8784 | 0 | 0 | [6 empty] | 2019-09-25 | 5 | 61.4744 | 252291.1205 | kWh | GSD
8784 | 0 | 0 | [6 empty] | 2019-09-25 | 6 | 70.2013 | 288106.2659 | kWh | GSD
8784 | 0 | 0 | [6 empty] | 2019-09-25 | 7 | 82.3636 | 338020.0644 | kWh | GSD
8784 | 0 | 0 | [6 empty] | 2019-09-25 | 8 | 91.4266 | 375214.8151 | kWh | GSD
8784 | 0 | 0 | [6 empty] | 2019-09-25 | 9 | 100.7941 | 413659.1067 | kWh | GSD
8784 | 0 | 0 | [6 empty] | 2019-09-25 | 10 | 108.0324 | 443364.8046 | kWh | GSD
8784 | 0 | 0 | [6 empty] | 2019-09-25 | 11 | 114.1225 | 468358.6466 | kWh | GSD
8784 | 0 | 0 | [6 empty] | 2019-09-25 | 12 | 119.1121 | 488836.0982 | kWh | GSD
8784 | 0 | 0 | [6 empty] | 2019-09-25 | 13 | 121.0222 | 496675.0636 | kWh | GSD
8784 | 0 | 0 | [6 empty] | 2019-09-25 | 14 | 123.3653 | 506291.1831 | kWh | GSD
8784 | 0 | 0 | [6 empty] | 2019-09-25 | 15 | 122.112 | 501147.7016 | kWh | GSD
8784 | 0 | 0 | [6 empty] | 2019-09-25 | 16 | 119.2978 | 489598.2635 | kWh | GSD
8784 | 0 | 0 | [6 empty] | 2019-09-25 | 17 | 113.3344 | 465124.2179 | kWh | GSD
8784 | 0 | 0 | [6 empty] | 2019-09-25 | 18 | 107.4508 | 440977.9644 | kWh | GSD
8784 | 0 | 0 | [6 empty] | 2019-09-25 | 19 | 98.5745 | 404549.7145 | kWh | GSD
8784 | 0 | 0 | [6 empty] | 2019-09-25 | 20 | 95.944 | 393754.2413 | kWh | GSD
8784 | 0 | 0 | [6 empty] | 2019-09-25 | 21 | 90.4348 | 371144.3032 | kWh | GSD
8784 | 0 | 0 | [6 empty] | 2019-09-25 | 22 | 83.0642 | 340895.3724 | kWh | GSD
8784 | 0 | 0 | [6 empty] | 2019-09-25 | 23 | 74.4679 | 305616.2734 | kWh | GSD
8784 | 0 | 0 | [6 empty] | 2019-09-25 | 24 | 69.1074 | 283616.9523 | kWh | GSD
8784 | 0 | 0 | [6 empty] | 2019-09-26 | 1 | 65.129 | 267289.6073 | kWh | GSD
8784 | 0 | 0 | [6 empty] | 2019-09-26 | 2 | 63.6969 | 261412.0318 | kWh | GSD
8784 | 0 | 0 | [6 empty] | 2019-09-26 | 3 | 61.9039 | 254053.4684 | kWh | GSD
8784 | 0 | 0 | [6 empty] | 2019-09-26 | 4 | 61.9233 | 254133.1243 | kWh | GSD
8784 | 0 | 0 | [6 empty] | 2019-09-26 | 5 | 64.3467 | 264078.6664 | kWh | GSD
8784 | 0 | 0 | [6 empty] | 2019-09-26 | 6 | 72.829 | 298890.0221 | kWh | GSD
8784 | 0 | 0 | [6 empty] | 2019-09-26 | 7 | 85.2288 | 349779.1597 | kWh | GSD
8784 | 0 | 0 | [6 empty] | 2019-09-26 | 8 | 95.6496 | 392546.0671 | kWh | GSD
8784 | 0 | 0 | [6 empty] | 2019-09-26 | 9 | 104.6204 | 429362.135 | kWh | GSD
8784 | 0 | 0 | [6 empty] | 2019-09-26 | 10 | 111.2632 | 456624.0931 | kWh | GSD
8784 | 0 | 0 | [6 empty] | 2019-09-26 | 11 | 116.7775 | 479254.9246 | kWh | GSD
8784 | 0 | 0 | [6 empty] | 2019-09-26 | 12 | 120.2994 | 493708.7242 | kWh | GSD
8784 | 0 | 0 | [6 empty] | 2019-09-26 | 13 | 123.1636 | 505463.2314 | kWh | GSD
8784 | 0 | 0 | [6 empty] | 2019-09-26 | 14 | 126.2725 | 518222.2959 | kWh | GSD
8784 | 0 | 0 | [6 empty] | 2019-09-26 | 15 | 126.4241 | 518844.6517 | kWh | GSD
8784 | 0 | 0 | [6 empty] | 2019-09-26 | 16 | 120.3444 | 493893.4992 | kWh | GSD
8784 | 0 | 0 | [6 empty] | 2019-09-26 | 17 | 113.7049 | 466644.9413 | kWh | GSD
8784 | 0 | 0 | [6 empty] | 2019-09-26 | 18 | 107.7439 | 442180.9634 | kWh | GSD
8784 | 0 | 0 | [6 empty] | 2019-09-26 | 19 | 100.2613 | 411472.5204 | kWh | GSD
8784 | 0 | 0 | [6 empty] | 2019-09-26 | 20 | 96.4599 | 395871.4177 | kWh | GSD
8784 | 0 | 0 | [6 empty] | 2019-09-26 | 21 | 91.6558 | 376155.5434 | kWh | GSD
8784 | 0 | 0 | [6 empty] | 2019-09-26 | 22 | 84.0221 | 344826.554 | kWh | GSD
8784 | 0 | 0 | [6 empty] | 2019-09-26 | 23 | 75.31 | 309072.218 | kWh | GSD
8784 | 0 | 0 | [6 empty] | 2019-09-26 | 24 | 70.034 | 287419.7205 | kWh | GSD
8784 | 0 | 0 | [6 empty] | 2019-09-27 | 1 | 66.1501 | 271479.9296 | kWh | GSD
8784 | 0 | 0 | [6 empty] | 2019-09-27 | 2 | 64.229 | 263595.8039 | kWh | GSD
8784 | 0 | 0 | [6 empty] | 2019-09-27 | 3 | 62.4926 | 256469.8069 | kWh | GSD
8784 | 0 | 0 | [6 empty] | 2019-09-27 | 4 | 62.371 | 255970.756 | kWh | GSD
8784 | 0 | 0 | [6 empty] | 2019-09-27 | 5 | 65.6782 | 269543.1717 | kWh | GSD
8784 | 0 | 0 | [6 empty] | 2019-09-27 | 6 | 75.0116 | 307847.8011 | kWh | GSD
8784 | 0 | 0 | [6 empty] | 2019-09-27 | 7 | 87.5839 | 359444.1298 | kWh | GSD
8784 | 0 | 0 | [6 empty] | 2019-09-27 | 8 | 97.296 | 399302.5849 | kWh | GSD
8784 | 0 | 0 | [6 empty] | 2019-09-27 | 9 | 104.9271 | 430620.73 | kWh | GSD
8784 | 0 | 0 | [6 empty] | 2019-09-27 | 10 | 112.0601 | 459894.6277 | kWh | GSD
8784 | 0 | 0 | [6 empty] | 2019-09-27 | 11 | 116.8577 | 479583.9129 | kWh | GSD
8784 | 0 | 0 | [6 empty] | 2019-09-27 | 12 | 120.5589 | 494773.611 | kWh | GSD
8784 | 0 | 0 | [6 empty] | 2019-09-27 | 13 | 122.6247 | 503251.6549 | kWh | GSD
8784 | 0 | 0 | [6 empty] | 2019-09-27 | 14 | 124.4676 | 510814.9958 | kWh | GSD
8784 | 0 | 0 | [6 empty] | 2019-09-27 | 15 | 122.5043 | 502757.7068 | kWh | GSD
8784 | 0 | 0 | [6 empty] | 2019-09-27 | 16 | 117.1206 | 480662.7858 | kWh | GSD
8784 | 0 | 0 | [6 empty] | 2019-09-27 | 17 | 108.7519 | 446317.895 | kWh | GSD
8784 | 0 | 0 | [6 empty] | 2019-09-27 | 18 | 100.5376 | 412606.3168 | kWh | GSD
8784 | 0 | 0 | [6 empty] | 2019-09-27 | 19 | 91.6482 | 376124.2793 | kWh | GSD
8784 | 0 | 0 | [6 empty] | 2019-09-27 | 20 | 88.1971 | 361960.7224 | kWh | GSD
8784 | 0 | 0 | [6 empty] | 2019-09-27 | 21 | 84.2391 | 345717.2791 | kWh | GSD
8784 | 0 | 0 | [6 empty] | 2019-09-27 | 22 | 78.3253 | 321447.1159 | kWh | GSD
8784 | 0 | 0 | [6 empty] | 2019-09-27 | 23 | 70.3074 | 288541.5778 | kWh | GSD
8784 | 0 | 0 | [6 empty] | 2019-09-27 | 24 | 65.4354 | 268546.7383 | kWh | GSD
8784 | 0 | 0 | [6 empty] | 2019-09-28 | 1 | 62.0226 | 254540.6742 | kWh | GSD
8784 | 0 | 0 | [6 empty] | 2019-09-28 | 2 | 59.9668 | 246103.6837 | kWh | GSD
8784 | 0 | 0 | [6 empty] | 2019-09-28 | 3 | 59.0292 | 242255.9216 | kWh | GSD
8784 | 0 | 0 | [6 empty] | 2019-09-28 | 4 | 58.3377 | 239417.7186 | kWh | GSD
8784 | 0 | 0 | [6 empty] | 2019-09-28 | 5 | 58.8244 | 241415.5007 | kWh | GSD
8784 | 0 | 0 | [6 empty] | 2019-09-28 | 6 | 60.6307 | 248828.379 | kWh | GSD
8784 | 0 | 0 | [6 empty] | 2019-09-28 | 7 | 65.9894 | 270820.5074 | kWh | GSD
8784 | 0 | 0 | [6 empty] | 2019-09-28 | 8 | 68.8005 | 282357.4093 | kWh | GSD
8784 | 0 | 0 | [6 empty] | 2019-09-28 | 9 | 74.2029 | 304528.8755 | kWh | GSD
8784 | 0 | 0 | [6 empty] | 2019-09-28 | 10 | 80.67 | 331069.5549 | kWh | GSD
8784 | 0 | 0 | [6 empty] | 2019-09-28 | 11 | 84.0434 | 344914.0021 | kWh | GSD
8784 | 0 | 0 | [6 empty] | 2019-09-28 | 12 | 85.5563 | 351123.2121 | kWh | GSD
8784 | 0 | 0 | [6 empty] | 2019-09-28 | 13 | 85.1934 | 349633.5154 | kWh | GSD
8784 | 0 | 0 | [6 empty] | 2019-09-28 | 14 | 84.0003 | 344737.0958 | kWh | GSD
8784 | 0 | 0 | [6 empty] | 2019-09-28 | 15 | 83.7338 | 343643.5597 | kWh | GSD
8784 | 0 | 0 | [6 empty] | 2019-09-28 | 16 | 83.8384 | 344072.7223 | kWh | GSD
8784 | 0 | 0 | [6 empty] | 2019-09-28 | 17 | 83.3119 | 341912.1873 | kWh | GSD
8784 | 0 | 0 | [6 empty] | 2019-09-28 | 18 | 81.5009 | 334479.5393 | kWh | GSD
8784 | 0 | 0 | [6 empty] | 2019-09-28 | 19 | 79.0058 | 324239.9961 | kWh | GSD
8784 | 0 | 0 | [6 empty] | 2019-09-28 | 20 | 77.7366 | 319031.1494 | kWh | GSD
8784 | 0 | 0 | [6 empty] | 2019-09-28 | 21 | 75.1402 | 308375.4802 | kWh | GSD
8784 | 0 | 0 | [6 empty] | 2019-09-28 | 22 | 70.9301 | 291097.0725 | kWh | GSD
8784 | 0 | 0 | [6 empty] | 2019-09-28 | 23 | 66.2901 | 272054.4698 | kWh | GSD
8784 | 0 | 0 | [6 empty] | 2019-09-28 | 24 | 62.2324 | 255401.9186 | kWh | GSD
8784 | 0 | 0 | [6 empty] | 2019-09-29 | 1 | 56.3763 | 231368.1397 | kWh | GSD
8784 | 0 | 0 | [6 empty] | 2019-09-29 | 2 | 54.37 | 223134.6069 | kWh | GSD
8784 | 0 | 0 | [6 empty] | 2019-09-29 | 3 | 52.8707 | 216981.2252 | kWh | GSD
8784 | 0 | 0 | [6 empty] | 2019-09-29 | 4 | 52.1256 | 213923.3546 | kWh | GSD
8784 | 0 | 0 | [6 empty] | 2019-09-29 | 5 | 52.0344 | 213549.1177 | kWh | GSD
8784 | 0 | 0 | [6 empty] | 2019-09-29 | 6 | 52.9253 | 217205.39 | kWh | GSD
8784 | 0 | 0 | [6 empty] | 2019-09-29 | 7 | 57.1939 | 234723.8339 | kWh | GSD
8784 | 0 | 0 | [6 empty] | 2019-09-29 | 8 | 59.4153 | 243840.2801 | kWh | GSD
8784 | 0 | 0 | [6 empty] | 2019-09-29 | 9 | 63.1567 | 259195.1318 | kWh | GSD
8784 | 0 | 0 | [6 empty] | 2019-09-29 | 10 | 69.3504 | 284614.1341 | kWh | GSD
8784 | 0 | 0 | [6 empty] | 2019-09-29 | 11 | 73.2543 | 300635.7679 | kWh | GSD
8784 | 0 | 0 | [6 empty] | 2019-09-29 | 12 | 75.0088 | 307835.9275 | kWh | GSD
8784 | 0 | 0 | [6 empty] | 2019-09-29 | 13 | 76.3407 | 313302.3009 | kWh | GSD
8784 | 0 | 0 | [6 empty] | 2019-09-29 | 14 | 76.0115 | 311951.3147 | kWh | GSD
8784 | 0 | 0 | [6 empty] | 2019-09-29 | 15 | 76.748 | 314973.648 | kWh | GSD
8784 | 0 | 0 | [6 empty] | 2019-09-29 | 16 | 77.1459 | 316606.6785 | kWh | GSD
8784 | 0 | 0 | [6 empty] | 2019-09-29 | 17 | 76.4694 | 313830.4697 | kWh | GSD
8784 | 0 | 0 | [6 empty] | 2019-09-29 | 18 | 75.7623 | 310928.5466 | kWh | GSD
8784 | 0 | 0 | [6 empty] | 2019-09-29 | 19 | 72.554 | 297761.4235 | kWh | GSD
8784 | 0 | 0 | [6 empty] | 2019-09-29 | 20 | 70.7945 | 290540.6642 | kWh | GSD
8784 | 0 | 0 | [6 empty] | 2019-09-29 | 21 | 68.5145 | 281183.6342 | kWh | GSD
8784 | 0 | 0 | [6 empty] | 2019-09-29 | 22 | 65.4123 | 268452.0234 | kWh | GSD
8784 | 0 | 0 | [6 empty] | 2019-09-29 | 23 | 61.72 | 253299.0529 | kWh | GSD
8784 | 0 | 0 | [6 empty] | 2019-09-29 | 24 | 59.4151 | 243839.6334 | kWh | GSD
8784 | 0 | 0 | [6 empty] | 2019-09-30 | 1 | 57.4907 | 235941.8235 | kWh | GSD
8784 | 0 | 0 | [6 empty] | 2019-09-30 | 2 | 56.4897 | 231833.9077 | kWh | GSD
8784 | 0 | 0 | [6 empty] | 2019-09-30 | 3 | 55.3385 | 227109.0683 | kWh | GSD
8784 | 0 | 0 | [6 empty] | 2019-09-30 | 4 | 55.7886 | 228956.3632 | kWh | GSD
8784 | 0 | 0 | [6 empty] | 2019-09-30 | 5 | 61.0084 | 250378.6176 | kWh | GSD
8784 | 0 | 0 | [6 empty] | 2019-09-30 | 6 | 71.4241 | 293124.5588 | kWh | GSD
8784 | 0 | 0 | [6 empty] | 2019-09-30 | 7 | 83.9177 | 344398.2263 | kWh | GSD
8784 | 0 | 0 | [6 empty] | 2019-09-30 | 8 | 92.4946 | 379597.8693 | kWh | GSD
8784 | 0 | 0 | [6 empty] | 2019-09-30 | 9 | 101.6686 | 417247.9856 | kWh | GSD
8784 | 0 | 0 | [6 empty] | 2019-09-30 | 10 | 109.9509 | 451238.4519 | kWh | GSD
8784 | 0 | 0 | [6 empty] | 2019-09-30 | 11 | 114.112 | 468315.759 | kWh | GSD
8784 | 0 | 0 | [6 empty] | 2019-09-30 | 12 | 116.4721 | 478001.3756 | kWh | GSD
8784 | 0 | 0 | [6 empty] | 2019-09-30 | 13 | 116.384 | 477640.0003 | kWh | GSD
8784 | 0 | 0 | [6 empty] | 2019-09-30 | 14 | 117.0122 | 480218.1352 | kWh | GSD
8784 | 0 | 0 | [6 empty] | 2019-09-30 | 15 | 116.6327 | 478660.6624 | kWh | GSD
8784 | 0 | 0 | [6 empty] | 2019-09-30 | 16 | 112.8447 | 463114.5424 | kWh | GSD
8784 | 0 | 0 | [6 empty] | 2019-09-30 | 17 | 105.9135 | 434668.9022 | kWh | GSD
8784 | 0 | 0 | [6 empty] | 2019-09-30 | 18 | 98.0416 | 402362.8146 | kWh | GSD
8784 | 0 | 0 | [6 empty] | 2019-09-30 | 19 | 89.2523 | 366291.5226 | kWh | GSD
8784 | 0 | 0 | [6 empty] | 2019-09-30 | 20 | 86.3156 | 354239.0588 | kWh | GSD
8784 | 0 | 0 | [6 empty] | 2019-09-30 | 21 | 81.6762 | 335199.2368 | kWh | GSD
8784 | 0 | 0 | [6 empty] | 2019-09-30 | 22 | 76.7394 | 314938.4164 | kWh | GSD
8784 | 0 | 0 | [6 empty] | 2019-09-30 | 23 | 70.1787 | 288013.2759 | kWh | GSD
8784 | 0 | 0 | [6 empty] | 2019-09-30 | 24 | 65.6204 | 269306.2757 | kWh | GSD
8784 | 0 | 0 | [6 empty] | 2019-01-01 | 1 | 0.87044 | 370628.8326 | kWh | RES
8784 | 0 | 0 | [6 empty] | 2019-01-01 | 2 | 0.7998 | 340551.334 | kWh | RES
8784 | 0 | 0 | [6 empty] | 2019-01-01 | 3 | 0.72778 | 309886.6546 | kWh | RES
8784 | 0 | 0 | [6 empty] | 2019-01-01 | 4 | 0.65893 | 280570.9748 | kWh | RES
8784 | 0 | 0 | [6 empty] | 2019-01-01 | 5 | 0.63097 | 268664.8477 | kWh | RES
8784 | 0 | 0 | [6 empty] | 2019-01-01 | 6 | 0.61895 | 263545.5725 | kWh | RES
8784 | 0 | 0 | [6 empty] | 2019-01-01 | 7 | 0.68309 | 290857.2966 | kWh | RES
8784 | 0 | 0 | [6 empty] | 2019-01-01 | 8 | 0.73476 | 312857.8749 | kWh | RES
8784 | 0 | 0 | [6 empty] | 2019-01-01 | 9 | 0.87522 | 372665.8628 | kWh | RES
8784 | 0 | 0 | [6 empty] | 2019-01-01 | 10 | 1.0024 | 426822.315 | kWh | RES
8784 | 0 | 0 | [6 empty] | 2019-01-01 | 11 | 1.1393 | 485101.0822 | kWh | RES
8784 | 0 | 0 | [6 empty] | 2019-01-01 | 12 | 1.2874 | 548149.1035 | kWh | RES
8784 | 0 | 0 | [6 empty] | 2019-01-01 | 13 | 1.4708 | 626258.5066 | kWh | RES
8784 | 0 | 0 | [6 empty] | 2019-01-01 | 14 | 1.5872 | 675834.7207 | kWh | RES
8784 | 0 | 0 | [6 empty] | 2019-01-01 | 15 | 1.6254 | 692085.6261 | kWh | RES
8784 | 0 | 0 | [6 empty] | 2019-01-01 | 16 | 1.6807 | 715614.8592 | kWh | RES
8784 | 0 | 0 | [6 empty] | 2019-01-01 | 17 | 1.6632 | 708198.5287 | kWh | RES
8784 | 0 | 0 | [6 empty] | 2019-01-01 | 18 | 1.6069 | 684220.5383 | kWh | RES
8784 | 0 | 0 | [6 empty] | 2019-01-01 | 19 | 1.6563 | 705260.7117 | kWh | RES
8784 | 0 | 0 | [6 empty] | 2019-01-01 | 20 | 1.5742 | 670281.7915 | kWh | RES
8784 | 0 | 0 | [6 empty] | 2019-01-01 | 21 | 1.4361 | 611501.0889 | kWh | RES
8784 | 0 | 0 | [6 empty] | 2019-01-01 | 22 | 1.2506 | 532496.2386 | kWh | RES
8784 | 0 | 0 | [6 empty] | 2019-01-01 | 23 | 1.1206 | 477132.0493 | kWh | RES
8784 | 0 | 0 | [6 empty] | 2019-01-01 | 24 | 0.95996 | 408747.1621 | kWh | RES
8784 | 0 | 0 | [6 empty] | 2019-01-02 | 1 | 0.80152 | 341286.0326 | kWh | RES
8784 | 0 | 0 | [6 empty] | 2019-01-02 | 2 | 0.70022 | 298151.9395 | kWh | RES
8784 | 0 | 0 | [6 empty] | 2019-01-02 | 3 | 0.63864 | 271931.2353 | kWh | RES
8784 | 0 | 0 | [6 empty] | 2019-01-02 | 4 | 0.61976 | 263891.1466 | kWh | RES
8784 | 0 | 0 | [6 empty] | 2019-01-02 | 5 | 0.61653 | 262514.2782 | kWh | RES
8784 | 0 | 0 | [6 empty] | 2019-01-02 | 6 | 0.69503 | 295943.1068 | kWh | RES
8784 | 0 | 0 | [6 empty] | 2019-01-02 | 7 | 0.82119 | 349659.004 | kWh | RES
8784 | 0 | 0 | [6 empty] | 2019-01-02 | 8 | 0.86323 | 367560.8444 | kWh | RES
8784 | 0 | 0 | [6 empty] | 2019-01-02 | 9 | 0.89782 | 382287.5146 | kWh | RES
8784 | 0 | 0 | [6 empty] | 2019-01-02 | 10 | 0.91977 | 391634.0152 | kWh | RES
8784 | 0 | 0 | [6 empty] | 2019-01-02 | 11 | 0.9674 | 411915.445 | kWh | RES
8784 | 0 | 0 | [6 empty] | 2019-01-02 | 12 | 1.0409 | 443210.2294 | kWh | RES
8784 | 0 | 0 | [6 empty] | 2019-01-02 | 13 | 1.0493 | 446807.2095 | kWh | RES
8784 | 0 | 0 | [6 empty] | 2019-01-02 | 14 | 1.0751 | 457790.7955 | kWh | RES
8784 | 0 | 0 | [6 empty] | 2019-01-02 | 15 | 1.1217 | 477605.3718 | kWh | RES
8784 | 0 | 0 | [6 empty] | 2019-01-02 | 16 | 1.1512 | 490183.4728 | kWh | RES
8784 | 0 | 0 | [6 empty] | 2019-01-02 | 17 | 1.2073 | 514052.3815 | kWh | RES
8784 | 0 | 0 | [6 empty] | 2019-01-02 | 18 | 1.3403 | 570678.7307 | kWh | RES
8784 | 0 | 0 | [6 empty] | 2019-01-02 | 19 | 1.5167 | 645796.3918 | kWh | RES
8784 | 0 | 0 | [6 empty] | 2019-01-02 | 20 | 1.4735 | 627421.0108 | kWh | RES
8784 | 0 | 0 | [6 empty] | 2019-01-02 | 21 | 1.3848 | 589623.4002 | kWh | RES
8784 | 0 | 0 | [6 empty] | 2019-01-02 | 22 | 1.2426 | 529094.926 | kWh | RES
8784 | 0 | 0 | [6 empty] | 2019-01-02 | 23 | 1.1199 | 476853.0711 | kWh | RES
8784 | 0 | 0 | [6 empty] | 2019-01-02 | 24 | 0.97558 | 415400.0449 | kWh | RES
8784 | 0 | 0 | [6 empty] | 2019-01-03 | 1 | 0.79885 | 340145.9191 | kWh | RES
8784 | 0 | 0 | [6 empty] | 2019-01-03 | 2 | 0.70073 | 298369.4367 | kWh | RES
8784 | 0 | 0 | [6 empty] | 2019-01-03 | 3 | 0.63565 | 270658.1628 | kWh | RES
8784 | 0 | 0 | [6 empty] | 2019-01-03 | 4 | 0.60001 | 255483.7933 | kWh | RES
8784 | 0 | 0 | [6 empty] | 2019-01-03 | 5 | 0.60266 | 256609.2042 | kWh | RES
8784 | 0 | 0 | [6 empty] | 2019-01-03 | 6 | 0.68061 | 289800.8852 | kWh | RES
8784 | 0 | 0 | [6 empty] | 2019-01-03 | 7 | 0.84516 | 359863.9796 | kWh | RES
8784 | 0 | 0 | [6 empty] | 2019-01-03 | 8 | 0.86418 | 367964.5502 | kWh | RES
8784 | 0 | 0 | [6 empty] | 2019-01-03 | 9 | 0.88096 | 375110.0916 | kWh | RES
8784 | 0 | 0 | [6 empty] | 2019-01-03 | 10 | 0.91209 | 388364.3941 | kWh | RES
8784 | 0 | 0 | [6 empty] | 2019-01-03 | 11 | 0.92273 | 392895.2442 | kWh | RES
8784 | 0 | 0 | [6 empty] | 2019-01-03 | 12 | 1.0156 | 432423.5031 | kWh | RES
8784 | 0 | 0 | [6 empty] | 2019-01-03 | 13 | 1.0781 | 459032.1481 | kWh | RES
8784 | 0 | 0 | [6 empty] | 2019-01-03 | 14 | 1.129 | 480710.8485 | kWh | RES
8784 | 0 | 0 | [6 empty] | 2019-01-03 | 15 | 1.1577 | 492960.766 | kWh | RES
8784 | 0 | 0 | [6 empty] | 2019-01-03 | 16 | 1.163 | 495204.8686 | kWh | RES
8784 | 0 | 0 | [6 empty] | 2019-01-03 | 17 | 1.2121 | 516120.8879 | kWh | RES
8784 | 0 | 0 | [6 empty] | 2019-01-03 | 18 | 1.337 | 569298.5054 | kWh | RES
8784 | 0 | 0 | [6 empty] | 2019-01-03 | 19 | 1.4849 | 632271.7277 | kWh | RES
8784 | 0 | 0 | [6 empty] | 2019-01-03 | 20 | 1.4432 | 614503.3142 | kWh | RES
8784 | 0 | 0 | [6 empty] | 2019-01-03 | 21 | 1.3716 | 584006.9523 | kWh | RES
8784 | 0 | 0 | [6 empty] | 2019-01-03 | 22 | 1.2558 | 534705.2818 | kWh | RES
8784 | 0 | 0 | [6 empty] | 2019-01-03 | 23 | 1.0772 | 458668.4774 | kWh | RES
8784 | 0 | 0 | [6 empty] | 2019-01-03 | 24 | 0.92393 | 393406.9159 | kWh | RES
8784 | 0 | 0 | [6 empty] | 2019-01-04 | 1 | 0.75989 | 323556.1409 | kWh | RES
8784 | 0 | 0 | [6 empty] | 2019-01-04 | 2 | 0.6673 | 284134.0164 | kWh | RES
8784 | 0 | 0 | [6 empty] | 2019-01-04 | 3 | 0.60908 | 259343.3114 | kWh | RES
8784 | 0 | 0 | [6 empty] | 2019-01-04 | 4 | 0.59218 | 252146.1893 | kWh | RES
8784 | 0 | 0 | [6 empty] | 2019-01-04 | 5 | 0.58952 | 251016.3097 | kWh | RES
8784 | 0 | 0 | [6 empty] | 2019-01-04 | 6 | 0.68346 | 291013.867 | kWh | RES
8784 | 0 | 0 | [6 empty] | 2019-01-04 | 7 | 0.82571 | 351581.9025 | kWh | RES
8784 | 0 | 0 | [6 empty] | 2019-01-04 | 8 | 0.86404 | 367905.3658 | kWh | RES
8784 | 0 | 0 | [6 empty] | 2019-01-04 | 9 | 0.90837 | 386780.4991 | kWh | RES
8784 | 0 | 0 | [6 empty] | 2019-01-04 | 10 | 0.90124 | 383744.8273 | kWh | RES
8784 | 0 | 0 | [6 empty] | 2019-01-04 | 11 | 0.98634 | 419977.759 | kWh | RES
8784 | 0 | 0 | [6 empty] | 2019-01-04 | 12 | 0.96369 | 410334.9975 | kWh | RES
8784 | 0 | 0 | [6 empty] | 2019-01-04 | 13 | 1.0021 | 426670.9592 | kWh | RES
8784 | 0 | 0 | [6 empty] | 2019-01-04 | 14 | 1.0379 | 441948.9031 | kWh | RES
8784 | 0 | 0 | [6 empty] | 2019-01-04 | 15 | 1.037 | 441566.7817 | kWh | RES
8784 | 0 | 0 | [6 empty] | 2019-01-04 | 16 | 1.0836 | 461409.2813 | kWh | RES
8784 | 0 | 0 | [6 empty] | 2019-01-04 | 17 | 1.0931 | 465432.9456 | kWh | RES
8784 | 0 | 0 | [6 empty] | 2019-01-04 | 18 | 1.2242 | 521256.5242 | kWh | RES
8784 | 0 | 0 | [6 empty] | 2019-01-04 | 19 | 1.286 | 547568.7612 | kWh | RES
8784 | 0 | 0 | [6 empty] | 2019-01-04 | 20 | 1.2555 | 534571.7456 | kWh | RES
8784 | 0 | 0 | [6 empty] | 2019-01-04 | 21 | 1.2035 | 512426.9245 | kWh | RES
8784 | 0 | 0 | [6 empty] | 2019-01-04 | 22 | 1.1245 | 478794.826 | kWh | RES
8784 | 0 | 0 | [6 empty] | 2019-01-04 | 23 | 1.0583 | 450616.6346 | kWh | RES
8784 | 0 | 0 | [6 empty] | 2019-01-04 | 24 | 0.92715 | 394776.9268 | kWh | RES
8784 | 0 | 0 | [6 empty] | 2019-01-05 | 1 | 0.83219 | 354344.4451 | kWh | RES
8784 | 0 | 0 | [6 empty] | 2019-01-05 | 2 | 0.76271 | 324757.6096 | kWh | RES
8784 | 0 | 0 | [6 empty] | 2019-01-05 | 3 | 0.73767 | 314096.8872 | kWh | RES
8784 | 0 | 0 | [6 empty] | 2019-01-05 | 4 | 0.74492 | 317185.1887 | kWh | RES
8784 | 0 | 0 | [6 empty] | 2019-01-05 | 5 | 0.75287 | 320570.0392 | kWh | RES
8784 | 0 | 0 | [6 empty] | 2019-01-05 | 6 | 0.79707 | 339388.0724 | kWh | RES
8784 | 0 | 0 | [6 empty] | 2019-01-05 | 7 | 0.90947 | 387247.1868 | kWh | RES
8784 | 0 | 0 | [6 empty] | 2019-01-05 | 8 | 1.1068 | 471289.8859 | kWh | RES
8784 | 0 | 0 | [6 empty] | 2019-01-05 | 9 | 1.3546 | 576774.6475 | kWh | RES
8784 | 0 | 0 | [6 empty] | 2019-01-05 | 10 | 1.4491 | 617042.1852 | kWh | RES
8784 | 0 | 0 | [6 empty] | 2019-01-05 | 11 | 1.468 | 625073.969 | kWh | RES
8784 | 0 | 0 | [6 empty] | 2019-01-05 | 12 | 1.4013 | 596646.721 | kWh | RES
8784 | 0 | 0 | [6 empty] | 2019-01-05 | 13 | 1.2838 | 546618.6729 | kWh | RES
8784 | 0 | 0 | [6 empty] | 2019-01-05 | 14 | 1.285 | 547166.1638 | kWh | RES
8784 | 0 | 0 | [6 empty] | 2019-01-05 | 15 | 1.2358 | 526204.8807 | kWh | RES
8784 | 0 | 0 | [6 empty] | 2019-01-05 | 16 | 1.2646 | 538457.064 | kWh | RES
8784 | 0 | 0 | [6 empty] | 2019-01-05 | 17 | 1.2988 | 553005.3324 | kWh | RES
8784 | 0 | 0 | [6 empty] | 2019-01-05 | 18 | 1.3647 | 581077.8577 | kWh | RES
8784 | 0 | 0 | [6 empty] | 2019-01-05 | 19 | 1.5218 | 647974.4731 | kWh | RES
8784 | 0 | 0 | [6 empty] | 2019-01-05 | 20 | 1.5714 | 669106.401 | kWh | RES
8784 | 0 | 0 | [6 empty] | 2019-01-05 | 21 | 1.5181 | 646391.1921 | kWh | RES
8784 | 0 | 0 | [6 empty] | 2019-01-05 | 22 | 1.4979 | 637783.902 | kWh | RES
8784 | 0 | 0 | [6 empty] | 2019-01-05 | 23 | 1.4659 | 624176.0559 | kWh | RES
8784 | 0 | 0 | [6 empty] | 2019-01-05 | 24 | 1.3993 | 595821.6844 | kWh | RES
8784 | 0 | 0 | [6 empty] | 2019-01-06 | 1 | 1.3491 | 574460.0425 | kWh | RES
8784 | 0 | 0 | [6 empty] | 2019-01-06 | 2 | 1.2912 | 549780.5321 | kWh | RES
8784 | 0 | 0 | [6 empty] | 2019-01-06 | 3 | 1.2958 | 551744.1436 | kWh | RES
8784 | 0 | 0 | [6 empty] | 2019-01-06 | 4 | 1.2868 | 547894.5934 | kWh | RES
8784 | 0 | 0 | [6 empty] | 2019-01-06 | 5 | 1.3228 | 563232.3858 | kWh | RES
8784 | 0 | 0 | [6 empty] | 2019-01-06 | 6 | 1.4032 | 597494.6379 | kWh | RES
8784 | 0 | 0 | [6 empty] | 2019-01-06 | 7 | 1.5328 | 652646.4149 | kWh | RES
8784 | 0 | 0 | [6 empty] | 2019-01-06 | 8 | 1.7529 | 746366.2912 | kWh | RES
8784 | 0 | 0 | [6 empty] | 2019-01-06 | 9 | 1.9361 | 824375.8115 | kWh | RES
8784 | 0 | 0 | [6 empty] | 2019-01-06 | 10 | 1.8821 | 801376.6428 | kWh | RES
8784 | 0 | 0 | [6 empty] | 2019-01-06 | 11 | 1.6641 | 708556.4616 | kWh | RES
8784 | 0 | 0 | [6 empty] | 2019-01-06 | 12 | 1.4496 | 617220.4735 | kWh | RES
8784 | 0 | 0 | [6 empty] | 2019-01-06 | 13 | 1.3456 | 572948.8724 | kWh | RES
8784 | 0 | 0 | [6 empty] | 2019-01-06 | 14 | 1.2769 | 543719.9979 | kWh | RES
8784 | 0 | 0 | [6 empty] | 2019-01-06 | 15 | 1.2283 | 523006.8814 | kWh | RES
8784 | 0 | 0 | [6 empty] | 2019-01-06 | 16 | 1.1837 | 504026.0629 | kWh | RES
8784 | 0 | 0 | [6 empty] | 2019-01-06 | 17 | 1.2414 | 528565.2575 | kWh | RES
8784 | 0 | 0 | [6 empty] | 2019-01-06 | 18 | 1.3869 | 590533.2232 | kWh | RES
8784 | 0 | 0 | [6 empty] | 2019-01-06 | 19 | 1.4857 | 632612.9729 | kWh | RES
8784 | 0 | 0 | [6 empty] | 2019-01-06 | 20 | 1.537 | 654445.4353 | kWh | RES
8784 | 0 | 0 | [6 empty] | 2019-01-06 | 21 | 1.5726 | 669623.4249 | kWh | RES
8784 | 0 | 0 | [6 empty] | 2019-01-06 | 22 | 1.4996 | 638517.7032 | kWh | RES
8784 | 0 | 0 | [6 empty] | 2019-01-06 | 23 | 1.396 | 594394.2663 | kWh | RES
8784 | 0 | 0 | [6 empty] | 2019-01-06 | 24 | 1.2543 | 534080.693 | kWh | RES
8784 | 0 | 0 | [6 empty] | 2019-01-07 | 1 | 1.2107 | 515516.7297 | kWh | RES
8784 | 0 | 0 | [6 empty] | 2019-01-07 | 2 | 1.1376 | 484372.9826 | kWh | RES
8784 | 0 | 0 | [6 empty] | 2019-01-07 | 3 | 1.1524 | 490691.8491 | kWh | RES
8784 | 0 | 0 | [6 empty] | 2019-01-07 | 4 | 1.204 | 512643.6651 | kWh | RES
8784 | 0 | 0 | [6 empty] | 2019-01-07 | 5 | 1.2616 | 537202.6003 | kWh | RES
8784 | 0 | 0 | [6 empty] | 2019-01-07 | 6 | 1.4392 | 612815.4581 | kWh | RES
8784 | 0 | 0 | [6 empty] | 2019-01-07 | 7 | 1.6805 | 715560.9889 | kWh | RES
8784 | 0 | 0 | [6 empty] | 2019-01-07 | 8 | 1.7439 | 742566.4281 | kWh | RES
8784 | 0 | 0 | [6 empty] | 2019-01-07 | 9 | 1.6271 | 692829.5509 | kWh | RES
8784 | 0 | 0 | [6 empty] | 2019-01-07 | 10 | 1.4234 | 606090.2587 | kWh | RES
8784 | 0 | 0 | [6 empty] | 2019-01-07 | 11 | 1.2159 | 517709.617 | kWh | RES
8784 | 0 | 0 | [6 empty] | 2019-01-07 | 12 | 1.0472 | 445878.8148 | kWh | RES
8784 | 0 | 0 | [6 empty] | 2019-01-07 | 13 | 1.0035 | 427302.8444 | kWh | RES
8784 | 0 | 0 | [6 empty] | 2019-01-07 | 14 | 0.96593 | 411289.7417 | kWh | RES
8784 | 0 | 0 | [6 empty] | 2019-01-07 | 15 | 0.94856 | 403892.7554 | kWh | RES
8784 | 0 | 0 | [6 empty] | 2019-01-07 | 16 | 0.96162 | 409453.9372 | kWh | RES
8784 | 0 | 0 | [6 empty] | 2019-01-07 | 17 | 1.0752 | 457828.4604 | kWh | RES
8784 | 0 | 0 | [6 empty] | 2019-01-07 | 18 | 1.2194 | 519215.2725 | kWh | RES
8784 | 0 | 0 | [6 empty] | 2019-01-07 | 19 | 1.4501 | 617447.2296 | kWh | RES
8784 | 0 | 0 | [6 empty] | 2019-01-07 | 20 | 1.4353 | 611142.182 | kWh | RES
8784 | 0 | 0 | [6 empty] | 2019-01-07 | 21 | 1.3807 | 587887.7979 | kWh | RES
8784 | 0 | 0 | [6 empty] | 2019-01-07 | 22 | 1.251 | 532659.7718 | kWh | RES
8784 | 0 | 0 | [6 empty] | 2019-01-07 | 23 | 1.1572 | 492733.4478 | kWh | RES
8784 | 0 | 0 | [6 empty] | 2019-01-07 | 24 | 0.97834 | 416575.2006 | kWh | RES
8784 | 0 | 0 | [6 empty] | 2019-01-08 | 1 | 0.83396 | 355095.885 | kWh | RES
8784 | 0 | 0 | [6 empty] | 2019-01-08 | 2 | 0.78098 | 332536.1698 | kWh | RES
8784 | 0 | 0 | [6 empty] | 2019-01-08 | 3 | 0.76954 | 327665.5924 | kWh | RES
8784 | 0 | 0 | [6 empty] | 2019-01-08 | 4 | 0.77417 | 329637.4769 | kWh | RES
8784 | 0 | 0 | [6 empty] | 2019-01-08 | 5 | 0.81003 | 344907.6399 | kWh | RES
8784 | 0 | 0 | [6 empty] | 2019-01-08 | 6 | 0.97273 | 414185.972 | kWh | RES
8784 | 0 | 0 | [6 empty] | 2019-01-08 | 7 | 1.2351 | 525892.3275 | kWh | RES
8784 | 0 | 0 | [6 empty] | 2019-01-08 | 8 | 1.2717 | 541482.4464 | kWh | RES
8784 | 0 | 0 | [6 empty] | 2019-01-08 | 9 | 1.2158 | 517699.7585 | kWh | RES
8784 | 0 | 0 | [6 empty] | 2019-01-08 | 10 | 1.0839 | 461513.4415 | kWh | RES
8784 | 0 | 0 | [6 empty] | 2019-01-08 | 11 | 0.96727 | 411860.5087 | kWh | RES
8784 | 0 | 0 | [6 empty] | 2019-01-08 | 12 | 0.9079 | 386580.1097 | kWh | RES
8784 | 0 | 0 | [6 empty] | 2019-01-08 | 13 | 0.90181 | 383988.2929 | kWh | RES
8784 | 0 | 0 | [6 empty] | 2019-01-08 | 14 | 0.89599 | 381509.3016 | kWh | RES
8784 | 0 | 0 | [6 empty] | 2019-01-08 | 15 | 0.9089 | 387005.7429 | kWh | RES
8784 | 0 | 0 | [6 empty] | 2019-01-08 | 16 | 0.90488 | 385294.9747 | kWh | RES
8784 | 0 | 0 | [6 empty] | 2019-01-08 | 17 | 1.0233 | 435705.7374 | kWh | RES
8784 | 0 | 0 | [6 empty] | 2019-01-08 | 18 | 1.1805 | 502658.885 | kWh | RES
8784 | 0 | 0 | [6 empty] | 2019-01-08 | 19 | 1.3666 | 581892.0476 | kWh | RES
8784 | 0 | 0 | [6 empty] | 2019-01-08 | 20 | 1.4486 | 616796.6638 | kWh | RES
8784 | 0 | 0 | [6 empty] | 2019-01-08 | 21 | 1.3701 | 583397.7118 | kWh | RES
8784 | 0 | 0 | [6 empty] | 2019-01-08 | 22 | 1.2935 | 550749.0829 | kWh | RES
8784 | 0 | 0 | [6 empty] | 2019-01-08 | 23 | 1.1151 | 474790.7396 | kWh | RES
8784 | 0 | 0 | [6 empty] | 2019-01-08 | 24 | 0.91168 | 388189.0153 | kWh | RES
8784 | 0 | 0 | [6 empty] | 2019-01-09 | 1 | 0.78598 | 334668.9609 | kWh | RES
8784 | 0 | 0 | [6 empty] | 2019-01-09 | 2 | 0.73872 | 314542.1382 | kWh | RES
8784 | 0 | 0 | [6 empty] | 2019-01-09 | 3 | 0.71991 | 306535.5285 | kWh | RES
8784 | 0 | 0 | [6 empty] | 2019-01-09 | 4 | 0.72703 | 309564.9093 | kWh | RES
8784 | 0 | 0 | [6 empty] | 2019-01-09 | 5 | 0.74315 | 316428.8494 | kWh | RES
8784 | 0 | 0 | [6 empty] | 2019-01-09 | 6 | 0.91936 | 391458.0229 | kWh | RES
8784 | 0 | 0 | [6 empty] | 2019-01-09 | 7 | 1.1436 | 486944.4884 | kWh | RES
8784 | 0 | 0 | [6 empty] | 2019-01-09 | 8 | 1.1943 | 508546.0161 | kWh | RES
8784 | 0 | 0 | [6 empty] | 2019-01-09 | 9 | 1.1144 | 474527.9221 | kWh | RES
8784 | 0 | 0 | [6 empty] | 2019-01-09 | 10 | 1.0757 | 458024.0297 | kWh | RES
8784 | 0 | 0 | [6 empty] | 2019-01-09 | 11 | 1.0242 | 436085.2633 | kWh | RES
8784 | 0 | 0 | [6 empty] | 2019-01-09 | 12 | 1.0068 | 428679.068 | kWh | RES
8784 | 0 | 0 | [6 empty] | 2019-01-09 | 13 | 0.95831 | 408046.4339 | kWh | RES
8784 | 0 | 0 | [6 empty] | 2019-01-09 | 14 | 0.94745 | 403421.8713 | kWh | RES
8784 | 0 | 0 | [6 empty] | 2019-01-09 | 15 | 0.95885 | 408273.3148 | kWh | RES
8784 | 0 | 0 | [6 empty] | 2019-01-09 | 16 | 0.99026 | 421647.1026 | kWh | RES
8784 | 0 | 0 | [6 empty] | 2019-01-09 | 17 | 1.089 | 463696.7327 | kWh | RES
8784 | 0 | 0 | [6 empty] | 2019-01-09 | 18 | 1.2901 | 549333.8761 | kWh | RES
8784 | 0 | 0 | [6 empty] | 2019-01-09 | 19 | 1.5378 | 654785.6307 | kWh | RES
8784 | 0 | 0 | [6 empty] | 2019-01-09 | 20 | 1.6774 | 714213.0106 | kWh | RES
8784 | 0 | 0 | [6 empty] | 2019-01-09 | 21 | 1.7312 | 737119.3356 | kWh | RES
8784 | 0 | 0 | [6 empty] | 2019-01-09 | 22 | 1.7882 | 761396.0304 | kWh | RES
8784 | 0 | 0 | [6 empty] | 2019-01-09 | 23 | 1.6911 | 720071.037 | kWh | RES
8784 | 0 | 0 | [6 empty] | 2019-01-09 | 24 | 1.558 | 663400.7725 | kWh | RES
8784 | 0 | 0 | [6 empty] | 2019-01-10 | 1 | 1.4661 | 624242.8811 | kWh | RES
8784 | 0 | 0 | [6 empty] | 2019-01-10 | 2 | 1.4846 | 632131.2857 | kWh | RES
8784 | 0 | 0 | [6 empty] | 2019-01-10 | 3 | 1.5125 | 644030.0363 | kWh | RES
8784 | 0 | 0 | [6 empty] | 2019-01-10 | 4 | 1.5839 | 674399.1362 | kWh | RES
8784 | 0 | 0 | [6 empty] | 2019-01-10 | 5 | 1.6942 | 721402.0487 | kWh | RES
8784 | 0 | 0 | [6 empty] | 2019-01-10 | 6 | 1.9528 | 831514.3975 | kWh | RES
8784 | 0 | 0 | [6 empty] | 2019-01-10 | 7 | 2.2784 | 970129.969 | kWh | RES
8784 | 0 | 0 | [6 empty] | 2019-01-10 | 8 | 2.4125 | 1027219.88 | kWh | RES
8784 | 0 | 0 | [6 empty] | 2019-01-10 | 9 | 2.2102 | 941093.9918 | kWh | RES
8784 | 0 | 0 | [6 empty] | 2019-01-10 | 10 | 2.0374 | 867524.8832 | kWh | RES
8784 | 0 | 0 | [6 empty] | 2019-01-10 | 11 | 1.8301 | 779268.9774 | kWh | RES
8784 | 0 | 0 | [6 empty] | 2019-01-10 | 12 | 1.6614 | 707403.2284 | kWh | RES
8784 | 0 | 0 | [6 empty] | 2019-01-10 | 13 | 1.4728 | 627107.0254 | kWh | RES
8784 | 0 | 0 | [6 empty] | 2019-01-10 | 14 | 1.2886 | 548680.9126 | kWh | RES
8784 | 0 | 0 | [6 empty] | 2019-01-10 | 15 | 1.2412 | 528484.4507 | kWh | RES
8784 | 0 | 0 | [6 empty] | 2019-01-10 | 16 | 1.251 | 532675.9264 | kWh | RES
8784 | 0 | 0 | [6 empty] | 2019-01-10 | 17 | 1.3773 | 586430.1485 | kWh | RES
8784 | 0 | 0 | [6 empty] | 2019-01-10 | 18 | 1.645 | 700434.0861 | kWh | RES
8784 | 0 | 0 | [6 empty] | 2019-01-10 | 19 | 1.9937 | 848889.2681 | kWh | RES
8784 | 0 | 0 | [6 empty] | 2019-01-10 | 20 | 2.1513 | 915995.3768 | kWh | RES
8784 | 0 | 0 | [6 empty] | 2019-01-10 | 21 | 2.273 | 967847.7992 | kWh | RES
8784 | 0 | 0 | [6 empty] | 2019-01-10 | 22 | 2.293 | 976362.4247 | kWh | RES
8784 | 0 | 0 | [6 empty] | 2019-01-10 | 23 | 2.1808 | 928564.8537 | kWh | RES
8784 | 0 | 0 | [6 empty] | 2019-01-10 | 24 | 2.0503 | 872988.3303 | kWh | RES
8784 | 0 | 0 | [6 empty] | 2019-01-11 | 1 | 2.025 | 862257.4134 | kWh | RES
8784 | 0 | 0 | [6 empty] | 2019-01-11 | 2 | 2.053 | 874171.4236 | kWh | RES
8784 | 0 | 0 | [6 empty] | 2019-01-11 | 3 | 2.1103 | 898559.53 | kWh | RES
8784 | 0 | 0 | [6 empty] | 2019-01-11 | 4 | 2.1467 | 914041.806 | kWh | RES
8784 | 0 | 0 | [6 empty] | 2019-01-11 | 5 | 2.1952 | 934724.7914 | kWh | RES
8784 | 0 | 0 | [6 empty] | 2019-01-11 | 6 | 2.3846 | 1015364.625 | kWh | RES
8784 | 0 | 0 | [6 empty] | 2019-01-11 | 7 | 2.6378 | 1123148.956 | kWh | RES
8784 | 0 | 0 | [6 empty] | 2019-01-11 | 8 | 2.6941 | 1147157.817 | kWh | RES
8784 | 0 | 0 | [6 empty] | 2019-01-11 | 9 | 2.4693 | 1051415.386 | kWh | RES
8784 | 0 | 0 | [6 empty] | 2019-01-11 | 10 | 2.0708 | 881718.4511 | kWh | RES
8784 | 0 | 0 | [6 empty] | 2019-01-11 | 11 | 1.6546 | 704532.0521 | kWh | RES
8784 | 0 | 0 | [6 empty] | 2019-01-11 | 12 | 1.4311 | 609365.19 | kWh | RES
8784 | 0 | 0 | [6 empty] | 2019-01-11 | 13 | 1.2879 | 548382.0108 | kWh | RES
8784 | 0 | 0 | [6 empty] | 2019-01-11 | 14 | 1.1473 | 488514.1491 | kWh | RES
8784 | 0 | 0 | [6 empty] | 2019-01-11 | 15 | 1.1217 | 477622.73 | kWh | RES
8784 | 0 | 0 | [6 empty] | 2019-01-11 | 16 | 1.1488 | 489151.3761 | kWh | RES
8784 | 0 | 0 | [6 empty] | 2019-01-11 | 17 | 1.2377 | 527028.3868 | kWh | RES
8784 | 0 | 0 | [6 empty] | 2019-01-11 | 18 | 1.4891 | 634033.6216 | kWh | RES
8784 | 0 | 0 | [6 empty] | 2019-01-11 | 19 | 1.675 | 713196.3639 | kWh | RES
8784 | 0 | 0 | [6 empty] | 2019-01-11 | 20 | 1.7512 | 745638.5295 | kWh | RES
8784 | 0 | 0 | [6 empty] | 2019-01-11 | 21 | 1.7647 | 751394.5395 | kWh | RES
8784 | 0 | 0 | [6 empty] | 2019-01-11 | 22 | 1.6889 | 719111.2257 | kWh | RES
8784 | 0 | 0 | [6 empty] | 2019-01-11 | 23 | 1.6735 | 712553.7509 | kWh | RES
8784 | 0 | 0 | [6 empty] | 2019-01-11 | 24 | 1.5405 | 655922.9792 | kWh | RES
8784 | 0 | 0 | [6 empty] | 2019-01-12 | 1 | 1.4624 | 622701.9569 | kWh | RES
8784 | 0 | 0 | [6 empty] | 2019-01-12 | 2 | 1.3826 | 588709.4356 | kWh | RES
8784 | 0 | 0 | [6 empty] | 2019-01-12 | 3 | 1.3149 | 559881.1306 | kWh | RES
8784 | 0 | 0 | [6 empty] | 2019-01-12 | 4 | 1.2815 | 545671.4061 | kWh | RES
8784 | 0 | 0 | [6 empty] | 2019-01-12 | 5 | 1.2767 | 543620.131 | kWh | RES
8784 | 0 | 0 | [6 empty] | 2019-01-12 | 6 | 1.2959 | 551789.4973 | kWh | RES
8784 | 0 | 0 | [6 empty] | 2019-01-12 | 7 | 1.3949 | 593935.2976 | kWh | RES
8784 | 0 | 0 | [6 empty] | 2019-01-12 | 8 | 1.5462 | 658376.7918 | kWh | RES
8784 | 0 | 0 | [6 empty] | 2019-01-12 | 9 | 1.6618 | 707587.8703 | kWh | RES
8784 | 0 | 0 | [6 empty] | 2019-01-12 | 10 | 1.674 | 712767.7955 | kWh | RES
8784 | 0 | 0 | [6 empty] | 2019-01-12 | 11 | 1.5046 | 640635.3043 | kWh | RES
8784 | 0 | 0 | [6 empty] | 2019-01-12 | 12 | 1.3277 | 565349.8116 | kWh | RES
8784 | 0 | 0 | [6 empty] | 2019-01-12 | 13 | 1.206 | 513527.4252 | kWh | RES
8784 | 0 | 0 | [6 empty] | 2019-01-12 | 14 | 1.1952 | 508905.3888 | kWh | RES
8784 | 0 | 0 | [6 empty] | 2019-01-12 | 15 | 1.1264 | 479603.9918 | kWh | RES
8784 | 0 | 0 | [6 empty] | 2019-01-12 | 16 | 1.1019 | 469168.1073 | kWh | RES
8784 | 0 | 0 | [6 empty] | 2019-01-12 | 17 | 1.14 | 485409.8063 | kWh | RES
8784 | 0 | 0 | [6 empty] | 2019-01-12 | 18 | 1.1648 | 495971.7391 | kWh | RES
8784 | 0 | 0 | [6 empty] | 2019-01-12 | 19 | 1.2642 | 538285.5867 | kWh | RES
8784 | 0 | 0 | [6 empty] | 2019-01-12 | 20 | 1.2516 | 532909.1266 | kWh | RES
8784 | 0 | 0 | [6 empty] | 2019-01-12 | 21 | 1.2219 | 520268.0396 | kWh | RES
8784 | 0 | 0 | [6 empty] | 2019-01-12 | 22 | 1.1649 | 495994.7264 | kWh | RES
8784 | 0 | 0 | [6 empty] | 2019-01-12 | 23 | 1.118 | 476033.605 | kWh | RES
8784 | 0 | 0 | [6 empty] | 2019-01-12 | 24 | 0.9716 | 413702.2482 | kWh | RES
8784 | 0 | 0 | [6 empty] | 2019-01-13 | 1 | 0.83418 | 355189.6501 | kWh | RES
8784 | 0 | 0 | [6 empty] | 2019-01-13 | 2 | 0.79104 | 336823.165 | kWh | RES
8784 | 0 | 0 | [6 empty] | 2019-01-13 | 3 | 0.73095 | 311235.7375 | kWh | RES
8784 | 0 | 0 | [6 empty] | 2019-01-13 | 4 | 0.72322 | 307945.1523 | kWh | RES
8784 | 0 | 0 | [6 empty] | 2019-01-13 | 5 | 0.72346 | 308048.4309 | kWh | RES
8784 | 0 | 0 | [6 empty] | 2019-01-13 | 6 | 0.76779 | 326921.95 | kWh | RES
8784 | 0 | 0 | [6 empty] | 2019-01-13 | 7 | 0.8305 | 353625.4815 | kWh | RES
8784 | 0 | 0 | [6 empty] | 2019-01-13 | 8 | 1.0095 | 429823.8119 | kWh | RES
8784 | 0 | 0 | [6 empty] | 2019-01-13 | 9 | 1.1975 | 509879.0813 | kWh | RES
8784 | 0 | 0 | [6 empty] | 2019-01-13 | 10 | 1.2668 | 539405.9019 | kWh | RES
8784 | 0 | 0 | [6 empty] | 2019-01-13 | 11 | 1.2242 | 521243.1162 | kWh | RES
8784 | 0 | 0 | [6 empty] | 2019-01-13 | 12 | 1.1548 | 491698.3273 | kWh | RES
8784 | 0 | 0 | [6 empty] | 2019-01-13 | 13 | 1.2237 | 521055.7398 | kWh | RES
8784 | 0 | 0 | [6 empty] | 2019-01-13 | 14 | 1.1976 | 509931.2452 | kWh | RES
8784 | 0 | 0 | [6 empty] | 2019-01-13 | 15 | 1.1974 | 509830.2785 | kWh | RES
8784 | 0 | 0 | [6 empty] | 2019-01-13 | 16 | 1.2117 | 515918.2557 | kWh | RES
8784 | 0 | 0 | [6 empty] | 2019-01-13 | 17 | 1.2447 | 529998.8933 | kWh | RES
8784 | 0 | 0 | [6 empty] | 2019-01-13 | 18 | 1.3056 | 555901.3022 | kWh | RES
8784 | 0 | 0 | [6 empty] | 2019-01-13 | 19 | 1.4584 | 620998.8424 | kWh | RES
8784 | 0 | 0 | [6 empty] | 2019-01-13 | 20 | 1.4545 | 619328.9631 | kWh | RES
8784 | 0 | 0 | [6 empty] | 2019-01-13 | 21 | 1.4126 | 601491.8814 | kWh | RES
8784 | 0 | 0 | [6 empty] | 2019-01-13 | 22 | 1.2724 | 541786.9176 | kWh | RES
8784 | 0 | 0 | [6 empty] | 2019-01-13 | 23 | 1.1471 | 488450.959 | kWh | RES
8784 | 0 | 0 | [6 empty] | 2019-01-13 | 24 | 0.96271 | 409918.5208 | kWh | RES
8784 | 0 | 0 | [6 empty] | 2019-01-14 | 1 | 0.79957 | 340452.7981 | kWh | RES
8784 | 0 | 0 | [6 empty] | 2019-01-14 | 2 | 0.75638 | 322063.0782 | kWh | RES
8784 | 0 | 0 | [6 empty] | 2019-01-14 | 3 | 0.72713 | 309610.8248 | kWh | RES
8784 | 0 | 0 | [6 empty] | 2019-01-14 | 4 | 0.76061 | 323865.1295 | kWh | RES
8784 | 0 | 0 | [6 empty] | 2019-01-14 | 5 | 0.82049 | 349362.8203 | kWh | RES
8784 | 0 | 0 | [6 empty] | 2019-01-14 | 6 | 0.96814 | 412228.5338 | kWh | RES
8784 | 0 | 0 | [6 empty] | 2019-01-14 | 7 | 1.2883 | 548538.8457 | kWh | RES
8784 | 0 | 0 | [6 empty] | 2019-01-14 | 8 | 1.3376 | 569552.9455 | kWh | RES
8784 | 0 | 0 | [6 empty] | 2019-01-14 | 9 | 1.3071 | 556558.6879 | kWh | RES
8784 | 0 | 0 | [6 empty] | 2019-01-14 | 10 | 1.231 | 524150.7227 | kWh | RES
8784 | 0 | 0 | [6 empty] | 2019-01-14 | 11 | 1.1317 | 481876.9183 | kWh | RES
8784 | 0 | 0 | [6 empty] | 2019-01-14 | 12 | 1.0642 | 453140.5229 | kWh | RES
8784 | 0 | 0 | [6 empty] | 2019-01-14 | 13 | 1.0247 | 436292.126 | kWh | RES
8784 | 0 | 0 | [6 empty] | 2019-01-14 | 14 | 0.99754 | 424746.7495 | kWh | RES
8784 | 0 | 0 | [6 empty] | 2019-01-14 | 15 | 0.96469 | 410762.4765 | kWh | RES
8784 | 0 | 0 | [6 empty] | 2019-01-14 | 16 | 1.0471 | 445868.3031 | kWh | RES
8784 | 0 | 0 | [6 empty] | 2019-01-14 | 17 | 1.1611 | 494372.5363 | kWh | RES
8784 | 0 | 0 | [6 empty] | 2019-01-14 | 18 | 1.4328 | 610059.4476 | kWh | RES
8784 | 0 | 0 | [6 empty] | 2019-01-14 | 19 | 1.7602 | 749485.042 | kWh | RES
8784 | 0 | 0 | [6 empty] | 2019-01-14 | 20 | 1.8269 | 777869.7425 | kWh | RES
8784 | 0 | 0 | [6 empty] | 2019-01-14 | 21 | 1.8876 | 803733.8767 | kWh | RES
8784 | 0 | 0 | [6 empty] | 2019-01-14 | 22 | 1.7799 | 757867.2471 | kWh | RES
8784 | 0 | 0 | [6 empty] | 2019-01-14 | 23 | 1.6432 | 699688.3233 | kWh | RES
8784 | 0 | 0 | [6 empty] | 2019-01-14 | 24 | 1.4445 | 615079.2204 | kWh | RES
8784 | 0 | 0 | [6 empty] | 2019-01-15 | 1 | 1.3122 | 558715.5052 | kWh | RES
8784 | 0 | 0 | [6 empty] | 2019-01-15 | 2 | 1.273 | 542053.3311 | kWh | RES
8784 | 0 | 0 | [6 empty] | 2019-01-15 | 3 | 1.2285 | 523076.5378 | kWh | RES
8784 | 0 | 0 | [6 empty] | 2019-01-15 | 4 | 1.2409 | 528378.9611 | kWh | RES
8784 | 0 | 0 | [6 empty] | 2019-01-15 | 5 | 1.3084 | 557120.8852 | kWh | RES
8784 | 0 | 0 | [6 empty] | 2019-01-15 | 6 | 1.4923 | 635427.5382 | kWh | RES
8784 | 0 | 0 | [6 empty] | 2019-01-15 | 7 | 1.7765 | 756408.9769 | kWh | RES
8784 | 0 | 0 | [6 empty] | 2019-01-15 | 8 | 1.7945 | 764111.7498 | kWh | RES
8784 | 0 | 0 | [6 empty] | 2019-01-15 | 9 | 1.6976 | 722820.9201 | kWh | RES
8784 | 0 | 0 | [6 empty] | 2019-01-15 | 10 | 1.6285 | 693401.8351 | kWh | RES
8784 | 0 | 0 | [6 empty] | 2019-01-15 | 11 | 1.525 | 649336.2766 | kWh | RES
8784 | 0 | 0 | [6 empty] | 2019-01-15 | 12 | 1.4153 | 602608.9402 | kWh | RES
8784 | 0 | 0 | [6 empty] | 2019-01-15 | 13 | 1.3363 | 568986.9775 | kWh | RES
8784 | 0 | 0 | [6 empty] | 2019-01-15 | 14 | 1.299 | 553111.7481 | kWh | RES
8784 | 0 | 0 | [6 empty] | 2019-01-15 | 15 | 1.2848 | 547081.0865 | kWh | RES
8784 | 0 | 0 | [6 empty] | 2019-01-15 | 16 | 1.3339 | 567949.1799 | kWh | RES
8784 | 0 | 0 | [6 empty] | 2019-01-15 | 17 | 1.506 | 641265.2239 | kWh | RES
8784 | 0 | 0 | [6 empty] | 2019-01-15 | 18 | 1.7111 | 728595.1565 | kWh | RES
8784 | 0 | 0 | [6 empty] | 2019-01-15 | 19 | 1.9996 | 851438.2722 | kWh | RES
8784 | 0 | 0 | [6 empty] | 2019-01-15 | 20 | 2.0867 | 888494.3495 | kWh | RES
8784 | 0 | 0 | [6 empty] | 2019-01-15 | 21 | 2.0341 | 866117.6262 | kWh | RES
8784 | 0 | 0 | [6 empty] | 2019-01-15 | 22 | 1.9546 | 832279.6429 | kWh | RES
8784 | 0 | 0 | [6 empty] | 2019-01-15 | 23 | 1.763 | 750679.3679 | kWh | RES
8784 | 0 | 0 | [6 empty] | 2019-01-15 | 24 | 1.6044 | 683146.4429 | kWh | RES
8784 | 0 | 0 | [6 empty] | 2019-01-16 | 1 | 1.5014 | 639283.8191 | kWh | RES
8784 | 0 | 0 | [6 empty] | 2019-01-16 | 2 | 1.558 | 663369.8763 | kWh | RES
8784 | 0 | 0 | [6 empty] | 2019-01-16 | 3 | 1.6245 | 691690.5496 | kWh | RES
8784 | 0 | 0 | [6 empty] | 2019-01-16 | 4 | 1.6994 | 723586.9573 | kWh | RES
8784 | 0 | 0 | [6 empty] | 2019-01-16 | 5 | 1.8109 | 771073.7842 | kWh | RES
8784 | 0 | 0 | [6 empty] | 2019-01-16 | 6 | 2.0742 | 883174.6789 | kWh | RES
8784 | 0 | 0 | [6 empty] | 2019-01-16 | 7 | 2.3944 | 1019525.569 | kWh | RES
8784 | 0 | 0 | [6 empty] | 2019-01-16 | 8 | 2.5017 | 1065233.976 | kWh | RES
8784 | 0 | 0 | [6 empty] | 2019-01-16 | 9 | 2.3691 | 1008755.504 | kWh | RES
8784 | 0 | 0 | [6 empty] | 2019-01-16 | 10 | 2.0812 | 886160.7395 | kWh | RES
8784 | 0 | 0 | [6 empty] | 2019-01-16 | 11 | 1.888 | 803897.397 | kWh | RES
8784 | 0 | 0 | [6 empty] | 2019-01-16 | 12 | 1.6849 | 717412.5094 | kWh | RES
8784 | 0 | 0 | [6 empty] | 2019-01-16 | 13 | 1.455 | 619540.0904 | kWh | RES
8784 | 0 | 0 | [6 empty] | 2019-01-16 | 14 | 1.2661 | 539087.5026 | kWh | RES
8784 | 0 | 0 | [6 empty] | 2019-01-16 | 15 | 1.1793 | 502161.287 | kWh | RES
8784 | 0 | 0 | [6 empty] | 2019-01-16 | 16 | 1.1144 | 474514.7642 | kWh | RES
8784 | 0 | 0 | [6 empty] | 2019-01-16 | 17 | 1.2068 | 513871.0337 | kWh | RES
8784 | 0 | 0 | [6 empty] | 2019-01-16 | 18 | 1.4455 | 615507.1789 | kWh | RES
8784 | 0 | 0 | [6 empty] | 2019-01-16 | 19 | 1.7012 | 724381.8099 | kWh | RES
8784 | 0 | 0 | [6 empty] | 2019-01-16 | 20 | 1.8793 | 800192.3291 | kWh | RES
8784 | 0 | 0 | [6 empty] | 2019-01-16 | 21 | 2.0168 | 858726.3018 | kWh | RES
8784 | 0 | 0 | [6 empty] | 2019-01-16 | 22 | 2.0539 | 874558.4867 | kWh | RES
8784 | 0 | 0 | [6 empty] | 2019-01-16 | 23 | 1.9341 | 823527.3283 | kWh | RES
8784 | 0 | 0 | [6 empty] | 2019-01-16 | 24 | 1.8623 | 792970.4511 | kWh | RES
8784 | 0 | 0 | [6 empty] | 2019-01-17 | 1 | 1.8419 | 784282.9735 | kWh | RES
8784 | 0 | 0 | [6 empty] | 2019-01-17 | 2 | 1.8542 | 789506.2035 | kWh | RES
8784 | 0 | 0 | [6 empty] | 2019-01-17 | 3 | 1.9135 | 814751.6408 | kWh | RES
8784 | 0 | 0 | [6 empty] | 2019-01-17 | 4 | 2.0313 | 864906.5114 | kWh | RES
8784 | 0 | 0 | [6 empty] | 2019-01-17 | 5 | 2.1559 | 917975.4438 | kWh | RES
8784 | 0 | 0 | [6 empty] | 2019-01-17 | 6 | 2.4425 | 1040017.308 | kWh | RES
8784 | 0 | 0 | [6 empty] | 2019-01-17 | 7 | 2.7978 | 1191303.769 | kWh | RES
8784 | 0 | 0 | [6 empty] | 2019-01-17 | 8 | 2.8401 | 1209291.212 | kWh | RES
8784 | 0 | 0 | [6 empty] | 2019-01-17 | 9 | 2.6075 | 1110256.017 | kWh | RES
8784 | 0 | 0 | [6 empty] | 2019-01-17 | 10 | 2.1996 | 936568.28 | kWh | RES
8784 | 0 | 0 | [6 empty] | 2019-01-17 | 11 | 1.6808 | 715667.9437 | kWh | RES
8784 | 0 | 0 | [6 empty] | 2019-01-17 | 12 | 1.4547 | 619406.4921 | kWh | RES
8784 | 0 | 0 | [6 empty] | 2019-01-17 | 13 | 1.237 | 526708.0307 | kWh | RES
8784 | 0 | 0 | [6 empty] | 2019-01-17 | 14 | 1.0969 | 467057.4128 | kWh | RES
8784 | 0 | 0 | [6 empty] | 2019-01-17 | 15 | 1.0325 | 439628.3628 | kWh | RES
8784 | 0 | 0 | [6 empty] | 2019-01-17 | 16 | 0.99977 | 425696.3263 | kWh | RES
8784 | 0 | 0 | [6 empty] | 2019-01-17 | 17 | 1.1031 | 469681.2788 | kWh | RES
8784 | 0 | 0 | [6 empty] | 2019-01-17 | 18 | 1.2703 | 540868.0751 | kWh | RES
8784 | 0 | 0 | [6 empty] | 2019-01-17 | 19 | 1.5164 | 645662.0129 | kWh | RES
8784 | 0 | 0 | [6 empty] | 2019-01-17 | 20 | 1.6584 | 706146.0002 | kWh | RES
8784 | 0 | 0 | [6 empty] | 2019-01-17 | 21 | 1.6656 | 709201.4403 | kWh | RES
8784 | 0 | 0 | [6 empty] | 2019-01-17 | 22 | 1.6424 | 699312.4556 | kWh | RES
8784 | 0 | 0 | [6 empty] | 2019-01-17 | 23 | 1.5412 | 656223.1009 | kWh | RES
8784 | 0 | 0 | [6 empty] | 2019-01-17 | 24 | 1.4129 | 601609.5531 | kWh | RES
8784 | 0 | 0 | [6 empty] | 2019-01-18 | 1 | 1.2957 | 551710.5517 | kWh | RES
8784 | 0 | 0 | [6 empty] | 2019-01-18 | 2 | 1.2607 | 536818.7275 | kWh | RES
8784 | 0 | 0 | [6 empty] | 2019-01-18 | 3 | 1.2504 | 532410.1824 | kWh | RES
8784 | 0 | 0 | [6 empty] | 2019-01-18 | 4 | 1.2399 | 527958.0185 | kWh | RES
8784 | 0 | 0 | [6 empty] | 2019-01-18 | 5 | 1.3248 | 564112.8876 | kWh | RES
8784 | 0 | 0 | [6 empty] | 2019-01-18 | 6 | 1.4818 | 630957.5541 | kWh | RES
8784 | 0 | 0 | [6 empty] | 2019-01-18 | 7 | 1.7645 | 751328.9206 | kWh | RES
8784 | 0 | 0 | [6 empty] | 2019-01-18 | 8 | 1.7589 | 748914.574 | kWh | RES
8784 | 0 | 0 | [6 empty] | 2019-01-18 | 9 | 1.6409 | 698674.0482 | kWh | RES
8784 | 0 | 0 | [6 empty] | 2019-01-18 | 10 | 1.411 | 600789.7569 | kWh | RES
8784 | 0 | 0 | [6 empty] | 2019-01-18 | 11 | 1.1775 | 501386.8328 | kWh | RES
8784 | 0 | 0 | [6 empty] | 2019-01-18 | 12 | 1.0663 | 454022.5426 | kWh | RES
8784 | 0 | 0 | [6 empty] | 2019-01-18 | 13 | 0.97057 | 413264.9392 | kWh | RES
8784 | 0 | 0 | [6 empty] | 2019-01-18 | 14 | 0.89754 | 382168.8838 | kWh | RES
8784 | 0 | 0 | [6 empty] | 2019-01-18 | 15 | 0.8705 | 370653.3825 | kWh | RES
8784 | 0 | 0 | [6 empty] | 2019-01-18 | 16 | 0.86884 | 369947.346 | kWh | RES
8784 | 0 | 0 | [6 empty] | 2019-01-18 | 17 | 0.98022 | 417372.0187 | kWh | RES
8784 | 0 | 0 | [6 empty] | 2019-01-18 | 18 | 1.0936 | 465649.8889 | kWh | RES
8784 | 0 | 0 | [6 empty] | 2019-01-18 | 19 | 1.1784 | 501776.9989 | kWh | RES
8784 | 0 | 0 | [6 empty] | 2019-01-18 | 20 | 1.2281 | 522915.2939 | kWh | RES
8784 | 0 | 0 | [6 empty] | 2019-01-18 | 21 | 1.2102 | 515317.6478 | kWh | RES
8784 | 0 | 0 | [6 empty] | 2019-01-18 | 22 | 1.1455 | 487759.0195 | kWh | RES
8784 | 0 | 0 | [6 empty] | 2019-01-18 | 23 | 1.0551 | 449273.831 | kWh | RES
8784 | 0 | 0 | [6 empty] | 2019-01-18 | 24 | 0.98065 | 417556.3589 | kWh | RES
8784 | 0 | 0 | [6 empty] | 2019-01-19 | 1 | 0.9159 | 389985.6651 | kWh | RES
8784 | 0 | 0 | [6 empty] | 2019-01-19 | 2 | 0.85387 | 363575.8863 | kWh | RES
8784 | 0 | 0 | [6 empty] | 2019-01-19 | 3 | 0.85845 | 365526.2578 | kWh | RES
8784 | 0 | 0 | [6 empty] | 2019-01-19 | 4 | 0.87092 | 370833.363 | kWh | RES
8784 | 0 | 0 | [6 empty] | 2019-01-19 | 5 | 0.90614 | 385829.7091 | kWh | RES
8784 | 0 | 0 | [6 empty] | 2019-01-19 | 6 | 0.98726 | 420370.1608 | kWh | RES
8784 | 0 | 0 | [6 empty] | 2019-01-19 | 7 | 1.1174 | 475791.7659 | kWh | RES
8784 | 0 | 0 | [6 empty] | 2019-01-19 | 8 | 1.2833 | 546412.4494 | kWh | RES
8784 | 0 | 0 | [6 empty] | 2019-01-19 | 9 | 1.4632 | 623009.3618 | kWh | RES
8784 | 0 | 0 | [6 empty] | 2019-01-19 | 10 | 1.4565 | 620170.9221 | kWh | RES
8784 | 0 | 0 | [6 empty] | 2019-01-19 | 11 | 1.3373 | 569411.0965 | kWh | RES
8784 | 0 | 0 | [6 empty] | 2019-01-19 | 12 | 1.1827 | 503604.9124 | kWh | RES
8784 | 0 | 0 | [6 empty] | 2019-01-19 | 13 | 1.1297 | 481002.6227 | kWh | RES
8784 | 0 | 0 | [6 empty] | 2019-01-19 | 14 | 1.0683 | 454877.4198 | kWh | RES
8784 | 0 | 0 | [6 empty] | 2019-01-19 | 15 | 1.0869 | 462777.563 | kWh | RES
8784 | 0 | 0 | [6 empty] | 2019-01-19 | 16 | 1.0953 | 466373.4607 | kWh | RES
8784 | 0 | 0 | [6 empty] | 2019-01-19 | 17 | 1.0938 | 465730.8636 | kWh | RES
8784 | 0 | 0 | [6 empty] | 2019-01-19 | 18 | 1.1795 | 502241.1417 | kWh | RES
8784 | 0 | 0 | [6 empty] | 2019-01-19 | 19 | 1.2228 | 520646.8949 | kWh | RES
8784 | 0 | 0 | [6 empty] | 2019-01-19 | 20 | 1.2255 | 521812.7943 | kWh | RES
8784 | 0 | 0 | [6 empty] | 2019-01-19 | 21 | 1.2016 | 511637.7105 | kWh | RES
8784 | 0 | 0 | [6 empty] | 2019-01-19 | 22 | 1.1534 | 491107.8687 | kWh | RES
8784 | 0 | 0 | [6 empty] | 2019-01-19 | 23 | 1.034 | 440283.0616 | kWh | RES
8784 | 0 | 0 | [6 empty] | 2019-01-19 | 24 | 0.92762 | 394975.5563 | kWh | RES
8784 | 0 | 0 | [6 empty] | 2019-01-20 | 1 | 0.81918 | 348801.5364 | kWh | RES
8784 | 0 | 0 | [6 empty] | 2019-01-20 | 2 | 0.69629 | 296478.8707 | kWh | RES
8784 | 0 | 0 | [6 empty] | 2019-01-20 | 3 | 0.66021 | 281114.801 | kWh | RES
8784 | 0 | 0 | [6 empty] | 2019-01-20 | 4 | 0.62783 | 267329.2098 | kWh | RES
8784 | 0 | 0 | [6 empty] | 2019-01-20 | 5 | 0.61364 | 261285.4153 | kWh | RES
8784 | 0 | 0 | [6 empty] | 2019-01-20 | 6 | 0.65494 | 278868.9785 | kWh | RES
8784 | 0 | 0 | [6 empty] | 2019-01-20 | 7 | 0.75704 | 322343.7598 | kWh | RES
8784 | 0 | 0 | [6 empty] | 2019-01-20 | 8 | 0.90171 | 383945.6291 | kWh | RES
8784 | 0 | 0 | [6 empty] | 2019-01-20 | 9 | 1.1761 | 500770.6595 | kWh | RES
8784 | 0 | 0 | [6 empty] | 2019-01-20 | 10 | 1.365 | 581201.8809 | kWh | RES
8784 | 0 | 0 | [6 empty] | 2019-01-20 | 11 | 1.432 | 609761.1003 | kWh | RES
8784 | 0 | 0 | [6 empty] | 2019-01-20 | 12 | 1.5028 | 639898.9863 | kWh | RES
8784 | 0 | 0 | [6 empty] | 2019-01-20 | 13 | 1.5906 | 677286.5379 | kWh | RES
8784 | 0 | 0 | [6 empty] | 2019-01-20 | 14 | 1.735 | 738771.5998 | kWh | RES
8784 | 0 | 0 | [6 empty] | 2019-01-20 | 15 | 1.7627 | 750536.424 | kWh | RES
8784 | 0 | 0 | [6 empty] | 2019-01-20 | 16 | 1.7097 | 727977.9137 | kWh | RES
8784 | 0 | 0 | [6 empty] | 2019-01-20 | 17 | 1.7301 | 736655.3955 | kWh | RES
8784 | 0 | 0 | [6 empty] | 2019-01-20 | 18 | 1.8827 | 801629.2443 | kWh | RES
8784 | 0 | 0 | [6 empty] | 2019-01-20 | 19 | 2.1075 | 897370.541 | kWh | RES
8784 | 0 | 0 | [6 empty] | 2019-01-20 | 20 | 2.2121 | 941918.1007 | kWh | RES
8784 | 0 | 0 | [6 empty] | 2019-01-20 | 21 | 2.2607 | 962606.3007 | kWh | RES
8784 | 0 | 0 | [6 empty] | 2019-01-20 | 22 | 2.2344 | 951384.4405 | kWh | RES
8784 | 0 | 0 | [6 empty] | 2019-01-20 | 23 | 2.2654 | 964590.3727 | kWh | RES
8784 | 0 | 0 | [6 empty] | 2019-01-20 | 24 | 2.2128 | 942209.8276 | kWh | RES
8784 | 0 | 0 | [6 empty] | 2019-01-21 | 1 | 2.1529 | 916703.5155 | kWh | RES
8784 | 0 | 0 | [6 empty] | 2019-01-21 | 2 | 2.0882 | 889128.5671 | kWh | RES
8784 | 0 | 0 | [6 empty] | 2019-01-21 | 3 | 2.1528 | 916659.1051 | kWh | RES
8784 | 0 | 0 | [6 empty] | 2019-01-21 | 4 | 2.222 | 946128.0036 | kWh | RES
8784 | 0 | 0 | [6 empty] | 2019-01-21 | 5 | 2.3264 | 990557.6183 | kWh | RES
8784 | 0 | 0 | [6 empty] | 2019-01-21 | 6 | 2.5201 | 1073033.323 | kWh | RES
8784 | 0 | 0 | [6 empty] | 2019-01-21 | 7 | 2.7973 | 1191065.911 | kWh | RES
8784 | 0 | 0 | [6 empty] | 2019-01-21 | 8 | 2.9147 | 1241053.455 | kWh | RES
8784 | 0 | 0 | [6 empty] | 2019-01-21 | 9 | 3.0572 | 1301733.39 | kWh | RES
8784 | 0 | 0 | [6 empty] | 2019-01-21 | 10 | 2.9084 | 1238404.084 | kWh | RES
8784 | 0 | 0 | [6 empty] | 2019-01-21 | 11 | 2.5818 | 1099309.332 | kWh | RES
8784 | 0 | 0 | [6 empty] | 2019-01-21 | 12 | 2.2759 | 969073.155 | kWh | RES
8784 | 0 | 0 | [6 empty] | 2019-01-21 | 13 | 2.0347 | 866387.6875 | kWh | RES
8784 | 0 | 0 | [6 empty] | 2019-01-21 | 14 | 1.8192 | 774616.2868 | kWh | RES
8784 | 0 | 0 | [6 empty] | 2019-01-21 | 15 | 1.677 | 714060.4405 | kWh | RES
8784 | 0 | 0 | [6 empty] | 2019-01-21 | 16 | 1.6825 | 716408.8153 | kWh | RES
8784 | 0 | 0 | [6 empty] | 2019-01-21 | 17 | 1.8303 | 779328.4627 | kWh | RES
8784 | 0 | 0 | [6 empty] | 2019-01-21 | 18 | 2.1251 | 904870.1756 | kWh | RES
8784 | 0 | 0 | [6 empty] | 2019-01-21 | 19 | 2.4054 | 1024197.078 | kWh | RES
8784 | 0 | 0 | [6 empty] | 2019-01-21 | 20 | 2.5238 | 1074603.819 | kWh | RES
8784 | 0 | 0 | [6 empty] | 2019-01-21 | 21 | 2.508 | 1067890.768 | kWh | RES
8784 | 0 | 0 | [6 empty] | 2019-01-21 | 22 | 2.4431 | 1040245.401 | kWh | RES
8784 | 0 | 0 | [6 empty] | 2019-01-21 | 23 | 2.3468 | 999249.3977 | kWh | RES
8784 | 0 | 0 | [6 empty] | 2019-01-21 | 24 | 2.2053 | 938998.4155 | kWh | RES
8784 | 0 | 0 | [6 empty] | 2019-01-22 | 1 | 2.1047 | 896169.8921 | kWh | RES
8784 | 0 | 0 | [6 empty] | 2019-01-22 | 2 | 1.9961 | 849939.7229 | kWh | RES
8784 | 0 | 0 | [6 empty] | 2019-01-22 | 3 | 1.9824 | 844116.6466 | kWh | RES
8784 | 0 | 0 | [6 empty] | 2019-01-22 | 4 | 1.9304 | 821949.0953 | kWh | RES
8784 | 0 | 0 | [6 empty] | 2019-01-22 | 5 | 1.9505 | 830512.8458 | kWh | RES
8784 | 0 | 0 | [6 empty] | 2019-01-22 | 6 | 2.1007 | 894486.6998 | kWh | RES
8784 | 0 | 0 | [6 empty] | 2019-01-22 | 7 | 2.3694 | 1008882.534 | kWh | RES
8784 | 0 | 0 | [6 empty] | 2019-01-22 | 8 | 2.3119 | 984414.875 | kWh | RES
8784 | 0 | 0 | [6 empty] | 2019-01-22 | 9 | 2.0845 | 887586.154 | kWh | RES
8784 | 0 | 0 | [6 empty] | 2019-01-22 | 10 | 1.6848 | 717375.5052 | kWh | RES
8784 | 0 | 0 | [6 empty] | 2019-01-22 | 11 | 1.4379 | 612256.5912 | kWh | RES
8784 | 0 | 0 | [6 empty] | 2019-01-22 | 12 | 1.2516 | 532935.5087 | kWh | RES
8784 | 0 | 0 | [6 empty] | 2019-01-22 | 13 | 1.1096 | 472463.3778 | kWh | RES
8784 | 0 | 0 | [6 empty] | 2019-01-22 | 14 | 1.0498 | 447013.4386 | kWh | RES
8784 | 0 | 0 | [6 empty] | 2019-01-22 | 15 | 0.97401 | 414731.3434 | kWh | RES
8784 | 0 | 0 | [6 empty] | 2019-01-22 | 16 | 0.98964 | 421384.7949 | kWh | RES
8784 | 0 | 0 | [6 empty] | 2019-01-22 | 17 | 1.0373 | 441685.67 | kWh | RES
8784 | 0 | 0 | [6 empty] | 2019-01-22 | 18 | 1.2508 | 532589.2608 | kWh | RES
8784 | 0 | 0 | [6 empty] | 2019-01-22 | 19 | 1.4864 | 632897.3454 | kWh | RES
8784 | 0 | 0 | [6 empty] | 2019-01-22 | 20 | 1.5611 | 664723.3393 | kWh | RES
8784 | 0 | 0 | [6 empty] | 2019-01-22 | 21 | 1.5363 | 654149.909 | kWh | RES
8784 | 0 | 0 | [6 empty] | 2019-01-22 | 22 | 1.4228 | 605810.1505 | kWh | RES
8784 | 0 | 0 | [6 empty] | 2019-01-22 | 23 | 1.2424 | 529020.8819 | kWh | RES
8784 | 0 | 0 | [6 empty] | 2019-01-22 | 24 | 1.1111 | 473110.7242 | kWh | RES
8784 | 0 | 0 | [6 empty] | 2019-01-23 | 1 | 0.95621 | 407148.9527 | kWh | RES
8784 | 0 | 0 | [6 empty] | 2019-01-23 | 2 | 0.88968 | 378820.5822 | kWh | RES
8784 | 0 | 0 | [6 empty] | 2019-01-23 | 3 | 0.86436 | 368039.3829 | kWh | RES
8784 | 0 | 0 | [6 empty] | 2019-01-23 | 4 | 0.85619 | 364562.8597 | kWh | RES
8784 | 0 | 0 | [6 empty] | 2019-01-23 | 5 | 0.88838 | 378267.2461 | kWh | RES
8784 | 0 | 0 | [6 empty] | 2019-01-23 | 6 | 1.0248 | 436358.7625 | kWh | RES
8784 | 0 | 0 | [6 empty] | 2019-01-23 | 7 | 1.2952 | 551484.494 | kWh | RES
8784 | 0 | 0 | [6 empty] | 2019-01-23 | 8 | 1.3198 | 561981.7436 | kWh | RES
8784 | 0 | 0 | [6 empty] | 2019-01-23 | 9 | 1.2197 | 519324.4168 | kWh | RES
8784 | 0 | 0 | [6 empty] | 2019-01-23 | 10 | 1.1156 | 475018.0197 | kWh | RES
8784 | 0 | 0 | [6 empty] | 2019-01-23 | 11 | 1.007 | 428783.5467 | kWh | RES
8784 | 0 | 0 | [6 empty] | 2019-01-23 | 12 | 0.91789 | 390833.4402 | kWh | RES
8784 | 0 | 0 | [6 empty] | 2019-01-23 | 13 | 0.85402 | 363637.5754 | kWh | RES
8784 | 0 | 0 | [6 empty] | 2019-01-23 | 14 | 0.85342 | 363383.1575 | kWh | RES
8784 | 0 | 0 | [6 empty] | 2019-01-23 | 15 | 0.86231 | 367167.6474 | kWh | RES
8784 | 0 | 0 | [6 empty] | 2019-01-23 | 16 | 0.9005 | 383428.3262 | kWh | RES
8784 | 0 | 0 | [6 empty] | 2019-01-23 | 17 | 0.98039 | 417445.6935 | kWh | RES
8784 | 0 | 0 | [6 empty] | 2019-01-23 | 18 | 1.1359 | 483667.9634 | kWh | RES
8784 | 0 | 0 | [6 empty] | 2019-01-23 | 19 | 1.2926 | 550381.7568 | kWh | RES
8784 | 0 | 0 | [6 empty] | 2019-01-23 | 20 | 1.3412 | 571062.6724 | kWh | RES
8784 | 0 | 0 | [6 empty] | 2019-01-23 | 21 | 1.3239 | 563700.2153 | kWh | RES
8784 | 0 | 0 | [6 empty] | 2019-01-23 | 22 | 1.2334 | 525194.2427 | kWh | RES
8784 | 0 | 0 | [6 empty] | 2019-01-23 | 23 | 1.0705 | 455810.8403 | kWh | RES
8784 | 0 | 0 | [6 empty] | 2019-01-23 | 24 | 0.88577 | 377157.15 | kWh | RES
8784 | 0 | 0 | [6 empty] | 2019-01-24 | 1 | 0.74869 | 318788.676 | kWh | RES
8784 | 0 | 0 | [6 empty] | 2019-01-24 | 2 | 0.66282 | 282224.0182 | kWh | RES
8784 | 0 | 0 | [6 empty] | 2019-01-24 | 3 | 0.61756 | 262952.8625 | kWh | RES
8784 | 0 | 0 | [6 empty] | 2019-01-24 | 4 | 0.59146 | 251842.4594 | kWh | RES
8784 | 0 | 0 | [6 empty] | 2019-01-24 | 5 | 0.62898 | 267818.9378 | kWh | RES
8784 | 0 | 0 | [6 empty] | 2019-01-24 | 6 | 0.73325 | 312213.3087 | kWh | RES
8784 | 0 | 0 | [6 empty] | 2019-01-24 | 7 | 0.95091 | 404891.9323 | kWh | RES
8784 | 0 | 0 | [6 empty] | 2019-01-24 | 8 | 0.98972 | 421420.6166 | kWh | RES
8784 | 0 | 0 | [6 empty] | 2019-01-24 | 9 | 0.9366 | 398799.083 | kWh | RES
8784 | 0 | 0 | [6 empty] | 2019-01-24 | 10 | 0.88491 | 376791.5084 | kWh | RES
8784 | 0 | 0 | [6 empty] | 2019-01-24 | 11 | 0.89031 | 379089.1934 | kWh | RES
8784 | 0 | 0 | [6 empty] | 2019-01-24 | 12 | 0.87839 | 374013.1076 | kWh | RES
8784 | 0 | 0 | [6 empty] | 2019-01-24 | 13 | 0.89221 | 379898.1289 | kWh | RES
8784 | 0 | 0 | [6 empty] | 2019-01-24 | 14 | 0.88735 | 377828.219 | kWh | RES
8784 | 0 | 0 | [6 empty] | 2019-01-24 | 15 | 0.88119 | 375208.6798 | kWh | RES
8784 | 0 | 0 | [6 empty] | 2019-01-24 | 16 | 0.91495 | 389581.8689 | kWh | RES
8784 | 0 | 0 | [6 empty] | 2019-01-24 | 17 | 1.0159 | 432556.7226 | kWh | RES
8784 | 0 | 0 | [6 empty] | 2019-01-24 | 18 | 1.1317 | 481881.0812 | kWh | RES
8784 | 0 | 0 | [6 empty] | 2019-01-24 | 19 | 1.3261 | 564646.5874 | kWh | RES
8784 | 0 | 0 | [6 empty] | 2019-01-24 | 20 | 1.4413 | 613712.7421 | kWh | RES
8784 | 0 | 0 | [6 empty] | 2019-01-24 | 21 | 1.3952 | 594080.0492 | kWh | RES
8784 | 0 | 0 | [6 empty] | 2019-01-24 | 22 | 1.3383 | 569837.5395 | kWh | RES
8784 | 0 | 0 | [6 empty] | 2019-01-24 | 23 | 1.2222 | 520409.0385 | kWh | RES
8784 | 0 | 0 | [6 empty] | 2019-01-24 | 24 | 1.1102 | 472705.3871 | kWh | RES
8784 | 0 | 0 | [6 empty] | 2019-01-25 | 1 | 1.0701 | 455638.4593 | kWh | RES
8784 | 0 | 0 | [6 empty] | 2019-01-25 | 2 | 1.0815 | 460498.4408 | kWh | RES
8784 | 0 | 0 | [6 empty] | 2019-01-25 | 3 | 1.1698 | 498094.6349 | kWh | RES
8784 | 0 | 0 | [6 empty] | 2019-01-25 | 4 | 1.2633 | 537910.3357 | kWh | RES
8784 | 0 | 0 | [6 empty] | 2019-01-25 | 5 | 1.4602 | 621741.8924 | kWh | RES
8784 | 0 | 0 | [6 empty] | 2019-01-25 | 6 | 1.7899 | 762145.2144 | kWh | RES
8784 | 0 | 0 | [6 empty] | 2019-01-25 | 7 | 2.2026 | 937848.687 | kWh | RES
8784 | 0 | 0 | [6 empty] | 2019-01-25 | 8 | 2.4378 | 1037991.759 | kWh | RES
8784 | 0 | 0 | [6 empty] | 2019-01-25 | 9 | 2.2998 | 979239.1655 | kWh | RES
8784 | 0 | 0 | [6 empty] | 2019-01-25 | 10 | 2.1312 | 907455.0735 | kWh | RES
8784 | 0 | 0 | [6 empty] | 2019-01-25 | 11 | 1.8672 | 795032.7497 | kWh | RES
8784 | 0 | 0 | [6 empty] | 2019-01-25 | 12 | 1.5763 | 671198.2579 | kWh | RES
8784 | 0 | 0 | [6 empty] | 2019-01-25 | 13 | 1.4036 | 597655.4749 | kWh | RES
8784 | 0 | 0 | [6 empty] | 2019-01-25 | 14 | 1.2497 | 532103.2717 | kWh | RES
8784 | 0 | 0 | [6 empty] | 2019-01-25 | 15 | 1.1644 | 495788.931 | kWh | RES
8784 | 0 | 0 | [6 empty] | 2019-01-25 | 16 | 1.1274 | 480034.3335 | kWh | RES
8784 | 0 | 0 | [6 empty] | 2019-01-25 | 17 | 1.2104 | 515378.5655 | kWh | RES
8784 | 0 | 0 | [6 empty] | 2019-01-25 | 18 | 1.392 | 592706.0574 | kWh | RES
8784 | 0 | 0 | [6 empty] | 2019-01-25 | 19 | 1.6404 | 698463.8701 | kWh | RES
8784 | 0 | 0 | [6 empty] | 2019-01-25 | 20 | 1.7595 | 749187.9704 | kWh | RES
8784 | 0 | 0 | [6 empty] | 2019-01-25 | 21 | 1.7986 | 765835.9459 | kWh | RES
8784 | 0 | 0 | [6 empty] | 2019-01-25 | 22 | 1.7783 | 757175.3239 | kWh | RES
8784 | 0 | 0 | [6 empty] | 2019-01-25 | 23 | 1.8403 | 783585.5472 | kWh | RES
8784 | 0 | 0 | [6 empty] | 2019-01-25 | 24 | 1.7494 | 744876.3774 | kWh | RES
8784 | 0 | 0 | [6 empty] | 2019-01-26 | 1 | 1.6634 | 708248.7122 | kWh | RES
8784 | 0 | 0 | [6 empty] | 2019-01-26 | 2 | 1.6833 | 716731.1942 | kWh | RES
8784 | 0 | 0 | [6 empty] | 2019-01-26 | 3 | 1.6696 | 710922.6905 | kWh | RES
8784 | 0 | 0 | [6 empty] | 2019-01-26 | 4 | 1.6746 | 713035.0518 | kWh | RES
8784 | 0 | 0 | [6 empty] | 2019-01-26 | 5 | 1.7221 | 733261.1514 | kWh | RES
8784 | 0 | 0 | [6 empty] | 2019-01-26 | 6 | 1.824 | 776649.6733 | kWh | RES
8784 | 0 | 0 | [6 empty] | 2019-01-26 | 7 | 1.9661 | 837138.5913 | kWh | RES
8784 | 0 | 0 | [6 empty] | 2019-01-26 | 8 | 2.1657 | 922159.9783 | kWh | RES
8784 | 0 | 0 | [6 empty] | 2019-01-26 | 9 | 2.3101 | 983618.3454 | kWh | RES
8784 | 0 | 0 | [6 empty] | 2019-01-26 | 10 | 2.2369 | 952482.6072 | kWh | RES
8784 | 0 | 0 | [6 empty] | 2019-01-26 | 11 | 1.9756 | 841197.0921 | kWh | RES
8784 | 0 | 0 | [6 empty] | 2019-01-26 | 12 | 1.6981 | 723026.3199 | kWh | RES
8784 | 0 | 0 | [6 empty] | 2019-01-26 | 13 | 1.5216 | 647887.1413 | kWh | RES
8784 | 0 | 0 | [6 empty] | 2019-01-26 | 14 | 1.3893 | 591546.3438 | kWh | RES
8784 | 0 | 0 | [6 empty] | 2019-01-26 | 15 | 1.3125 | 558850.4145 | kWh | RES
8784 | 0 | 0 | [6 empty] | 2019-01-26 | 16 | 1.3737 | 584902.1513 | kWh | RES
8784 | 0 | 0 | [6 empty] | 2019-01-26 | 17 | 1.4271 | 607645.574 | kWh | RES
8784 | 0 | 0 | [6 empty] | 2019-01-26 | 18 | 1.5975 | 680222.2524 | kWh | RES
8784 | 0 | 0 | [6 empty] | 2019-01-26 | 19 | 1.7623 | 750389.947 | kWh | RES
8784 | 0 | 0 | [6 empty] | 2019-01-26 | 20 | 1.8825 | 801580.579 | kWh | RES
8784 | 0 | 0 | [6 empty] | 2019-01-26 | 21 | 1.8416 | 784131.2182 | kWh | RES
8784 | 0 | 0 | [6 empty] | 2019-01-26 | 22 | 1.876 | 798811.4675 | kWh | RES
8784 | 0 | 0 | [6 empty] | 2019-01-26 | 23 | 1.8461 | 786044.6575 | kWh | RES
8784 | 0 | 0 | [6 empty] | 2019-01-26 | 24 | 1.7395 | 740664.4874 | kWh | RES
8784 | 0 | 0 | [6 empty] | 2019-01-27 | 1 | 1.6826 | 716457.3298 | kWh | RES
8784 | 0 | 0 | [6 empty] | 2019-01-27 | 2 | 1.6065 | 684043.4214 | kWh | RES
8784 | 0 | 0 | [6 empty] | 2019-01-27 | 3 | 1.5667 | 667114.7326 | kWh | RES
8784 | 0 | 0 | [6 empty] | 2019-01-27 | 4 | 1.5385 | 655074.2533 | kWh | RES
8784 | 0 | 0 | [6 empty] | 2019-01-27 | 5 | 1.5629 | 665473.4957 | kWh | RES
8784 | 0 | 0 | [6 empty] | 2019-01-27 | 6 | 1.6433 | 699717.6842 | kWh | RES
8784 | 0 | 0 | [6 empty] | 2019-01-27 | 7 | 1.6708 | 711431.5171 | kWh | RES
8784 | 0 | 0 | [6 empty] | 2019-01-27 | 8 | 1.8582 | 791206.6479 | kWh | RES
8784 | 0 | 0 | [6 empty] | 2019-01-27 | 9 | 2.0681 | 880579.4165 | kWh | RES
8784 | 0 | 0 | [6 empty] | 2019-01-27 | 10 | 2.1387 | 910669.0054 | kWh | RES
8784 | 0 | 0 | [6 empty] | 2019-01-27 | 11 | 2.1644 | 921602.3913 | kWh | RES
8784 | 0 | 0 | [6 empty] | 2019-01-27 | 12 | 2.099 | 893762.2864 | kWh | RES
8784 | 0 | 0 | [6 empty] | 2019-01-27 | 13 | 2.1698 | 923903.0563 | kWh | RES
8784 | 0 | 0 | [6 empty] | 2019-01-27 | 14 | 2.1427 | 912351.1837 | kWh | RES
8784 | 0 | 0 | [6 empty] | 2019-01-27 | 15 | 2.1834 | 929692.2722 | kWh | RES
8784 | 0 | 0 | [6 empty] | 2019-01-27 | 16 | 2.2392 | 953428.7057 | kWh | RES
8784 | 0 | 0 | [6 empty] | 2019-01-27 | 17 | 2.2758 | 969036.2641 | kWh | RES
8784 | 0 | 0 | [6 empty] | 2019-01-27 | 18 | 2.369 | 1008690.818 | kWh | RES
8784 | 0 | 0 | [6 empty] | 2019-01-27 | 19 | 2.5081 | 1067924.216 | kWh | RES
8784 | 0 | 0 | [6 empty] | 2019-01-27 | 20 | 2.4935 | 1061708.541 | kWh | RES
8784 | 0 | 0 | [6 empty] | 2019-01-27 | 21 | 2.4263 | 1033102.941 | kWh | RES
8784 | 0 | 0 | [6 empty] | 2019-01-27 | 22 | 2.3096 | 983404.8887 | kWh | RES
8784 | 0 | 0 | [6 empty] | 2019-01-27 | 23 | 2.1037 | 895732.1006 | kWh | RES
8784 | 0 | 0 | [6 empty] | 2019-01-27 | 24 | 1.947 | 829024.8249 | kWh | RES
8784 | 0 | 0 | [6 empty] | 2019-01-28 | 1 | 1.8175 | 773876.32 | kWh | RES
8784 | 0 | 0 | [6 empty] | 2019-01-28 | 2 | 1.7148 | 730156.6913 | kWh | RES
8784 | 0 | 0 | [6 empty] | 2019-01-28 | 3 | 1.7117 | 728825.29 | kWh | RES
8784 | 0 | 0 | [6 empty] | 2019-01-28 | 4 | 1.7329 | 737843.8636 | kWh | RES
8784 | 0 | 0 | [6 empty] | 2019-01-28 | 5 | 1.8183 | 774225.7915 | kWh | RES
8784 | 0 | 0 | [6 empty] | 2019-01-28 | 6 | 1.9944 | 849190.4771 | kWh | RES
8784 | 0 | 0 | [6 empty] | 2019-01-28 | 7 | 2.2401 | 953806.4997 | kWh | RES
8784 | 0 | 0 | [6 empty] | 2019-01-28 | 8 | 2.3021 | 980245.5633 | kWh | RES
8784 | 0 | 0 | [6 empty] | 2019-01-28 | 9 | 2.1488 | 914938.1434 | kWh | RES
8784 | 0 | 0 | [6 empty] | 2019-01-28 | 10 | 1.9138 | 814873.146 | kWh | RES
8784 | 0 | 0 | [6 empty] | 2019-01-28 | 11 | 1.7033 | 725238.2604 | kWh | RES
8784 | 0 | 0 | [6 empty] | 2019-01-28 | 12 | 1.5065 | 641443.0874 | kWh | RES
8784 | 0 | 0 | [6 empty] | 2019-01-28 | 13 | 1.3661 | 581668.5263 | kWh | RES
8784 | 0 | 0 | [6 empty] | 2019-01-28 | 14 | 1.2149 | 517281.4335 | kWh | RES
8784 | 0 | 0 | [6 empty] | 2019-01-28 | 15 | 1.137 | 484138.1647 | kWh | RES
8784 | 0 | 0 | [6 empty] | 2019-01-28 | 16 | 1.1534 | 491119.3469 | kWh | RES
8784 | 0 | 0 | [6 empty] | 2019-01-28 | 17 | 1.1955 | 509050.4544 | kWh | RES
8784 | 0 | 0 | [6 empty] | 2019-01-28 | 18 | 1.4151 | 602560.5479 | kWh | RES
8784 | 0 | 0 | [6 empty] | 2019-01-28 | 19 | 1.7423 | 741849.66 | kWh | RES
8784 | 0 | 0 | [6 empty] | 2019-01-28 | 20 | 1.9292 | 821430.4319 | kWh | RES
8784 | 0 | 0 | [6 empty] | 2019-01-28 | 21 | 2.0626 | 878257.9266 | kWh | RES
8784 | 0 | 0 | [6 empty] | 2019-01-28 | 22 | 2.0441 | 870355.0577 | kWh | RES
8784 | 0 | 0 | [6 empty] | 2019-01-28 | 23 | 1.9256 | 819922.6421 | kWh | RES
8784 | 0 | 0 | [6 empty] | 2019-01-28 | 24 | 1.7994 | 766183.785 | kWh | RES
8784 | 0 | 0 | [6 empty] | 2019-01-29 | 1 | 1.743 | 742179.6938 | kWh | RES
8784 | 0 | 0 | [6 empty] | 2019-01-29 | 2 | 1.7645 | 751307.6201 | kWh | RES
8784 | 0 | 0 | [6 empty] | 2019-01-29 | 3 | 1.7564 | 747867.6517 | kWh | RES
8784 | 0 | 0 | [6 empty] | 2019-01-29 | 4 | 1.8379 | 782587.0557 | kWh | RES
8784 | 0 | 0 | [6 empty] | 2019-01-29 | 5 | 1.9672 | 837631.4796 | kWh | RES
8784 | 0 | 0 | [6 empty] | 2019-01-29 | 6 | 2.2685 | 965927.1651 | kWh | RES
8784 | 0 | 0 | [6 empty] | 2019-01-29 | 7 | 2.6305 | 1120040.537 | kWh | RES
8784 | 0 | 0 | [6 empty] | 2019-01-29 | 8 | 2.7631 | 1176506.576 | kWh | RES
8784 | 0 | 0 | [6 empty] | 2019-01-29 | 9 | 2.5219 | 1073824.195 | kWh | RES
8784 | 0 | 0 | [6 empty] | 2019-01-29 | 10 | 2.1145 | 900332.8712 | kWh | RES
8784 | 0 | 0 | [6 empty] | 2019-01-29 | 11 | 1.7086 | 727530.882 | kWh | RES
8784 | 0 | 0 | [6 empty] | 2019-01-29 | 12 | 1.4016 | 596785.395 | kWh | RES
8784 | 0 | 0 | [6 empty] | 2019-01-29 | 13 | 1.292 | 550119.2163 | kWh | RES
8784 | 0 | 0 | [6 empty] | 2019-01-29 | 14 | 1.2137 | 516787.4735 | kWh | RES
8784 | 0 | 0 | [6 empty] | 2019-01-29 | 15 | 1.1483 | 488956.5344 | kWh | RES
8784 | 0 | 0 | [6 empty] | 2019-01-29 | 16 | 1.199 | 510533.0009 | kWh | RES
8784 | 0 | 0 | [6 empty] | 2019-01-29 | 17 | 1.3367 | 569163.3272 | kWh | RES
8784 | 0 | 0 | [6 empty] | 2019-01-29 | 18 | 1.5673 | 667356.9616 | kWh | RES
8784 | 0 | 0 | [6 empty] | 2019-01-29 | 19 | 1.7902 | 762276.6716 | kWh | RES
8784 | 0 | 0 | [6 empty] | 2019-01-29 | 20 | 1.8647 | 793970.0849 | kWh | RES
8784 | 0 | 0 | [6 empty] | 2019-01-29 | 21 | 1.8894 | 804512.0749 | kWh | RES
8784 | 0 | 0 | [6 empty] | 2019-01-29 | 22 | 1.8605 | 792211.6707 | kWh | RES
8784 | 0 | 0 | [6 empty] | 2019-01-29 | 23 | 1.7938 | 763795.3986 | kWh | RES
8784 | 0 | 0 | [6 empty] | 2019-01-29 | 24 | 1.5846 | 674713.9114 | kWh | RES
8784 | 0 | 0 | [6 empty] | 2019-01-30 | 1 | 1.499 | 638288.5322 | kWh | RES
8784 | 0 | 0 | [6 empty] | 2019-01-30 | 2 | 1.4296 | 608725.8937 | kWh | RES
8784 | 0 | 0 | [6 empty] | 2019-01-30 | 3 | 1.4861 | 632777.389 | kWh | RES
8784 | 0 | 0 | [6 empty] | 2019-01-30 | 4 | 1.616 | 688078.523 | kWh | RES
8784 | 0 | 0 | [6 empty] | 2019-01-30 | 5 | 1.8286 | 778630.2079 | kWh | RES
8784 | 0 | 0 | [6 empty] | 2019-01-30 | 6 | 2.1866 | 931063.9889 | kWh | RES
8784 | 0 | 0 | [6 empty] | 2019-01-30 | 7 | 2.6149 | 1113406.279 | kWh | RES
8784 | 0 | 0 | [6 empty] | 2019-01-30 | 8 | 2.7108 | 1154242.714 | kWh | RES
8784 | 0 | 0 | [6 empty] | 2019-01-30 | 9 | 2.7262 | 1160817.553 | kWh | RES
8784 | 0 | 0 | [6 empty] | 2019-01-30 | 10 | 2.5008 | 1064848.379 | kWh | RES
8784 | 0 | 0 | [6 empty] | 2019-01-30 | 11 | 2.3658 | 1007349.781 | kWh | RES
8784 | 0 | 0 | [6 empty] | 2019-01-30 | 12 | 2.1553 | 917709.3863 | kWh | RES
8784 | 0 | 0 | [6 empty] | 2019-01-30 | 13 | 1.8963 | 807431.7623 | kWh | RES
8784 | 0 | 0 | [6 empty] | 2019-01-30 | 14 | 1.734 | 738347.6883 | kWh | RES
8784 | 0 | 0 | [6 empty] | 2019-01-30 | 15 | 1.6819 | 716142.0702 | kWh | RES
8784 | 0 | 0 | [6 empty] | 2019-01-30 | 16 | 1.7523 | 746102.8687 | kWh | RES
8784 | 0 | 0 | [6 empty] | 2019-01-30 | 17 | 1.894 | 806452.246 | kWh | RES
8784 | 0 | 0 | [6 empty] | 2019-01-30 | 18 | 2.1449 | 913282.0403 | kWh | RES
8784 | 0 | 0 | [6 empty] | 2019-01-30 | 19 | 2.527 | 1076002.293 | kWh | RES
8784 | 0 | 0 | [6 empty] | 2019-01-30 | 20 | 2.7248 | 1160210.908 | kWh | RES
8784 | 0 | 0 | [6 empty] | 2019-01-30 | 21 | 2.8668 | 1220668.829 | kWh | RES
8784 | 0 | 0 | [6 empty] | 2019-01-30 | 22 | 2.8857 | 1228709.439 | kWh | RES
8784 | 0 | 0 | [6 empty] | 2019-01-30 | 23 | 2.7698 | 1179366.338 | kWh | RES
8784 | 0 | 0 | [6 empty] | 2019-01-30 | 24 | 2.7961 | 1190573.634 | kWh | RES
8784 | 0 | 0 | [6 empty] | 2019-01-31 | 1 | 2.7795 | 1183504.641 | kWh | RES
8784 | 0 | 0 | [6 empty] | 2019-01-31 | 2 | 2.8205 | 1200978.239 | kWh | RES
8784 | 0 | 0 | [6 empty] | 2019-01-31 | 3 | 2.8487 | 1212958.399 | kWh | RES
8784 | 0 | 0 | [6 empty] | 2019-01-31 | 4 | 2.8866 | 1229099.058 | kWh | RES
8784 | 0 | 0 | [6 empty] | 2019-01-31 | 5 | 2.948 | 1255239.977 | kWh | RES
8784 | 0 | 0 | [6 empty] | 2019-01-31 | 6 | 3.0527 | 1299831.702 | kWh | RES
8784 | 0 | 0 | [6 empty] | 2019-01-31 | 7 | 3.3539 | 1428086.125 | kWh | RES
8784 | 0 | 0 | [6 empty] | 2019-01-31 | 8 | 3.3701 | 1434961.301 | kWh | RES
8784 | 0 | 0 | [6 empty] | 2019-01-31 | 9 | 2.9438 | 1253443.524 | kWh | RES
8784 | 0 | 0 | [6 empty] | 2019-01-31 | 10 | 2.5368 | 1080145.689 | kWh | RES
8784 | 0 | 0 | [6 empty] | 2019-01-31 | 11 | 2.156 | 918030.6227 | kWh | RES
8784 | 0 | 0 | [6 empty] | 2019-01-31 | 12 | 1.8208 | 775287.3095 | kWh | RES
8784 | 0 | 0 | [6 empty] | 2019-01-31 | 13 | 1.5932 | 678388.8982 | kWh | RES
8784 | 0 | 0 | [6 empty] | 2019-01-31 | 14 | 1.4264 | 607334.7385 | kWh | RES
8784 | 0 | 0 | [6 empty] | 2019-01-31 | 15 | 1.3141 | 559534.1084 | kWh | RES
8784 | 0 | 0 | [6 empty] | 2019-01-31 | 16 | 1.2893 | 548964.783 | kWh | RES
8784 | 0 | 0 | [6 empty] | 2019-01-31 | 17 | 1.4551 | 619565.3262 | kWh | RES
8784 | 0 | 0 | [6 empty] | 2019-01-31 | 18 | 1.7632 | 750744.3507 | kWh | RES
8784 | 0 | 0 | [6 empty] | 2019-01-31 | 19 | 2.052 | 873732.1291 | kWh | RES
8784 | 0 | 0 | [6 empty] | 2019-01-31 | 20 | 2.2048 | 938808.3369 | kWh | RES
8784 | 0 | 0 | [6 empty] | 2019-01-31 | 21 | 2.2425 | 954848.0446 | kWh | RES
8784 | 0 | 0 | [6 empty] | 2019-01-31 | 22 | 2.137 | 909931.1504 | kWh | RES
8784 | 0 | 0 | [6 empty] | 2019-01-31 | 23 | 1.973 | 840082.2397 | kWh | RES
8784 | 0 | 0 | [6 empty] | 2019-01-31 | 24 | 1.7587 | 748831.95 | kWh | RES
8784 | 0 | 0 | [6 empty] | 2019-02-01 | 1 | 1.5914 | 677597.3553 | kWh | RES
8784 | 0 | 0 | [6 empty] | 2019-02-01 | 2 | 1.5057 | 641131.218 | kWh | RES
8784 | 0 | 0 | [6 empty] | 2019-02-01 | 3 | 1.4545 | 619316.2406 | kWh | RES
8784 | 0 | 0 | [6 empty] | 2019-02-01 | 4 | 1.4507 | 617716.646 | kWh | RES
8784 | 0 | 0 | [6 empty] | 2019-02-01 | 5 | 1.4919 | 635234.6489 | kWh | RES
8784 | 0 | 0 | [6 empty] | 2019-02-01 | 6 | 1.5782 | 671990.8661 | kWh | RES
8784 | 0 | 0 | [6 empty] | 2019-02-01 | 7 | 1.805 | 768572.8388 | kWh | RES
8784 | 0 | 0 | [6 empty] | 2019-02-01 | 8 | 1.8513 | 788261.8397 | kWh | RES
8784 | 0 | 0 | [6 empty] | 2019-02-01 | 9 | 1.7177 | 731373.2323 | kWh | RES
8784 | 0 | 0 | [6 empty] | 2019-02-01 | 10 | 1.4744 | 627780.2791 | kWh | RES
8784 | 0 | 0 | [6 empty] | 2019-02-01 | 11 | 1.3236 | 563578.9722 | kWh | RES
8784 | 0 | 0 | [6 empty] | 2019-02-01 | 12 | 1.2176 | 518448.8718 | kWh | RES
8784 | 0 | 0 | [6 empty] | 2019-02-01 | 13 | 1.1532 | 491010.3369 | kWh | RES
8784 | 0 | 0 | [6 empty] | 2019-02-01 | 14 | 1.1453 | 487678.1605 | kWh | RES
8784 | 0 | 0 | [6 empty] | 2019-02-01 | 15 | 1.184 | 504123.0056 | kWh | RES
8784 | 0 | 0 | [6 empty] | 2019-02-01 | 16 | 1.2199 | 519442.3698 | kWh | RES
8784 | 0 | 0 | [6 empty] | 2019-02-01 | 17 | 1.3386 | 569965.8591 | kWh | RES
8784 | 0 | 0 | [6 empty] | 2019-02-01 | 18 | 1.4416 | 613811.1976 | kWh | RES
8784 | 0 | 0 | [6 empty] | 2019-02-01 | 19 | 1.5965 | 679787.6101 | kWh | RES
8784 | 0 | 0 | [6 empty] | 2019-02-01 | 20 | 1.5777 | 671766.2556 | kWh | RES
8784 | 0 | 0 | [6 empty] | 2019-02-01 | 21 | 1.4696 | 625763.6204 | kWh | RES
8784 | 0 | 0 | [6 empty] | 2019-02-01 | 22 | 1.4665 | 624451.1196 | kWh | RES
8784 | 0 | 0 | [6 empty] | 2019-02-01 | 23 | 1.3828 | 588778.4205 | kWh | RES
8784 | 0 | 0 | [6 empty] | 2019-02-01 | 24 | 1.2401 | 528039.0295 | kWh | RES
8784 | 0 | 0 | [6 empty] | 2019-02-02 | 1 | 1.1115 | 473272.692 | kWh | RES
8784 | 0 | 0 | [6 empty] | 2019-02-02 | 2 | 1.0317 | 439272.569 | kWh | RES
8784 | 0 | 0 | [6 empty] | 2019-02-02 | 3 | 0.98332 | 418693.6527 | kWh | RES
8784 | 0 | 0 | [6 empty] | 2019-02-02 | 4 | 0.9758 | 415493.5663 | kWh | RES
8784 | 0 | 0 | [6 empty] | 2019-02-02 | 5 | 0.97104 | 413466.8413 | kWh | RES
8784 | 0 | 0 | [6 empty] | 2019-02-02 | 6 | 1.021 | 434740.2712 | kWh | RES
8784 | 0 | 0 | [6 empty] | 2019-02-02 | 7 | 1.0795 | 459641.9572 | kWh | RES
8784 | 0 | 0 | [6 empty] | 2019-02-02 | 8 | 1.2176 | 518447.6798 | kWh | RES
8784 | 0 | 0 | [6 empty] | 2019-02-02 | 9 | 1.4022 | 597063.5846 | kWh | RES
8784 | 0 | 0 | [6 empty] | 2019-02-02 | 10 | 1.4293 | 608602.0526 | kWh | RES
8784 | 0 | 0 | [6 empty] | 2019-02-02 | 11 | 1.3667 | 581941.1958 | kWh | RES
8784 | 0 | 0 | [6 empty] | 2019-02-02 | 12 | 1.302 | 554378.0641 | kWh | RES
8784 | 0 | 0 | [6 empty] | 2019-02-02 | 13 | 1.2408 | 528347.7335 | kWh | RES
8784 | 0 | 0 | [6 empty] | 2019-02-02 | 14 | 1.2401 | 528040.5187 | kWh | RES
8784 | 0 | 0 | [6 empty] | 2019-02-02 | 15 | 1.1655 | 496280.5821 | kWh | RES
8784 | 0 | 0 | [6 empty] | 2019-02-02 | 16 | 1.1368 | 484056.1167 | kWh | RES
8784 | 0 | 0 | [6 empty] | 2019-02-02 | 17 | 1.1657 | 496340.0558 | kWh | RES
8784 | 0 | 0 | [6 empty] | 2019-02-02 | 18 | 1.2326 | 524818.7884 | kWh | RES
8784 | 0 | 0 | [6 empty] | 2019-02-02 | 19 | 1.3354 | 568609.4106 | kWh | RES
8784 | 0 | 0 | [6 empty] | 2019-02-02 | 20 | 1.3942 | 593648.8514 | kWh | RES
8784 | 0 | 0 | [6 empty] | 2019-02-02 | 21 | 1.3126 | 558888.5584 | kWh | RES
8784 | 0 | 0 | [6 empty] | 2019-02-02 | 22 | 1.2805 | 545214.0401 | kWh | RES
8784 | 0 | 0 | [6 empty] | 2019-02-02 | 23 | 1.1938 | 508299.4656 | kWh | RES
8784 | 0 | 0 | [6 empty] | 2019-02-02 | 24 | 1.074 | 457287.8391 | kWh | RES
8784 | 0 | 0 | [6 empty] | 2019-02-03 | 1 | 0.94345 | 401715.2865 | kWh | RES
8784 | 0 | 0 | [6 empty] | 2019-02-03 | 2 | 0.85343 | 363388.3729 | kWh | RES
8784 | 0 | 0 | [6 empty] | 2019-02-03 | 3 | 0.83967 | 357529.1512 | kWh | RES
8784 | 0 | 0 | [6 empty] | 2019-02-03 | 4 | 0.80028 | 340758.0974 | kWh | RES
8784 | 0 | 0 | [6 empty] | 2019-02-03 | 5 | 0.80049 | 340843.4789 | kWh | RES
8784 | 0 | 0 | [6 empty] | 2019-02-03 | 6 | 0.84524 | 359899.0882 | kWh | RES
8784 | 0 | 0 | [6 empty] | 2019-02-03 | 7 | 0.93596 | 398530.012 | kWh | RES
8784 | 0 | 0 | [6 empty] | 2019-02-03 | 8 | 1.1265 | 479664.8217 | kWh | RES
8784 | 0 | 0 | [6 empty] | 2019-02-03 | 9 | 1.3174 | 560943.1064 | kWh | RES
8784 | 0 | 0 | [6 empty] | 2019-02-03 | 10 | 1.3864 | 590323.4213 | kWh | RES
8784 | 0 | 0 | [6 empty] | 2019-02-03 | 11 | 1.441 | 613590.4251 | kWh | RES
8784 | 0 | 0 | [6 empty] | 2019-02-03 | 12 | 1.4535 | 618875.3774 | kWh | RES
8784 | 0 | 0 | [6 empty] | 2019-02-03 | 13 | 1.4652 | 623889.5257 | kWh | RES
8784 | 0 | 0 | [6 empty] | 2019-02-03 | 14 | 1.3994 | 595840.0321 | kWh | RES
8784 | 0 | 0 | [6 empty] | 2019-02-03 | 15 | 1.4187 | 604062.6332 | kWh | RES
8784 | 0 | 0 | [6 empty] | 2019-02-03 | 16 | 1.3857 | 590013.1779 | kWh | RES
8784 | 0 | 0 | [6 empty] | 2019-02-03 | 17 | 1.4384 | 612478.2724 | kWh | RES
8784 | 0 | 0 | [6 empty] | 2019-02-03 | 18 | 1.5185 | 646567.7282 | kWh | RES
8784 | 0 | 0 | [6 empty] | 2019-02-03 | 19 | 1.5843 | 674577.9626 | kWh | RES
8784 | 0 | 0 | [6 empty] | 2019-02-03 | 20 | 1.5087 | 642386.546 | kWh | RES
8784 | 0 | 0 | [6 empty] | 2019-02-03 | 21 | 1.4351 | 611055.7106 | kWh | RES
8784 | 0 | 0 | [6 empty] | 2019-02-03 | 22 | 1.2872 | 548065.9033 | kWh | RES
8784 | 0 | 0 | [6 empty] | 2019-02-03 | 23 | 1.2859 | 547530.8477 | kWh | RES
8784 | 0 | 0 | [6 empty] | 2019-02-03 | 24 | 1.1197 | 476742.7243 | kWh | RES
8784 | 0 | 0 | [6 empty] | 2019-02-04 | 1 | 0.9143 | 389305.0993 | kWh | RES
8784 | 0 | 0 | [6 empty] | 2019-02-04 | 2 | 0.82405 | 350875.4144 | kWh | RES
8784 | 0 | 0 | [6 empty] | 2019-02-04 | 3 | 0.80845 | 344236.2237 | kWh | RES
8784 | 0 | 0 | [6 empty] | 2019-02-04 | 4 | 0.81739 | 348042.924 | kWh | RES
8784 | 0 | 0 | [6 empty] | 2019-02-04 | 5 | 0.83087 | 353779.024 | kWh | RES
8784 | 0 | 0 | [6 empty] | 2019-02-04 | 6 | 0.98175 | 418026.8113 | kWh | RES
8784 | 0 | 0 | [6 empty] | 2019-02-04 | 7 | 1.239 | 527565.013 | kWh | RES
8784 | 0 | 0 | [6 empty] | 2019-02-04 | 8 | 1.3069 | 556463.0626 | kWh | RES
8784 | 0 | 0 | [6 empty] | 2019-02-04 | 9 | 1.1748 | 500206.5899 | kWh | RES
8784 | 0 | 0 | [6 empty] | 2019-02-04 | 10 | 1.1405 | 485606.5101 | kWh | RES
8784 | 0 | 0 | [6 empty] | 2019-02-04 | 11 | 1.0748 | 457631.6961 | kWh | RES
8784 | 0 | 0 | [6 empty] | 2019-02-04 | 12 | 1.0391 | 442459.6355 | kWh | RES
8784 | 0 | 0 | [6 empty] | 2019-02-04 | 13 | 1.0404 | 442982.1145 | kWh | RES
8784 | 0 | 0 | [6 empty] | 2019-02-04 | 14 | 0.97815 | 416492.0144 | kWh | RES
8784 | 0 | 0 | [6 empty] | 2019-02-04 | 15 | 0.91509 | 389640.4907 | kWh | RES
8784 | 0 | 0 | [6 empty] | 2019-02-04 | 16 | 0.91365 | 389027.1073 | kWh | RES
8784 | 0 | 0 | [6 empty] | 2019-02-04 | 17 | 0.99403 | 423255.5985 | kWh | RES
8784 | 0 | 0 | [6 empty] | 2019-02-04 | 18 | 1.1714 | 498784.5647 | kWh | RES
8784 | 0 | 0 | [6 empty] | 2019-02-04 | 19 | 1.3647 | 581093.771 | kWh | RES
8784 | 0 | 0 | [6 empty] | 2019-02-04 | 20 | 1.5458 | 658180.9196 | kWh | RES
8784 | 0 | 0 | [6 empty] | 2019-02-04 | 21 | 1.5221 | 648084.4947 | kWh | RES
8784 | 0 | 0 | [6 empty] | 2019-02-04 | 22 | 1.4267 | 607464.2166 | kWh | RES
8784 | 0 | 0 | [6 empty] | 2019-02-04 | 23 | 1.3438 | 572171.3759 | kWh | RES
8784 | 0 | 0 | [6 empty] | 2019-02-04 | 24 | 1.182 | 503271.2534 | kWh | RES
8784 | 0 | 0 | [6 empty] | 2019-02-05 | 1 | 1.1024 | 469393.9496 | kWh | RES
8784 | 0 | 0 | [6 empty] | 2019-02-05 | 2 | 1.0631 | 452670.5282 | kWh | RES
8784 | 0 | 0 | [6 empty] | 2019-02-05 | 3 | 1.0662 | 453986.5444 | kWh | RES
8784 | 0 | 0 | [6 empty] | 2019-02-05 | 4 | 1.116 | 475172.4743 | kWh | RES
8784 | 0 | 0 | [6 empty] | 2019-02-05 | 5 | 1.2287 | 523158.7526 | kWh | RES
8784 | 0 | 0 | [6 empty] | 2019-02-05 | 6 | 1.437 | 611871.9669 | kWh | RES
8784 | 0 | 0 | [6 empty] | 2019-02-05 | 7 | 1.6793 | 715031.0312 | kWh | RES
8784 | 0 | 0 | [6 empty] | 2019-02-05 | 8 | 1.7712 | 754189.3109 | kWh | RES
8784 | 0 | 0 | [6 empty] | 2019-02-05 | 9 | 1.5502 | 660065.6483 | kWh | RES
8784 | 0 | 0 | [6 empty] | 2019-02-05 | 10 | 1.2707 | 541057.6165 | kWh | RES
8784 | 0 | 0 | [6 empty] | 2019-02-05 | 11 | 1.0561 | 449698.4915 | kWh | RES
8784 | 0 | 0 | [6 empty] | 2019-02-05 | 12 | 0.9535 | 405995.6974 | kWh | RES
8784 | 0 | 0 | [6 empty] | 2019-02-05 | 13 | 0.88747 | 377882.4669 | kWh | RES
8784 | 0 | 0 | [6 empty] | 2019-02-05 | 14 | 0.86327 | 367575.1631 | kWh | RES
8784 | 0 | 0 | [6 empty] | 2019-02-05 | 15 | 0.88493 | 376799.7707 | kWh | RES
8784 | 0 | 0 | [6 empty] | 2019-02-05 | 16 | 0.90885 | 386985.5532 | kWh | RES
8784 | 0 | 0 | [6 empty] | 2019-02-05 | 17 | 1.0269 | 437255.0076 | kWh | RES
8784 | 0 | 0 | [6 empty] | 2019-02-05 | 18 | 1.1226 | 477978.9982 | kWh | RES
8784 | 0 | 0 | [6 empty] | 2019-02-05 | 19 | 1.3099 | 557742.238 | kWh | RES
8784 | 0 | 0 | [6 empty] | 2019-02-05 | 20 | 1.4424 | 614170.4099 | kWh | RES
8784 | 0 | 0 | [6 empty] | 2019-02-05 | 21 | 1.3681 | 582542.7167 | kWh | RES
8784 | 0 | 0 | [6 empty] | 2019-02-05 | 22 | 1.2028 | 512148.3662 | kWh | RES
8784 | 0 | 0 | [6 empty] | 2019-02-05 | 23 | 1.0974 | 467251.2738 | kWh | RES
8784 | 0 | 0 | [6 empty] | 2019-02-05 | 24 | 0.91704 | 390469.9556 | kWh | RES
8784 | 0 | 0 | [6 empty] | 2019-02-06 | 1 | 0.76661 | 326420.0337 | kWh | RES
8784 | 0 | 0 | [6 empty] | 2019-02-06 | 2 | 0.68264 | 290664.634 | kWh | RES
8784 | 0 | 0 | [6 empty] | 2019-02-06 | 3 | 0.69249 | 294858.4556 | kWh | RES
8784 | 0 | 0 | [6 empty] | 2019-02-06 | 4 | 0.70134 | 298629.5908 | kWh | RES
8784 | 0 | 0 | [6 empty] | 2019-02-06 | 5 | 0.77572 | 330297.3402 | kWh | RES
8784 | 0 | 0 | [6 empty] | 2019-02-06 | 6 | 0.93205 | 396862.1328 | kWh | RES
8784 | 0 | 0 | [6 empty] | 2019-02-06 | 7 | 1.215 | 517323.5226 | kWh | RES
8784 | 0 | 0 | [6 empty] | 2019-02-06 | 8 | 1.3083 | 557064.4836 | kWh | RES
8784 | 0 | 0 | [6 empty] | 2019-02-06 | 9 | 1.2096 | 515049.9808 | kWh | RES
8784 | 0 | 0 | [6 empty] | 2019-02-06 | 10 | 1.0299 | 438537.3612 | kWh | RES
8784 | 0 | 0 | [6 empty] | 2019-02-06 | 11 | 0.88906 | 378556.4362 | kWh | RES
8784 | 0 | 0 | [6 empty] | 2019-02-06 | 12 | 0.82113 | 349635.6594 | kWh | RES
8784 | 0 | 0 | [6 empty] | 2019-02-06 | 13 | 0.86495 | 368290.8378 | kWh | RES
8784 | 0 | 0 | [6 empty] | 2019-02-06 | 14 | 0.87006 | 370468.2703 | kWh | RES
8784 | 0 | 0 | [6 empty] | 2019-02-06 | 15 | 0.94208 | 401132.065 | kWh | RES
8784 | 0 | 0 | [6 empty] | 2019-02-06 | 16 | 0.99312 | 422867.7337 | kWh | RES
8784 | 0 | 0 | [6 empty] | 2019-02-06 | 17 | 1.1214 | 477477.0663 | kWh | RES
8784 | 0 | 0 | [6 empty] | 2019-02-06 | 18 | 1.1997 | 510827.0082 | kWh | RES
8784 | 0 | 0 | [6 empty] | 2019-02-06 | 19 | 1.3679 | 582464.3521 | kWh | RES
8784 | 0 | 0 | [6 empty] | 2019-02-06 | 20 | 1.4263 | 607330.2908 | kWh | RES
8784 | 0 | 0 | [6 empty] | 2019-02-06 | 21 | 1.3405 | 570762.3899 | kWh | RES
8784 | 0 | 0 | [6 empty] | 2019-02-06 | 22 | 1.218 | 518619.728 | kWh | RES
8784 | 0 | 0 | [6 empty] | 2019-02-06 | 23 | 1.0442 | 444632.4934 | kWh | RES
8784 | 0 | 0 | [6 empty] | 2019-02-06 | 24 | 0.83056 | 353649.9652 | kWh | RES
8784 | 0 | 0 | [6 empty] | 2019-02-07 | 1 | 0.71122 | 302832.5896 | kWh | RES
8784 | 0 | 0 | [6 empty] | 2019-02-07 | 2 | 0.63308 | 269564.4973 | kWh | RES
8784 | 0 | 0 | [6 empty] | 2019-02-07 | 3 | 0.6119 | 260545.174 | kWh | RES
8784 | 0 | 0 | [6 empty] | 2019-02-07 | 4 | 0.61046 | 259932.6336 | kWh | RES
8784 | 0 | 0 | [6 empty] | 2019-02-07 | 5 | 0.63216 | 269170.9394 | kWh | RES
8784 | 0 | 0 | [6 empty] | 2019-02-07 | 6 | 0.76738 | 326749.0638 | kWh | RES
8784 | 0 | 0 | [6 empty] | 2019-02-07 | 7 | 1.0777 | 458881.7797 | kWh | RES
8784 | 0 | 0 | [6 empty] | 2019-02-07 | 8 | 1.1622 | 494845.6147 | kWh | RES
8784 | 0 | 0 | [6 empty] | 2019-02-07 | 9 | 1.0364 | 441292.148 | kWh | RES
8784 | 0 | 0 | [6 empty] | 2019-02-07 | 10 | 0.95677 | 407387.6537 | kWh | RES
8784 | 0 | 0 | [6 empty] | 2019-02-07 | 11 | 0.85926 | 365868.8756 | kWh | RES
8784 | 0 | 0 | [6 empty] | 2019-02-07 | 12 | 0.85793 | 365303.7156 | kWh | RES
8784 | 0 | 0 | [6 empty] | 2019-02-07 | 13 | 0.89871 | 382666.7166 | kWh | RES
8784 | 0 | 0 | [6 empty] | 2019-02-07 | 14 | 0.97282 | 414220.9762 | kWh | RES
8784 | 0 | 0 | [6 empty] | 2019-02-07 | 15 | 1.0153 | 432330.2358 | kWh | RES
8784 | 0 | 0 | [6 empty] | 2019-02-07 | 16 | 1.0668 | 454219.505 | kWh | RES
8784 | 0 | 0 | [6 empty] | 2019-02-07 | 17 | 1.1952 | 508930.3138 | kWh | RES
8784 | 0 | 0 | [6 empty] | 2019-02-07 | 18 | 1.2448 | 530023.6523 | kWh | RES
8784 | 0 | 0 | [6 empty] | 2019-02-07 | 19 | 1.3822 | 588529.5349 | kWh | RES
8784 | 0 | 0 | [6 empty] | 2019-02-07 | 20 | 1.4271 | 607673.0359 | kWh | RES
8784 | 0 | 0 | [6 empty] | 2019-02-07 | 21 | 1.4206 | 604877.8007 | kWh | RES
8784 | 0 | 0 | [6 empty] | 2019-02-07 | 22 | 1.2564 | 534952.7078 | kWh | RES
8784 | 0 | 0 | [6 empty] | 2019-02-07 | 23 | 1.1016 | 469036.5631 | kWh | RES
8784 | 0 | 0 | [6 empty] | 2019-02-07 | 24 | 0.85816 | 365402.1426 | kWh | RES
8784 | 0 | 0 | [6 empty] | 2019-02-08 | 1 | 0.71174 | 303055.0565 | kWh | RES
8784 | 0 | 0 | [6 empty] | 2019-02-08 | 2 | 0.62553 | 266349.2898 | kWh | RES
8784 | 0 | 0 | [6 empty] | 2019-02-08 | 3 | 0.58711 | 249987.1317 | kWh | RES
8784 | 0 | 0 | [6 empty] | 2019-02-08 | 4 | 0.57366 | 244261.5081 | kWh | RES
8784 | 0 | 0 | [6 empty] | 2019-02-08 | 5 | 0.60997 | 259723.2271 | kWh | RES
8784 | 0 | 0 | [6 empty] | 2019-02-08 | 6 | 0.72734 | 309696.5029 | kWh | RES
8784 | 0 | 0 | [6 empty] | 2019-02-08 | 7 | 0.94397 | 401940.1952 | kWh | RES
8784 | 0 | 0 | [6 empty] | 2019-02-08 | 8 | 1.0434 | 444261.9746 | kWh | RES
8784 | 0 | 0 | [6 empty] | 2019-02-08 | 9 | 0.9448 | 402292.1881 | kWh | RES
8784 | 0 | 0 | [6 empty] | 2019-02-08 | 10 | 0.87198 | 371286.5094 | kWh | RES
8784 | 0 | 0 | [6 empty] | 2019-02-08 | 11 | 0.8683 | 369718.5833 | kWh | RES
8784 | 0 | 0 | [6 empty] | 2019-02-08 | 12 | 0.88222 | 375645.2667 | kWh | RES
8784 | 0 | 0 | [6 empty] | 2019-02-08 | 13 | 0.97868 | 416718.4367 | kWh | RES
8784 | 0 | 0 | [6 empty] | 2019-02-08 | 14 | 1.0115 | 430706.5014 | kWh | RES
8784 | 0 | 0 | [6 empty] | 2019-02-08 | 15 | 1.1149 | 474739.658 | kWh | RES
8784 | 0 | 0 | [6 empty] | 2019-02-08 | 16 | 1.206 | 513500.46 | kWh | RES
8784 | 0 | 0 | [6 empty] | 2019-02-08 | 17 | 1.262 | 537358.6421 | kWh | RES
8784 | 0 | 0 | [6 empty] | 2019-02-08 | 18 | 1.3062 | 556163.6699 | kWh | RES
8784 | 0 | 0 | [6 empty] | 2019-02-08 | 19 | 1.3636 | 580634.1597 | kWh | RES
8784 | 0 | 0 | [6 empty] | 2019-02-08 | 20 | 1.3655 | 581407.2637 | kWh | RES
8784 | 0 | 0 | [6 empty] | 2019-02-08 | 21 | 1.3051 | 555724.2207 | kWh | RES
8784 | 0 | 0 | [6 empty] | 2019-02-08 | 22 | 1.1808 | 502764.3926 | kWh | RES
8784 | 0 | 0 | [6 empty] | 2019-02-08 | 23 | 1.0813 | 460422.5668 | kWh | RES
8784 | 0 | 0 | [6 empty] | 2019-02-08 | 24 | 0.91029 | 387599.113 | kWh | RES
8784 | 0 | 0 | [6 empty] | 2019-02-09 | 1 | 0.80019 | 340716.7046 | kWh | RES
8784 | 0 | 0 | [6 empty] | 2019-02-09 | 2 | 0.67952 | 289335.3026 | kWh | RES
8784 | 0 | 0 | [6 empty] | 2019-02-09 | 3 | 0.60209 | 256366.6653 | kWh | RES
8784 | 0 | 0 | [6 empty] | 2019-02-09 | 4 | 0.56844 | 242038.8208 | kWh | RES
8784 | 0 | 0 | [6 empty] | 2019-02-09 | 5 | 0.58002 | 246968.3512 | kWh | RES
8784 | 0 | 0 | [6 empty] | 2019-02-09 | 6 | 0.62502 | 266132.1434 | kWh | RES
8784 | 0 | 0 | [6 empty] | 2019-02-09 | 7 | 0.72297 | 307837.5466 | kWh | RES
8784 | 0 | 0 | [6 empty] | 2019-02-09 | 8 | 0.89972 | 383095.1142 | kWh | RES
8784 | 0 | 0 | [6 empty] | 2019-02-09 | 9 | 1.1198 | 476790.5416 | kWh | RES
8784 | 0 | 0 | [6 empty] | 2019-02-09 | 10 | 1.2327 | 524872.0193 | kWh | RES
8784 | 0 | 0 | [6 empty] | 2019-02-09 | 11 | 1.2782 | 544239.0753 | kWh | RES
8784 | 0 | 0 | [6 empty] | 2019-02-09 | 12 | 1.2461 | 530563.9839 | kWh | RES
8784 | 0 | 0 | [6 empty] | 2019-02-09 | 13 | 1.2885 | 548651.2874 | kWh | RES
8784 | 0 | 0 | [6 empty] | 2019-02-09 | 14 | 1.2923 | 550237.1854 | kWh | RES
8784 | 0 | 0 | [6 empty] | 2019-02-09 | 15 | 1.2974 | 552412.1819 | kWh | RES
8784 | 0 | 0 | [6 empty] | 2019-02-09 | 16 | 1.316 | 560329.3695 | kWh | RES
8784 | 0 | 0 | [6 empty] | 2019-02-09 | 17 | 1.3497 | 574676.6903 | kWh | RES
8784 | 0 | 0 | [6 empty] | 2019-02-09 | 18 | 1.3122 | 558750.7268 | kWh | RES
8784 | 0 | 0 | [6 empty] | 2019-02-09 | 19 | 1.4475 | 616341.8874 | kWh | RES
8784 | 0 | 0 | [6 empty] | 2019-02-09 | 20 | 1.4713 | 626484.3837 | kWh | RES
8784 | 0 | 0 | [6 empty] | 2019-02-09 | 21 | 1.4326 | 609983.5126 | kWh | RES
8784 | 0 | 0 | [6 empty] | 2019-02-09 | 22 | 1.3718 | 584110.8154 | kWh | RES
8784 | 0 | 0 | [6 empty] | 2019-02-09 | 23 | 1.2885 | 548634.4704 | kWh | RES
8784 | 0 | 0 | [6 empty] | 2019-02-09 | 24 | 1.1711 | 498656.5259 | kWh | RES
8784 | 0 | 0 | [6 empty] | 2019-02-10 | 1 | 1.0174 | 433210.928 | kWh | RES
8784 | 0 | 0 | [6 empty] | 2019-02-10 | 2 | 0.96714 | 411805.075 | kWh | RES
8784 | 0 | 0 | [6 empty] | 2019-02-10 | 3 | 0.89608 | 381546.9091 | kWh | RES
8784 | 0 | 0 | [6 empty] | 2019-02-10 | 4 | 0.84181 | 358440.3098 | kWh | RES
8784 | 0 | 0 | [6 empty] | 2019-02-10 | 5 | 0.81958 | 348974.8264 | kWh | RES
8784 | 0 | 0 | [6 empty] | 2019-02-10 | 6 | 0.84989 | 361878.1318 | kWh | RES
8784 | 0 | 0 | [6 empty] | 2019-02-10 | 7 | 0.93912 | 399872.4388 | kWh | RES
8784 | 0 | 0 | [6 empty] | 2019-02-10 | 8 | 1.076 | 458177.1921 | kWh | RES
8784 | 0 | 0 | [6 empty] | 2019-02-10 | 9 | 1.2306 | 523975.3015 | kWh | RES
8784 | 0 | 0 | [6 empty] | 2019-02-10 | 10 | 1.3075 | 556729.5882 | kWh | RES
8784 | 0 | 0 | [6 empty] | 2019-02-10 | 11 | 1.2504 | 532401.0597 | kWh | RES
8784 | 0 | 0 | [6 empty] | 2019-02-10 | 12 | 1.2087 | 514646.5519 | kWh | RES
8784 | 0 | 0 | [6 empty] | 2019-02-10 | 13 | 1.2154 | 517525.9737 | kWh | RES
8784 | 0 | 0 | [6 empty] | 2019-02-10 | 14 | 1.1869 | 505379.1603 | kWh | RES
8784 | 0 | 0 | [6 empty] | 2019-02-10 | 15 | 1.1422 | 486335.3808 | kWh | RES
8784 | 0 | 0 | [6 empty] | 2019-02-10 | 16 | 1.1485 | 489044.5341 | kWh | RES
8784 | 0 | 0 | [6 empty] | 2019-02-10 | 17 | 1.2139 | 516859.4919 | kWh | RES
8784 | 0 | 0 | [6 empty] | 2019-02-10 | 18 | 1.2803 | 545159.8472 | kWh | RES
8784 | 0 | 0 | [6 empty] | 2019-02-10 | 19 | 1.401 | 596543.2348 | kWh | RES
8784 | 0 | 0 | [6 empty] | 2019-02-10 | 20 | 1.4868 | 633054.5659 | kWh | RES
8784 | 0 | 0 | [6 empty] | 2019-02-10 | 21 | 1.4483 | 616696.9552 | kWh | RES
8784 | 0 | 0 | [6 empty] | 2019-02-10 | 22 | 1.3044 | 555399.7196 | kWh | RES
8784 | 0 | 0 | [6 empty] | 2019-02-10 | 23 | 1.1431 | 486723.1933 | kWh | RES
8784 | 0 | 0 | [6 empty] | 2019-02-10 | 24 | 0.97222 | 413966.7698 | kWh | RES
8784 | 0 | 0 | [6 empty] | 2019-02-11 | 1 | 0.81533 | 347164.2129 | kWh | RES
8784 | 0 | 0 | [6 empty] | 2019-02-11 | 2 | 0.746 | 317641.7185 | kWh | RES
8784 | 0 | 0 | [6 empty] | 2019-02-11 | 3 | 0.7078 | 301379.595 | kWh | RES
8784 | 0 | 0 | [6 empty] | 2019-02-11 | 4 | 0.70837 | 301622.2497 | kWh | RES
8784 | 0 | 0 | [6 empty] | 2019-02-11 | 5 | 0.72829 | 310100.9793 | kWh | RES
8784 | 0 | 0 | [6 empty] | 2019-02-11 | 6 | 0.86906 | 370043.7486 | kWh | RES
8784 | 0 | 0 | [6 empty] | 2019-02-11 | 7 | 1.1183 | 476147.2842 | kWh | RES
8784 | 0 | 0 | [6 empty] | 2019-02-11 | 8 | 1.1322 | 482089.8614 | kWh | RES
8784 | 0 | 0 | [6 empty] | 2019-02-11 | 9 | 1.0441 | 444563.421 | kWh | RES
8784 | 0 | 0 | [6 empty] | 2019-02-11 | 10 | 0.96394 | 410442.5769 | kWh | RES
8784 | 0 | 0 | [6 empty] | 2019-02-11 | 11 | 0.93583 | 398473.9415 | kWh | RES
8784 | 0 | 0 | [6 empty] | 2019-02-11 | 12 | 0.91598 | 390021.074 | kWh | RES
8784 | 0 | 0 | [6 empty] | 2019-02-11 | 13 | 0.90662 | 386036.1362 | kWh | RES
8784 | 0 | 0 | [6 empty] | 2019-02-11 | 14 | 0.90749 | 386404.3005 | kWh | RES
8784 | 0 | 0 | [6 empty] | 2019-02-11 | 15 | 0.9565 | 407274.9706 | kWh | RES
8784 | 0 | 0 | [6 empty] | 2019-02-11 | 16 | 1.0412 | 443354.0955 | kWh | RES
8784 | 0 | 0 | [6 empty] | 2019-02-11 | 17 | 1.1114 | 473214.9794 | kWh | RES
8784 | 0 | 0 | [6 empty] | 2019-02-11 | 18 | 1.2138 | 516829.4358 | kWh | RES
8784 | 0 | 0 | [6 empty] | 2019-02-11 | 19 | 1.3691 | 582942.7042 | kWh | RES
8784 | 0 | 0 | [6 empty] | 2019-02-11 | 20 | 1.4813 | 630710.9564 | kWh | RES
8784 | 0 | 0 | [6 empty] | 2019-02-11 | 21 | 1.3675 | 582268.3246 | kWh | RES
8784 | 0 | 0 | [6 empty] | 2019-02-11 | 22 | 1.2744 | 542648.6658 | kWh | RES
8784 | 0 | 0 | [6 empty] | 2019-02-11 | 23 | 1.0894 | 463845.2293 | kWh | RES
8784 | 0 | 0 | [6 empty] | 2019-02-11 | 24 | 0.91869 | 391173.0395 | kWh | RES
8784 | 0 | 0 | [6 empty] | 2019-02-12 | 1 | 0.74599 | 317641.2154 | kWh | RES
8784 | 0 | 0 | [6 empty] | 2019-02-12 | 2 | 0.64479 | 274550.6636 | kWh | RES
8784 | 0 | 0 | [6 empty] | 2019-02-12 | 3 | 0.60836 | 259037.4873 | kWh | RES
8784 | 0 | 0 | [6 empty] | 2019-02-12 | 4 | 0.60008 | 255510.9429 | kWh | RES
8784 | 0 | 0 | [6 empty] | 2019-02-12 | 5 | 0.62106 | 264446.7308 | kWh | RES
8784 | 0 | 0 | [6 empty] | 2019-02-12 | 6 | 0.75271 | 320502.5238 | kWh | RES
8784 | 0 | 0 | [6 empty] | 2019-02-12 | 7 | 0.94539 | 402543.6357 | kWh | RES
8784 | 0 | 0 | [6 empty] | 2019-02-12 | 8 | 0.97743 | 416185.3125 | kWh | RES
8784 | 0 | 0 | [6 empty] | 2019-02-12 | 9 | 0.90568 | 385632.8689 | kWh | RES
8784 | 0 | 0 | [6 empty] | 2019-02-12 | 10 | 0.89008 | 378994.1404 | kWh | RES
8784 | 0 | 0 | [6 empty] | 2019-02-12 | 11 | 0.88477 | 376732.1922 | kWh | RES
8784 | 0 | 0 | [6 empty] | 2019-02-12 | 12 | 0.89262 | 380073.0458 | kWh | RES
8784 | 0 | 0 | [6 empty] | 2019-02-12 | 13 | 0.97854 | 416658.005 | kWh | RES
8784 | 0 | 0 | [6 empty] | 2019-02-12 | 14 | 1.0303 | 438686.1617 | kWh | RES
8784 | 0 | 0 | [6 empty] | 2019-02-12 | 15 | 1.0975 | 467301.0396 | kWh | RES
8784 | 0 | 0 | [6 empty] | 2019-02-12 | 16 | 1.142 | 486271.7288 | kWh | RES
8784 | 0 | 0 | [6 empty] | 2019-02-12 | 17 | 1.2503 | 532357.8073 | kWh | RES
8784 | 0 | 0 | [6 empty] | 2019-02-12 | 18 | 1.3387 | 570021.9093 | kWh | RES
8784 | 0 | 0 | [6 empty] | 2019-02-12 | 19 | 1.4593 | 621353.0913 | kWh | RES
8784 | 0 | 0 | [6 empty] | 2019-02-12 | 20 | 1.5168 | 645860.9409 | kWh | RES
8784 | 0 | 0 | [6 empty] | 2019-02-12 | 21 | 1.4766 | 628747.1004 | kWh | RES
8784 | 0 | 0 | [6 empty] | 2019-02-12 | 22 | 1.2994 | 553276.9617 | kWh | RES
8784 | 0 | 0 | [6 empty] | 2019-02-12 | 23 | 1.0971 | 467153.6827 | kWh | RES
8784 | 0 | 0 | [6 empty] | 2019-02-12 | 24 | 0.87601 | 373001.6799 | kWh | RES
8784 | 0 | 0 | [6 empty] | 2019-02-13 | 1 | 0.7335 | 312319.9537 | kWh | RES
8784 | 0 | 0 | [6 empty] | 2019-02-13 | 2 | 0.6556 | 279152.2923 | kWh | RES
8784 | 0 | 0 | [6 empty] | 2019-02-13 | 3 | 0.60406 | 257207.8312 | kWh | RES
8784 | 0 | 0 | [6 empty] | 2019-02-13 | 4 | 0.59314 | 252558.636 | kWh | RES
8784 | 0 | 0 | [6 empty] | 2019-02-13 | 5 | 0.63134 | 268821.7176 | kWh | RES
8784 | 0 | 0 | [6 empty] | 2019-02-13 | 6 | 0.78597 | 334663.564 | kWh | RES
8784 | 0 | 0 | [6 empty] | 2019-02-13 | 7 | 0.98934 | 421257.2386 | kWh | RES
8784 | 0 | 0 | [6 empty] | 2019-02-13 | 8 | 1.0572 | 450147.5609 | kWh | RES
8784 | 0 | 0 | [6 empty] | 2019-02-13 | 9 | 1.0036 | 427338.0423 | kWh | RES
8784 | 0 | 0 | [6 empty] | 2019-02-13 | 10 | 1.0457 | 445245.9258 | kWh | RES
8784 | 0 | 0 | [6 empty] | 2019-02-13 | 11 | 1.0532 | 448443.9124 | kWh | RES
8784 | 0 | 0 | [6 empty] | 2019-02-13 | 12 | 1.0765 | 458390.6119 | kWh | RES
8784 | 0 | 0 | [6 empty] | 2019-02-13 | 13 | 1.0625 | 452424.4808 | kWh | RES
8784 | 0 | 0 | [6 empty] | 2019-02-13 | 14 | 1.0516 | 447754.6226 | kWh | RES
8784 | 0 | 0 | [6 empty] | 2019-02-13 | 15 | 1.0139 | 431733.0023 | kWh | RES
8784 | 0 | 0 | [6 empty] | 2019-02-13 | 16 | 1.0543 | 448899.374 | kWh | RES
8784 | 0 | 0 | [6 empty] | 2019-02-13 | 17 | 1.1591 | 493534.5922 | kWh | RES
8784 | 0 | 0 | [6 empty] | 2019-02-13 | 18 | 1.3423 | 571529.2511 | kWh | RES
8784 | 0 | 0 | [6 empty] | 2019-02-13 | 19 | 1.5885 | 676382.3523 | kWh | RES
8784 | 0 | 0 | [6 empty] | 2019-02-13 | 20 | 1.7111 | 728592.4608 | kWh | RES
8784 | 0 | 0 | [6 empty] | 2019-02-13 | 21 | 1.7493 | 744851.7676 | kWh | RES
8784 | 0 | 0 | [6 empty] | 2019-02-13 | 22 | 1.6915 | 720223.2934 | kWh | RES
8784 | 0 | 0 | [6 empty] | 2019-02-13 | 23 | 1.6348 | 696088.3606 | kWh | RES
8784 | 0 | 0 | [6 empty] | 2019-02-13 | 24 | 1.4423 | 614120.4028 | kWh | RES
8784 | 0 | 0 | [6 empty] | 2019-02-14 | 1 | 1.3446 | 572541.1824 | kWh | RES
8784 | 0 | 0 | [6 empty] | 2019-02-14 | 2 | 1.345 | 572687.3772 | kWh | RES
8784 | 0 | 0 | [6 empty] | 2019-02-14 | 3 | 1.3822 | 588534.4283 | kWh | RES
8784 | 0 | 0 | [6 empty] | 2019-02-14 | 4 | 1.4886 | 633846.6603 | kWh | RES
8784 | 0 | 0 | [6 empty] | 2019-02-14 | 5 | 1.5886 | 676400.7983 | kWh | RES
8784 | 0 | 0 | [6 empty] | 2019-02-14 | 6 | 1.8808 | 800857.9737 | kWh | RES
8784 | 0 | 0 | [6 empty] | 2019-02-14 | 7 | 2.2243 | 947091.0709 | kWh | RES
8784 | 0 | 0 | [6 empty] | 2019-02-14 | 8 | 2.2863 | 973497.6296 | kWh | RES
8784 | 0 | 0 | [6 empty] | 2019-02-14 | 9 | 2.0824 | 886693.8621 | kWh | RES
8784 | 0 | 0 | [6 empty] | 2019-02-14 | 10 | 1.7145 | 730007.0839 | kWh | RES
8784 | 0 | 0 | [6 empty] | 2019-02-14 | 11 | 1.3618 | 579833.9601 | kWh | RES
8784 | 0 | 0 | [6 empty] | 2019-02-14 | 12 | 1.1447 | 487404.654 | kWh | RES
8784 | 0 | 0 | [6 empty] | 2019-02-14 | 13 | 1.0202 | 434412.7535 | kWh | RES
8784 | 0 | 0 | [6 empty] | 2019-02-14 | 14 | 0.9086 | 386880.2997 | kWh | RES
8784 | 0 | 0 | [6 empty] | 2019-02-14 | 15 | 0.90555 | 385578.2153 | kWh | RES
8784 | 0 | 0 | [6 empty] | 2019-02-14 | 16 | 0.91681 | 390374.9747 | kWh | RES
8784 | 0 | 0 | [6 empty] | 2019-02-14 | 17 | 0.96487 | 410838.5233 | kWh | RES
8784 | 0 | 0 | [6 empty] | 2019-02-14 | 18 | 1.096 | 466671.4594 | kWh | RES
8784 | 0 | 0 | [6 empty] | 2019-02-14 | 19 | 1.2863 | 547720.122 | kWh | RES
8784 | 0 | 0 | [6 empty] | 2019-02-14 | 20 | 1.367 | 582047.2558 | kWh | RES
8784 | 0 | 0 | [6 empty] | 2019-02-14 | 21 | 1.2771 | 543792.6919 | kWh | RES
8784 | 0 | 0 | [6 empty] | 2019-02-14 | 22 | 1.1963 | 509374.7123 | kWh | RES
8784 | 0 | 0 | [6 empty] | 2019-02-14 | 23 | 1.1114 | 473223.7988 | kWh | RES
8784 | 0 | 0 | [6 empty] | 2019-02-14 | 24 | 0.97232 | 414009.3485 | kWh | RES
8784 | 0 | 0 | [6 empty] | 2019-02-15 | 1 | 0.89604 | 381529.1316 | kWh | RES
8784 | 0 | 0 | [6 empty] | 2019-02-15 | 2 | 0.81753 | 348102.9992 | kWh | RES
8784 | 0 | 0 | [6 empty] | 2019-02-15 | 3 | 0.80268 | 341777.4279 | kWh | RES
8784 | 0 | 0 | [6 empty] | 2019-02-15 | 4 | 0.81335 | 346323.0819 | kWh | RES
8784 | 0 | 0 | [6 empty] | 2019-02-15 | 5 | 0.88079 | 375037.4607 | kWh | RES
8784 | 0 | 0 | [6 empty] | 2019-02-15 | 6 | 1.0746 | 457569.3825 | kWh | RES
8784 | 0 | 0 | [6 empty] | 2019-02-15 | 7 | 1.3045 | 555438.9899 | kWh | RES
8784 | 0 | 0 | [6 empty] | 2019-02-15 | 8 | 1.4237 | 606211.7653 | kWh | RES
8784 | 0 | 0 | [6 empty] | 2019-02-15 | 9 | 1.3731 | 584673.8558 | kWh | RES
8784 | 0 | 0 | [6 empty] | 2019-02-15 | 10 | 1.3268 | 564942.1179 | kWh | RES
8784 | 0 | 0 | [6 empty] | 2019-02-15 | 11 | 1.251 | 532658.8739 | kWh | RES
8784 | 0 | 0 | [6 empty] | 2019-02-15 | 12 | 1.1142 | 474431.8409 | kWh | RES
8784 | 0 | 0 | [6 empty] | 2019-02-15 | 13 | 1.058 | 450502.5269 | kWh | RES
8784 | 0 | 0 | [6 empty] | 2019-02-15 | 14 | 0.98716 | 420326.6862 | kWh | RES
8784 | 0 | 0 | [6 empty] | 2019-02-15 | 15 | 0.90046 | 383412.3992 | kWh | RES
8784 | 0 | 0 | [6 empty] | 2019-02-15 | 16 | 0.93009 | 396030.3671 | kWh | RES
8784 | 0 | 0 | [6 empty] | 2019-02-15 | 17 | 0.94257 | 401343.2232 | kWh | RES
8784 | 0 | 0 | [6 empty] | 2019-02-15 | 18 | 1.0389 | 442359.8979 | kWh | RES
8784 | 0 | 0 | [6 empty] | 2019-02-15 | 19 | 1.1752 | 500386.2135 | kWh | RES
8784 | 0 | 0 | [6 empty] | 2019-02-15 | 20 | 1.2023 | 511939.2477 | kWh | RES
8784 | 0 | 0 | [6 empty] | 2019-02-15 | 21 | 1.1732 | 499564.7011 | kWh | RES
8784 | 0 | 0 | [6 empty] | 2019-02-15 | 22 | 1.1373 | 484271.5294 | kWh | RES
8784 | 0 | 0 | [6 empty] | 2019-02-15 | 23 | 1.0682 | 454845.9301 | kWh | RES
8784 | 0 | 0 | [6 empty] | 2019-02-15 | 24 | 0.98277 | 418460.8376 | kWh | RES
8784 | 0 | 0 | [6 empty] | 2019-02-16 | 1 | 0.84335 | 359092.9415 | kWh | RES
8784 | 0 | 0 | [6 empty] | 2019-02-16 | 2 | 0.79256 | 337470.0081 | kWh | RES
8784 | 0 | 0 | [6 empty] | 2019-02-16 | 3 | 0.75511 | 321523.113 | kWh | RES
8784 | 0 | 0 | [6 empty] | 2019-02-16 | 4 | 0.72549 | 308912.2358 | kWh | RES
8784 | 0 | 0 | [6 empty] | 2019-02-16 | 5 | 0.76475 | 325625.5283 | kWh | RES
8784 | 0 | 0 | [6 empty] | 2019-02-16 | 6 | 0.83999 | 357662.5627 | kWh | RES
8784 | 0 | 0 | [6 empty] | 2019-02-16 | 7 | 0.91844 | 391069.0077 | kWh | RES
8784 | 0 | 0 | [6 empty] | 2019-02-16 | 8 | 1.0523 | 448054.9765 | kWh | RES
8784 | 0 | 0 | [6 empty] | 2019-02-16 | 9 | 1.1933 | 508107.784 | kWh | RES
8784 | 0 | 0 | [6 empty] | 2019-02-16 | 10 | 1.2154 | 517507.7484 | kWh | RES
8784 | 0 | 0 | [6 empty] | 2019-02-16 | 11 | 1.1511 | 490119.0036 | kWh | RES
8784 | 0 | 0 | [6 empty] | 2019-02-16 | 12 | 1.0702 | 455677.0041 | kWh | RES
8784 | 0 | 0 | [6 empty] | 2019-02-16 | 13 | 1.0757 | 458034.144 | kWh | RES
8784 | 0 | 0 | [6 empty] | 2019-02-16 | 14 | 1.0703 | 455748.1789 | kWh | RES
8784 | 0 | 0 | [6 empty] | 2019-02-16 | 15 | 1.0953 | 466391.7949 | kWh | RES
8784 | 0 | 0 | [6 empty] | 2019-02-16 | 16 | 1.135 | 483261.7193 | kWh | RES
8784 | 0 | 0 | [6 empty] | 2019-02-16 | 17 | 1.1513 | 490229.6506 | kWh | RES
8784 | 0 | 0 | [6 empty] | 2019-02-16 | 18 | 1.1564 | 492402.124 | kWh | RES
8784 | 0 | 0 | [6 empty] | 2019-02-16 | 19 | 1.2094 | 514944.47 | kWh | RES
8784 | 0 | 0 | [6 empty] | 2019-02-16 | 20 | 1.2445 | 529915.6378 | kWh | RES
8784 | 0 | 0 | [6 empty] | 2019-02-16 | 21 | 1.1582 | 493142.4713 | kWh | RES
8784 | 0 | 0 | [6 empty] | 2019-02-16 | 22 | 1.1034 | 469820.6403 | kWh | RES
8784 | 0 | 0 | [6 empty] | 2019-02-16 | 23 | 1.0209 | 434697.9445 | kWh | RES
8784 | 0 | 0 | [6 empty] | 2019-02-16 | 24 | 0.88892 | 378499.9436 | kWh | RES
8784 | 0 | 0 | [6 empty] | 2019-02-17 | 1 | 0.78518 | 334325.089 | kWh | RES
8784 | 0 | 0 | [6 empty] | 2019-02-17 | 2 | 0.66973 | 285169.2345 | kWh | RES
8784 | 0 | 0 | [6 empty] | 2019-02-17 | 3 | 0.59985 | 255414.2431 | kWh | RES
8784 | 0 | 0 | [6 empty] | 2019-02-17 | 4 | 0.58214 | 247872.7639 | kWh | RES
8784 | 0 | 0 | [6 empty] | 2019-02-17 | 5 | 0.57239 | 243720.6009 | kWh | RES
8784 | 0 | 0 | [6 empty] | 2019-02-17 | 6 | 0.58378 | 248571.3199 | kWh | RES
8784 | 0 | 0 | [6 empty] | 2019-02-17 | 7 | 0.655 | 278894.8627 | kWh | RES
8784 | 0 | 0 | [6 empty] | 2019-02-17 | 8 | 0.78467 | 334109.8233 | kWh | RES
8784 | 0 | 0 | [6 empty] | 2019-02-17 | 9 | 0.98267 | 418417.9937 | kWh | RES
8784 | 0 | 0 | [6 empty] | 2019-02-17 | 10 | 1.0863 | 462559.6298 | kWh | RES
8784 | 0 | 0 | [6 empty] | 2019-02-17 | 11 | 1.1204 | 477045.0473 | kWh | RES
8784 | 0 | 0 | [6 empty] | 2019-02-17 | 12 | 1.1472 | 488463.3951 | kWh | RES
8784 | 0 | 0 | [6 empty] | 2019-02-17 | 13 | 1.218 | 518607.7662 | kWh | RES
8784 | 0 | 0 | [6 empty] | 2019-02-17 | 14 | 1.2208 | 519812.8532 | kWh | RES
8784 | 0 | 0 | [6 empty] | 2019-02-17 | 15 | 1.256 | 534811.9589 | kWh | RES
8784 | 0 | 0 | [6 empty] | 2019-02-17 | 16 | 1.3014 | 554115.285 | kWh | RES
8784 | 0 | 0 | [6 empty] | 2019-02-17 | 17 | 1.3095 | 557561.9859 | kWh | RES
8784 | 0 | 0 | [6 empty] | 2019-02-17 | 18 | 1.348 | 573956.5114 | kWh | RES
8784 | 0 | 0 | [6 empty] | 2019-02-17 | 19 | 1.3771 | 586353.8855 | kWh | RES
8784 | 0 | 0 | [6 empty] | 2019-02-17 | 20 | 1.431 | 609334.606 | kWh | RES
8784 | 0 | 0 | [6 empty] | 2019-02-17 | 21 | 1.3746 | 585281.9116 | kWh | RES
8784 | 0 | 0 | [6 empty] | 2019-02-17 | 22 | 1.221 | 519881.091 | kWh | RES
8784 | 0 | 0 | [6 empty] | 2019-02-17 | 23 | 1.0638 | 452962.9128 | kWh | RES
8784 | 0 | 0 | [6 empty] | 2019-02-17 | 24 | 0.92669 | 394581.8674 | kWh | RES
8784 | 0 | 0 | [6 empty] | 2019-02-18 | 1 | 0.76168 | 324322.3242 | kWh | RES
8784 | 0 | 0 | [6 empty] | 2019-02-18 | 2 | 0.67041 | 285459.9584 | kWh | RES
8784 | 0 | 0 | [6 empty] | 2019-02-18 | 3 | 0.60357 | 256999.3456 | kWh | RES
8784 | 0 | 0 | [6 empty] | 2019-02-18 | 4 | 0.57148 | 243332.3787 | kWh | RES
8784 | 0 | 0 | [6 empty] | 2019-02-18 | 5 | 0.60822 | 258976.79 | kWh | RES
8784 | 0 | 0 | [6 empty] | 2019-02-18 | 6 | 0.65685 | 279684.7085 | kWh | RES
8784 | 0 | 0 | [6 empty] | 2019-02-18 | 7 | 0.78104 | 332564.0075 | kWh | RES
8784 | 0 | 0 | [6 empty] | 2019-02-18 | 8 | 0.84814 | 361132.6724 | kWh | RES
8784 | 0 | 0 | [6 empty] | 2019-02-18 | 9 | 0.93212 | 396895.0803 | kWh | RES
8784 | 0 | 0 | [6 empty] | 2019-02-18 | 10 | 1.0116 | 430747.2881 | kWh | RES
8784 | 0 | 0 | [6 empty] | 2019-02-18 | 11 | 1.1114 | 473232.1984 | kWh | RES
8784 | 0 | 0 | [6 empty] | 2019-02-18 | 12 | 1.2536 | 533794.6215 | kWh | RES
8784 | 0 | 0 | [6 empty] | 2019-02-18 | 13 | 1.392 | 592727.8679 | kWh | RES
8784 | 0 | 0 | [6 empty] | 2019-02-18 | 14 | 1.4774 | 629069.2826 | kWh | RES
8784 | 0 | 0 | [6 empty] | 2019-02-18 | 15 | 1.4736 | 627467.4861 | kWh | RES
8784 | 0 | 0 | [6 empty] | 2019-02-18 | 16 | 1.4098 | 600272.8428 | kWh | RES
8784 | 0 | 0 | [6 empty] | 2019-02-18 | 17 | 1.3792 | 587271.761 | kWh | RES
8784 | 0 | 0 | [6 empty] | 2019-02-18 | 18 | 1.4584 | 620979.6397 | kWh | RES
8784 | 0 | 0 | [6 empty] | 2019-02-18 | 19 | 1.5463 | 658428.0364 | kWh | RES
8784 | 0 | 0 | [6 empty] | 2019-02-18 | 20 | 1.542 | 656583.0857 | kWh | RES
8784 | 0 | 0 | [6 empty] | 2019-02-18 | 21 | 1.4131 | 601689.3792 | kWh | RES
8784 | 0 | 0 | [6 empty] | 2019-02-18 | 22 | 1.2387 | 527414.9468 | kWh | RES
8784 | 0 | 0 | [6 empty] | 2019-02-18 | 23 | 1.134 | 482863.3394 | kWh | RES
8784 | 0 | 0 | [6 empty] | 2019-02-18 | 24 | 0.91692 | 390420.8251 | kWh | RES
8784 | 0 | 0 | [6 empty] | 2019-02-19 | 1 | 0.75583 | 321827.406 | kWh | RES
8784 | 0 | 0 | [6 empty] | 2019-02-19 | 2 | 0.6523 | 277746.9106 | kWh | RES
8784 | 0 | 0 | [6 empty] | 2019-02-19 | 3 | 0.59417 | 252995.2078 | kWh | RES
8784 | 0 | 0 | [6 empty] | 2019-02-19 | 4 | 0.58172 | 247693.7455 | kWh | RES
8784 | 0 | 0 | [6 empty] | 2019-02-19 | 5 | 0.59361 | 252756.7831 | kWh | RES
8784 | 0 | 0 | [6 empty] | 2019-02-19 | 6 | 0.70837 | 301621.5015 | kWh | RES
8784 | 0 | 0 | [6 empty] | 2019-02-19 | 7 | 0.94639 | 402969.4395 | kWh | RES
8784 | 0 | 0 | [6 empty] | 2019-02-19 | 8 | 0.97901 | 416859.3857 | kWh | RES
8784 | 0 | 0 | [6 empty] | 2019-02-19 | 9 | 0.91508 | 389638.8604 | kWh | RES
8784 | 0 | 0 | [6 empty] | 2019-02-19 | 10 | 0.88173 | 375437.1913 | kWh | RES
8784 | 0 | 0 | [6 empty] | 2019-02-19 | 11 | 0.86409 | 367925.4241 | kWh | RES
8784 | 0 | 0 | [6 empty] | 2019-02-19 | 12 | 0.85557 | 364299.9137 | kWh | RES
8784 | 0 | 0 | [6 empty] | 2019-02-19 | 13 | 0.89474 | 380976.1681 | kWh | RES
8784 | 0 | 0 | [6 empty] | 2019-02-19 | 14 | 0.89305 | 380255.4624 | kWh | RES
8784 | 0 | 0 | [6 empty] | 2019-02-19 | 15 | 0.88794 | 378080.4415 | kWh | RES
8784 | 0 | 0 | [6 empty] | 2019-02-19 | 16 | 0.96593 | 411288.5997 | kWh | RES
8784 | 0 | 0 | [6 empty] | 2019-02-19 | 17 | 1.0825 | 460929.4156 | kWh | RES
8784 | 0 | 0 | [6 empty] | 2019-02-19 | 18 | 1.2244 | 521341.3563 | kWh | RES
8784 | 0 | 0 | [6 empty] | 2019-02-19 | 19 | 1.4048 | 598178.886 | kWh | RES
8784 | 0 | 0 | [6 empty] | 2019-02-19 | 20 | 1.4752 | 628139.3323 | kWh | RES
8784 | 0 | 0 | [6 empty] | 2019-02-19 | 21 | 1.3897 | 591740.2553 | kWh | RES
8784 | 0 | 0 | [6 empty] | 2019-02-19 | 22 | 1.2514 | 532835.2179 | kWh | RES
8784 | 0 | 0 | [6 empty] | 2019-02-19 | 23 | 1.1696 | 498015.2373 | kWh | RES
8784 | 0 | 0 | [6 empty] | 2019-02-19 | 24 | 0.97253 | 414100.843 | kWh | RES
8784 | 0 | 0 | [6 empty] | 2019-02-20 | 1 | 0.81356 | 346411.5341 | kWh | RES
8784 | 0 | 0 | [6 empty] | 2019-02-20 | 2 | 0.76844 | 327197.68 | kWh | RES
8784 | 0 | 0 | [6 empty] | 2019-02-20 | 3 | 0.71519 | 304525.0262 | kWh | RES
8784 | 0 | 0 | [6 empty] | 2019-02-20 | 4 | 0.69588 | 296301.9696 | kWh | RES
8784 | 0 | 0 | [6 empty] | 2019-02-20 | 5 | 0.70431 | 299894.2531 | kWh | RES
8784 | 0 | 0 | [6 empty] | 2019-02-20 | 6 | 0.83242 | 354440.2289 | kWh | RES
8784 | 0 | 0 | [6 empty] | 2019-02-20 | 7 | 1.0501 | 447132.6151 | kWh | RES
8784 | 0 | 0 | [6 empty] | 2019-02-20 | 8 | 1.094 | 465831.4013 | kWh | RES
8784 | 0 | 0 | [6 empty] | 2019-02-20 | 9 | 1.0278 | 437620.1796 | kWh | RES
8784 | 0 | 0 | [6 empty] | 2019-02-20 | 10 | 0.92458 | 393684.5208 | kWh | RES
8784 | 0 | 0 | [6 empty] | 2019-02-20 | 11 | 0.90135 | 383792.2912 | kWh | RES
8784 | 0 | 0 | [6 empty] | 2019-02-20 | 12 | 0.88161 | 375385.8975 | kWh | RES
8784 | 0 | 0 | [6 empty] | 2019-02-20 | 13 | 0.89382 | 380583.764 | kWh | RES
8784 | 0 | 0 | [6 empty] | 2019-02-20 | 14 | 0.91111 | 387948.3656 | kWh | RES
8784 | 0 | 0 | [6 empty] | 2019-02-20 | 15 | 1.0117 | 430766.6323 | kWh | RES
8784 | 0 | 0 | [6 empty] | 2019-02-20 | 16 | 1.0773 | 458707.9044 | kWh | RES
8784 | 0 | 0 | [6 empty] | 2019-02-20 | 17 | 1.2236 | 521016.6721 | kWh | RES
8784 | 0 | 0 | [6 empty] | 2019-02-20 | 18 | 1.296 | 551829.1875 | kWh | RES
8784 | 0 | 0 | [6 empty] | 2019-02-20 | 19 | 1.3663 | 581778.0487 | kWh | RES
8784 | 0 | 0 | [6 empty] | 2019-02-20 | 20 | 1.4519 | 618206.8862 | kWh | RES
8784 | 0 | 0 | [6 empty] | 2019-02-20 | 21 | 1.3975 | 595039.7367 | kWh | RES
8784 | 0 | 0 | [6 empty] | 2019-02-20 | 22 | 1.3032 | 554890.0146 | kWh | RES
8784 | 0 | 0 | [6 empty] | 2019-02-20 | 23 | 1.1348 | 483194.01 | kWh | RES
8784 | 0 | 0 | [6 empty] | 2019-02-20 | 24 | 0.97294 | 414272.1334 | kWh | RES
8784 | 0 | 0 | [6 empty] | 2019-02-21 | 1 | 0.80736 | 343770.397 | kWh | RES
8784 | 0 | 0 | [6 empty] | 2019-02-21 | 2 | 0.71622 | 304961.8465 | kWh | RES
8784 | 0 | 0 | [6 empty] | 2019-02-21 | 3 | 0.63988 | 272458.3211 | kWh | RES
8784 | 0 | 0 | [6 empty] | 2019-02-21 | 4 | 0.61547 | 262063.2028 | kWh | RES
8784 | 0 | 0 | [6 empty] | 2019-02-21 | 5 | 0.64092 | 272900.1385 | kWh | RES
8784 | 0 | 0 | [6 empty] | 2019-02-21 | 6 | 0.74915 | 318985.3204 | kWh | RES
8784 | 0 | 0 | [6 empty] | 2019-02-21 | 7 | 0.93681 | 398891.5772 | kWh | RES
8784 | 0 | 0 | [6 empty] | 2019-02-21 | 8 | 0.94286 | 401466.3726 | kWh | RES
8784 | 0 | 0 | [6 empty] | 2019-02-21 | 9 | 0.89013 | 379012.6596 | kWh | RES
8784 | 0 | 0 | [6 empty] | 2019-02-21 | 10 | 0.90784 | 386555.1716 | kWh | RES
8784 | 0 | 0 | [6 empty] | 2019-02-21 | 11 | 0.97058 | 413267.2403 | kWh | RES
8784 | 0 | 0 | [6 empty] | 2019-02-21 | 12 | 1.0489 | 446601.0226 | kWh | RES
8784 | 0 | 0 | [6 empty] | 2019-02-21 | 13 | 1.206 | 513499.9922 | kWh | RES
8784 | 0 | 0 | [6 empty] | 2019-02-21 | 14 | 1.3453 | 572836.9735 | kWh | RES
8784 | 0 | 0 | [6 empty] | 2019-02-21 | 15 | 1.4235 | 606119.2618 | kWh | RES
8784 | 0 | 0 | [6 empty] | 2019-02-21 | 16 | 1.5111 | 643416.6267 | kWh | RES
8784 | 0 | 0 | [6 empty] | 2019-02-21 | 17 | 1.576 | 671036.9056 | kWh | RES
8784 | 0 | 0 | [6 empty] | 2019-02-21 | 18 | 1.6269 | 692743.2299 | kWh | RES
8784 | 0 | 0 | [6 empty] | 2019-02-21 | 19 | 1.6897 | 719459.9288 | kWh | RES
8784 | 0 | 0 | [6 empty] | 2019-02-21 | 20 | 1.7118 | 728895.4825 | kWh | RES
8784 | 0 | 0 | [6 empty] | 2019-02-21 | 21 | 1.6342 | 695824.3675 | kWh | RES
8784 | 0 | 0 | [6 empty] | 2019-02-21 | 22 | 1.4942 | 636212.2011 | kWh | RES
8784 | 0 | 0 | [6 empty] | 2019-02-21 | 23 | 1.2887 | 548711.834 | kWh | RES
8784 | 0 | 0 | [6 empty] | 2019-02-21 | 24 | 1.0516 | 447772.8807 | kWh | RES
8784 | 0 | 0 | [6 empty] | 2019-02-22 | 1 | 0.87235 | 371442.7773 | kWh | RES
8784 | 0 | 0 | [6 empty] | 2019-02-22 | 2 | 0.74684 | 318000.4425 | kWh | RES
8784 | 0 | 0 | [6 empty] | 2019-02-22 | 3 | 0.67825 | 288797.98 | kWh | RES
8784 | 0 | 0 | [6 empty] | 2019-02-22 | 4 | 0.61288 | 260960.0637 | kWh | RES
8784 | 0 | 0 | [6 empty] | 2019-02-22 | 5 | 0.61316 | 261081.6019 | kWh | RES
8784 | 0 | 0 | [6 empty] | 2019-02-22 | 6 | 0.71253 | 303393.8169 | kWh | RES
8784 | 0 | 0 | [6 empty] | 2019-02-22 | 7 | 0.90907 | 387077.6628 | kWh | RES
8784 | 0 | 0 | [6 empty] | 2019-02-22 | 8 | 0.93464 | 397965.4535 | kWh | RES
8784 | 0 | 0 | [6 empty] | 2019-02-22 | 9 | 0.89378 | 380566.1179 | kWh | RES
8784 | 0 | 0 | [6 empty] | 2019-02-22 | 10 | 0.94204 | 401117.9642 | kWh | RES
8784 | 0 | 0 | [6 empty] | 2019-02-22 | 11 | 0.99443 | 423426.2791 | kWh | RES
8784 | 0 | 0 | [6 empty] | 2019-02-22 | 12 | 1.1503 | 489809.3556 | kWh | RES
8784 | 0 | 0 | [6 empty] | 2019-02-22 | 13 | 1.3021 | 554434.775 | kWh | RES
8784 | 0 | 0 | [6 empty] | 2019-02-22 | 14 | 1.4178 | 603705.8448 | kWh | RES
8784 | 0 | 0 | [6 empty] | 2019-02-22 | 15 | 1.5161 | 645534.3052 | kWh | RES
8784 | 0 | 0 | [6 empty] | 2019-02-22 | 16 | 1.5715 | 669136.4333 | kWh | RES
8784 | 0 | 0 | [6 empty] | 2019-02-22 | 17 | 1.5773 | 671606.7803 | kWh | RES
8784 | 0 | 0 | [6 empty] | 2019-02-22 | 18 | 1.5536 | 661519.2616 | kWh | RES
8784 | 0 | 0 | [6 empty] | 2019-02-22 | 19 | 1.5929 | 678259.7553 | kWh | RES
8784 | 0 | 0 | [6 empty] | 2019-02-22 | 20 | 1.5771 | 671507.295 | kWh | RES
8784 | 0 | 0 | [6 empty] | 2019-02-22 | 21 | 1.5023 | 639673.8318 | kWh | RES
8784 | 0 | 0 | [6 empty] | 2019-02-22 | 22 | 1.3669 | 582000.0516 | kWh | RES
8784 | 0 | 0 | [6 empty] | 2019-02-22 | 23 | 1.2267 | 522321.8529 | kWh | RES
8784 | 0 | 0 | [6 empty] | 2019-02-22 | 24 | 1.0497 | 446942.0533 | kWh | RES
8784 | 0 | 0 | [6 empty] | 2019-02-23 | 1 | 0.91246 | 388521.932 | kWh | RES
8784 | 0 | 0 | [6 empty] | 2019-02-23 | 2 | 0.74427 | 316909.2982 | kWh | RES
8784 | 0 | 0 | [6 empty] | 2019-02-23 | 3 | 0.67219 | 286217.8264 | kWh | RES
8784 | 0 | 0 | [6 empty] | 2019-02-23 | 4 | 0.63859 | 271909.633 | kWh | RES
8784 | 0 | 0 | [6 empty] | 2019-02-23 | 5 | 0.64074 | 272824.8986 | kWh | RES
8784 | 0 | 0 | [6 empty] | 2019-02-23 | 6 | 0.6402 | 272594.3629 | kWh | RES
8784 | 0 | 0 | [6 empty] | 2019-02-23 | 7 | 0.71535 | 304594.0666 | kWh | RES
8784 | 0 | 0 | [6 empty] | 2019-02-23 | 8 | 0.82397 | 350843.3025 | kWh | RES
8784 | 0 | 0 | [6 empty] | 2019-02-23 | 9 | 0.98337 | 418716.119 | kWh | RES
8784 | 0 | 0 | [6 empty] | 2019-02-23 | 10 | 1.08 | 459864.7838 | kWh | RES
8784 | 0 | 0 | [6 empty] | 2019-02-23 | 11 | 1.166 | 496493.1154 | kWh | RES
8784 | 0 | 0 | [6 empty] | 2019-02-23 | 12 | 1.2689 | 540287.0373 | kWh | RES
8784 | 0 | 0 | [6 empty] | 2019-02-23 | 13 | 1.3823 | 588567.4379 | kWh | RES
8784 | 0 | 0 | [6 empty] | 2019-02-23 | 14 | 1.5154 | 645244.986 | kWh | RES
8784 | 0 | 0 | [6 empty] | 2019-02-23 | 15 | 1.5818 | 673515.4307 | kWh | RES
8784 | 0 | 0 | [6 empty] | 2019-02-23 | 16 | 1.5358 | 653920.0951 | kWh | RES
8784 | 0 | 0 | [6 empty] | 2019-02-23 | 17 | 1.4666 | 624477.0351 | kWh | RES
8784 | 0 | 0 | [6 empty] | 2019-02-23 | 18 | 1.4334 | 610331.415 | kWh | RES
8784 | 0 | 0 | [6 empty] | 2019-02-23 | 19 | 1.4169 | 603296.7083 | kWh | RES
8784 | 0 | 0 | [6 empty] | 2019-02-23 | 20 | 1.4474 | 616282.1714 | kWh | RES
8784 | 0 | 0 | [6 empty] | 2019-02-23 | 21 | 1.3769 | 586257.4157 | kWh | RES
8784 | 0 | 0 | [6 empty] | 2019-02-23 | 22 | 1.2945 | 551196.2901 | kWh | RES
8784 | 0 | 0 | [6 empty] | 2019-02-23 | 23 | 1.144 | 487095.8246 | kWh | RES
8784 | 0 | 0 | [6 empty] | 2019-02-23 | 24 | 0.98755 | 420493.5461 | kWh | RES
8784 | 0 | 0 | [6 empty] | 2019-02-24 | 1 | 0.8714 | 371038.4043 | kWh | RES
8784 | 0 | 0 | [6 empty] | 2019-02-24 | 2 | 0.76769 | 326879.37 | kWh | RES
8784 | 0 | 0 | [6 empty] | 2019-02-24 | 3 | 0.66499 | 283151.1139 | kWh | RES
8784 | 0 | 0 | [6 empty] | 2019-02-24 | 4 | 0.62354 | 265500.9272 | kWh | RES
8784 | 0 | 0 | [6 empty] | 2019-02-24 | 5 | 0.62466 | 265976.8507 | kWh | RES
8784 | 0 | 0 | [6 empty] | 2019-02-24 | 6 | 0.64093 | 272906.969 | kWh | RES
8784 | 0 | 0 | [6 empty] | 2019-02-24 | 7 | 0.68581 | 292016.9109 | kWh | RES
8784 | 0 | 0 | [6 empty] | 2019-02-24 | 8 | 0.84004 | 357686.8768 | kWh | RES
8784 | 0 | 0 | [6 empty] | 2019-02-24 | 9 | 1.0618 | 452097.01 | kWh | RES
8784 | 0 | 0 | [6 empty] | 2019-02-24 | 10 | 1.2305 | 523944.7096 | kWh | RES
8784 | 0 | 0 | [6 empty] | 2019-02-24 | 11 | 1.3143 | 559607.7262 | kWh | RES
8784 | 0 | 0 | [6 empty] | 2019-02-24 | 12 | 1.4215 | 605280.3281 | kWh | RES
8784 | 0 | 0 | [6 empty] | 2019-02-24 | 13 | 1.5333 | 652859.061 | kWh | RES
8784 | 0 | 0 | [6 empty] | 2019-02-24 | 14 | 1.6083 | 684809.0885 | kWh | RES
8784 | 0 | 0 | [6 empty] | 2019-02-24 | 15 | 1.5461 | 658335.5888 | kWh | RES
8784 | 0 | 0 | [6 empty] | 2019-02-24 | 16 | 1.4346 | 610825.6884 | kWh | RES
8784 | 0 | 0 | [6 empty] | 2019-02-24 | 17 | 1.3992 | 595791.1771 | kWh | RES
8784 | 0 | 0 | [6 empty] | 2019-02-24 | 18 | 1.3576 | 578044.7665 | kWh | RES
8784 | 0 | 0 | [6 empty] | 2019-02-24 | 19 | 1.4167 | 603234.6074 | kWh | RES
8784 | 0 | 0 | [6 empty] | 2019-02-24 | 20 | 1.4649 | 623728.7935 | kWh | RES
8784 | 0 | 0 | [6 empty] | 2019-02-24 | 21 | 1.3763 | 586040.1025 | kWh | RES
8784 | 0 | 0 | [6 empty] | 2019-02-24 | 22 | 1.2038 | 512554.8094 | kWh | RES
8784 | 0 | 0 | [6 empty] | 2019-02-24 | 23 | 1.0481 | 446260.7108 | kWh | RES
8784 | 0 | 0 | [6 empty] | 2019-02-24 | 24 | 0.88055 | 374936.6024 | kWh | RES
8784 | 0 | 0 | [6 empty] | 2019-02-25 | 1 | 0.72933 | 310544.6761 | kWh | RES
8784 | 0 | 0 | [6 empty] | 2019-02-25 | 2 | 0.65073 | 277077.5478 | kWh | RES
8784 | 0 | 0 | [6 empty] | 2019-02-25 | 3 | 0.58542 | 249268.79 | kWh | RES
8784 | 0 | 0 | [6 empty] | 2019-02-25 | 4 | 0.58305 | 248261.6884 | kWh | RES
8784 | 0 | 0 | [6 empty] | 2019-02-25 | 5 | 0.63528 | 270501.0704 | kWh | RES
8784 | 0 | 0 | [6 empty] | 2019-02-25 | 6 | 0.83141 | 354009.4041 | kWh | RES
8784 | 0 | 0 | [6 empty] | 2019-02-25 | 7 | 1.1539 | 491322.4025 | kWh | RES
8784 | 0 | 0 | [6 empty] | 2019-02-25 | 8 | 1.2742 | 542531.3555 | kWh | RES
8784 | 0 | 0 | [6 empty] | 2019-02-25 | 9 | 1.2466 | 530813.6936 | kWh | RES
8784 | 0 | 0 | [6 empty] | 2019-02-25 | 10 | 1.149 | 489245.132 | kWh | RES
8784 | 0 | 0 | [6 empty] | 2019-02-25 | 11 | 1.0807 | 460157.3142 | kWh | RES
8784 | 0 | 0 | [6 empty] | 2019-02-25 | 12 | 0.98685 | 420198.4485 | kWh | RES
8784 | 0 | 0 | [6 empty] | 2019-02-25 | 13 | 0.93423 | 397789.7037 | kWh | RES
8784 | 0 | 0 | [6 empty] | 2019-02-25 | 14 | 0.88331 | 376109.7717 | kWh | RES
8784 | 0 | 0 | [6 empty] | 2019-02-25 | 15 | 0.87761 | 373682.5203 | kWh | RES
8784 | 0 | 0 | [6 empty] | 2019-02-25 | 16 | 0.91056 | 387712.2799 | kWh | RES
8784 | 0 | 0 | [6 empty] | 2019-02-25 | 17 | 0.97334 | 414442.1757 | kWh | RES
8784 | 0 | 0 | [6 empty] | 2019-02-25 | 18 | 1.1301 | 481174.744 | kWh | RES
8784 | 0 | 0 | [6 empty] | 2019-02-25 | 19 | 1.3237 | 563610.3873 | kWh | RES
8784 | 0 | 0 | [6 empty] | 2019-02-25 | 20 | 1.4167 | 603231.8632 | kWh | RES
8784 | 0 | 0 | [6 empty] | 2019-02-25 | 21 | 1.3994 | 595877.9018 | kWh | RES
8784 | 0 | 0 | [6 empty] | 2019-02-25 | 22 | 1.3298 | 566217.7559 | kWh | RES
8784 | 0 | 0 | [6 empty] | 2019-02-25 | 23 | 1.2185 | 518821.861 | kWh | RES
8784 | 0 | 0 | [6 empty] | 2019-02-25 | 24 | 1.0439 | 444473.9757 | kWh | RES
8784 | 0 | 0 | [6 empty] | 2019-02-26 | 1 | 0.90909 | 387086.964 | kWh | RES
8784 | 0 | 0 | [6 empty] | 2019-02-26 | 2 | 0.83144 | 354024.2834 | kWh | RES
8784 | 0 | 0 | [6 empty] | 2019-02-26 | 3 | 0.8085 | 344254.9837 | kWh | RES
8784 | 0 | 0 | [6 empty] | 2019-02-26 | 4 | 0.77603 | 330429.9279 | kWh | RES
8784 | 0 | 0 | [6 empty] | 2019-02-26 | 5 | 0.80598 | 343184.7494 | kWh | RES
8784 | 0 | 0 | [6 empty] | 2019-02-26 | 6 | 0.92207 | 392612.097 | kWh | RES
8784 | 0 | 0 | [6 empty] | 2019-02-26 | 7 | 1.1607 | 494229.6311 | kWh | RES
8784 | 0 | 0 | [6 empty] | 2019-02-26 | 8 | 1.1675 | 497130.1064 | kWh | RES
8784 | 0 | 0 | [6 empty] | 2019-02-26 | 9 | 1.0857 | 462297.7279 | kWh | RES
8784 | 0 | 0 | [6 empty] | 2019-02-26 | 10 | 0.98192 | 418098.2241 | kWh | RES
8784 | 0 | 0 | [6 empty] | 2019-02-26 | 11 | 0.92385 | 393370.1686 | kWh | RES
8784 | 0 | 0 | [6 empty] | 2019-02-26 | 12 | 0.85276 | 363100.932 | kWh | RES
8784 | 0 | 0 | [6 empty] | 2019-02-26 | 13 | 0.88367 | 376262.1592 | kWh | RES
8784 | 0 | 0 | [6 empty] | 2019-02-26 | 14 | 0.82983 | 353339.1894 | kWh | RES
8784 | 0 | 0 | [6 empty] | 2019-02-26 | 15 | 0.84567 | 360083.1007 | kWh | RES
8784 | 0 | 0 | [6 empty] | 2019-02-26 | 16 | 0.87381 | 372063.328 | kWh | RES
8784 | 0 | 0 | [6 empty] | 2019-02-26 | 17 | 0.97627 | 415692.3431 | kWh | RES
8784 | 0 | 0 | [6 empty] | 2019-02-26 | 18 | 1.0885 | 463497.2053 | kWh | RES
8784 | 0 | 0 | [6 empty] | 2019-02-26 | 19 | 1.2257 | 521896.4393 | kWh | RES
8784 | 0 | 0 | [6 empty] | 2019-02-26 | 20 | 1.3056 | 555910.3701 | kWh | RES
8784 | 0 | 0 | [6 empty] | 2019-02-26 | 21 | 1.2862 | 547656.4751 | kWh | RES
8784 | 0 | 0 | [6 empty] | 2019-02-26 | 22 | 1.1961 | 509308.2067 | kWh | RES
8784 | 0 | 0 | [6 empty] | 2019-02-26 | 23 | 1.0449 | 444924.1471 | kWh | RES
8784 | 0 | 0 | [6 empty] | 2019-02-26 | 24 | 0.85885 | 365696.9359 | kWh | RES
8784 | 0 | 0 | [6 empty] | 2019-02-27 | 1 | 0.73342 | 312287.7551 | kWh | RES
8784 | 0 | 0 | [6 empty] | 2019-02-27 | 2 | 0.65042 | 276946.4086 | kWh | RES
8784 | 0 | 0 | [6 empty] | 2019-02-27 | 3 | 0.62832 | 267537.5099 | kWh | RES
8784 | 0 | 0 | [6 empty] | 2019-02-27 | 4 | 0.60185 | 256267.4397 | kWh | RES
8784 | 0 | 0 | [6 empty] | 2019-02-27 | 5 | 0.61099 | 260157.562 | kWh | RES
8784 | 0 | 0 | [6 empty] | 2019-02-27 | 6 | 0.7572 | 322412.1248 | kWh | RES
8784 | 0 | 0 | [6 empty] | 2019-02-27 | 7 | 0.96153 | 409416.0828 | kWh | RES
8784 | 0 | 0 | [6 empty] | 2019-02-27 | 8 | 0.98975 | 421431.4224 | kWh | RES
8784 | 0 | 0 | [6 empty] | 2019-02-27 | 9 | 0.89193 | 379780.447 | kWh | RES
8784 | 0 | 0 | [6 empty] | 2019-02-27 | 10 | 0.85397 | 363616.7847 | kWh | RES
8784 | 0 | 0 | [6 empty] | 2019-02-27 | 11 | 0.85159 | 362603.1422 | kWh | RES
8784 | 0 | 0 | [6 empty] | 2019-02-27 | 12 | 0.86782 | 369513.596 | kWh | RES
8784 | 0 | 0 | [6 empty] | 2019-02-27 | 13 | 0.89551 | 381306.4119 | kWh | RES
8784 | 0 | 0 | [6 empty] | 2019-02-27 | 14 | 0.92926 | 395674.544 | kWh | RES
8784 | 0 | 0 | [6 empty] | 2019-02-27 | 15 | 0.90619 | 385852.4774 | kWh | RES
8784 | 0 | 0 | [6 empty] | 2019-02-27 | 16 | 0.94898 | 404072.8294 | kWh | RES
8784 | 0 | 0 | [6 empty] | 2019-02-27 | 17 | 1.0376 | 441803.007 | kWh | RES
8784 | 0 | 0 | [6 empty] | 2019-02-27 | 18 | 1.1281 | 480334.3819 | kWh | RES
8784 | 0 | 0 | [6 empty] | 2019-02-27 | 19 | 1.2608 | 536851.844 | kWh | RES
8784 | 0 | 0 | [6 empty] | 2019-02-27 | 20 | 1.3156 | 560188.3038 | kWh | RES
8784 | 0 | 0 | [6 empty] | 2019-02-27 | 21 | 1.2853 | 547283.731 | kWh | RES
8784 | 0 | 0 | [6 empty] | 2019-02-27 | 22 | 1.1914 | 507310.0241 | kWh | RES
8784 | 0 | 0 | [6 empty] | 2019-02-27 | 23 | 1.1019 | 469203.3263 | kWh | RES
8784 | 0 | 0 | [6 empty] | 2019-02-27 | 24 | 0.86256 | 367275.253 | kWh | RES
8784 | 0 | 0 | [6 empty] | 2019-02-28 | 1 | 0.72469 | 308569.3662 | kWh | RES
8784 | 0 | 0 | [6 empty] | 2019-02-28 | 2 | 0.62664 | 266822.2731 | kWh | RES
8784 | 0 | 0 | [6 empty] | 2019-02-28 | 3 | 0.59551 | 253567.4666 | kWh | RES
8784 | 0 | 0 | [6 empty] | 2019-02-28 | 4 | 0.57272 | 243860.0928 | kWh | RES
8784 | 0 | 0 | [6 empty] | 2019-02-28 | 5 | 0.59098 | 251635.2467 | kWh | RES
8784 | 0 | 0 | [6 empty] | 2019-02-28 | 6 | 0.73423 | 312632.4958 | kWh | RES
8784 | 0 | 0 | [6 empty] | 2019-02-28 | 7 | 0.99415 | 423305.5285 | kWh | RES
8784 | 0 | 0 | [6 empty] | 2019-02-28 | 8 | 0.9766 | 415833.8798 | kWh | RES
8784 | 0 | 0 | [6 empty] | 2019-02-28 | 9 | 0.91722 | 390547.5715 | kWh | RES
8784 | 0 | 0 | [6 empty] | 2019-02-28 | 10 | 0.84697 | 360634.3703 | kWh | RES
8784 | 0 | 0 | [6 empty] | 2019-02-28 | 11 | 0.87701 | 373428.8079 | kWh | RES
8784 | 0 | 0 | [6 empty] | 2019-02-28 | 12 | 0.85531 | 364188.5378 | kWh | RES
8784 | 0 | 0 | [6 empty] | 2019-02-28 | 13 | 0.89293 | 380206.2005 | kWh | RES
8784 | 0 | 0 | [6 empty] | 2019-02-28 | 14 | 0.92478 | 393768.5976 | kWh | RES
8784 | 0 | 0 | [6 empty] | 2019-02-28 | 15 | 0.94359 | 401777.1383 | kWh | RES
8784 | 0 | 0 | [6 empty] | 2019-02-28 | 16 | 1.0179 | 433431.8871 | kWh | RES
8784 | 0 | 0 | [6 empty] | 2019-02-28 | 17 | 1.0426 | 443943.2221 | kWh | RES
8784 | 0 | 0 | [6 empty] | 2019-02-28 | 18 | 1.136 | 483688.2031 | kWh | RES
8784 | 0 | 0 | [6 empty] | 2019-02-28 | 19 | 1.2096 | 515044.1553 | kWh | RES
8784 | 0 | 0 | [6 empty] | 2019-02-28 | 20 | 1.3398 | 570481.7682 | kWh | RES
8784 | 0 | 0 | [6 empty] | 2019-02-28 | 21 | 1.2689 | 540309.8498 | kWh | RES
8784 | 0 | 0 | [6 empty] | 2019-02-28 | 22 | 1.1746 | 500143.9478 | kWh | RES
8784 | 0 | 0 | [6 empty] | 2019-02-28 | 23 | 1.0498 | 447011.2651 | kWh | RES
8784 | 0 | 0 | [6 empty] | 2019-02-28 | 24 | 0.84604 | 360240.4637 | kWh | RES
8784 | 0 | 0 | [6 empty] | 2019-03-01 | 1 | 0.71199 | 303163.1682 | kWh | RES
8784 | 0 | 0 | [6 empty] | 2019-03-01 | 2 | 0.64905 | 276361.7399 | kWh | RES
8784 | 0 | 0 | [6 empty] | 2019-03-01 | 3 | 0.58363 | 248505.2531 | kWh | RES
8784 | 0 | 0 | [6 empty] | 2019-03-01 | 4 | 0.57112 | 243179.0451 | kWh | RES
8784 | 0 | 0 | [6 empty] | 2019-03-01 | 5 | 0.58204 | 247831.6797 | kWh | RES
8784 | 0 | 0 | [6 empty] | 2019-03-01 | 6 | 0.69115 | 294288.7476 | kWh | RES
8784 | 0 | 0 | [6 empty] | 2019-03-01 | 7 | 0.90631 | 385903.5518 | kWh | RES
8784 | 0 | 0 | [6 empty] | 2019-03-01 | 8 | 0.94446 | 402148.4606 | kWh | RES
8784 | 0 | 0 | [6 empty] | 2019-03-01 | 9 | 0.89882 | 382713.5059 | kWh | RES
8784 | 0 | 0 | [6 empty] | 2019-03-01 | 10 | 0.84407 | 359400.0102 | kWh | RES
8784 | 0 | 0 | [6 empty] | 2019-03-01 | 11 | 0.84353 | 359172.8582 | kWh | RES
8784 | 0 | 0 | [6 empty] | 2019-03-01 | 12 | 0.92815 | 395204.3709 | kWh | RES
8784 | 0 | 0 | [6 empty] | 2019-03-01 | 13 | 1.0053 | 428063.0023 | kWh | RES
8784 | 0 | 0 | [6 empty] | 2019-03-01 | 14 | 1.0971 | 467128.7108 | kWh | RES
8784 | 0 | 0 | [6 empty] | 2019-03-01 | 15 | 1.0987 | 467825.8294 | kWh | RES
8784 | 0 | 0 | [6 empty] | 2019-03-01 | 16 | 1.0497 | 446968.1466 | kWh | RES
8784 | 0 | 0 | [6 empty] | 2019-03-01 | 17 | 0.98705 | 420280.843 | kWh | RES
8784 | 0 | 0 | [6 empty] | 2019-03-01 | 18 | 1.0523 | 448068.2369 | kWh | RES
8784 | 0 | 0 | [6 empty] | 2019-03-01 | 19 | 1.1283 | 480417.7014 | kWh | RES
8784 | 0 | 0 | [6 empty] | 2019-03-01 | 20 | 1.2026 | 512076.7659 | kWh | RES
8784 | 0 | 0 | [6 empty] | 2019-03-01 | 21 | 1.1449 | 487483.2068 | kWh | RES
8784 | 0 | 0 | [6 empty] | 2019-03-01 | 22 | 1.1141 | 474358.8449 | kWh | RES
8784 | 0 | 0 | [6 empty] | 2019-03-01 | 23 | 1.0203 | 434458.4738 | kWh | RES
8784 | 0 | 0 | [6 empty] | 2019-03-01 | 24 | 0.86597 | 368726.7915 | kWh | RES
8784 | 0 | 0 | [6 empty] | 2019-03-02 | 1 | 0.77108 | 328323.8155 | kWh | RES
8784 | 0 | 0 | [6 empty] | 2019-03-02 | 2 | 0.66176 | 281774.3102 | kWh | RES
8784 | 0 | 0 | [6 empty] | 2019-03-02 | 3 | 0.61896 | 263551.3692 | kWh | RES
8784 | 0 | 0 | [6 empty] | 2019-03-02 | 4 | 0.58731 | 250073.3384 | kWh | RES
8784 | 0 | 0 | [6 empty] | 2019-03-02 | 5 | 0.57262 | 243819.8544 | kWh | RES
8784 | 0 | 0 | [6 empty] | 2019-03-02 | 6 | 0.60089 | 255857.6395 | kWh | RES
8784 | 0 | 0 | [6 empty] | 2019-03-02 | 7 | 0.66407 | 282756.3398 | kWh | RES
8784 | 0 | 0 | [6 empty] | 2019-03-02 | 8 | 0.82514 | 351342.6638 | kWh | RES
8784 | 0 | 0 | [6 empty] | 2019-03-02 | 9 | 0.95298 | 405775.9767 | kWh | RES
8784 | 0 | 0 | [6 empty] | 2019-03-02 | 10 | 1.0332 | 439927.7479 | kWh | RES
8784 | 0 | 0 | [6 empty] | 2019-03-02 | 11 | 1.0929 | 465357.8055 | kWh | RES
8784 | 0 | 0 | [6 empty] | 2019-03-02 | 12 | 1.0952 | 466331.3667 | kWh | RES
8784 | 0 | 0 | [6 empty] | 2019-03-02 | 13 | 1.0746 | 457558.9202 | kWh | RES
8784 | 0 | 0 | [6 empty] | 2019-03-02 | 14 | 1.121 | 477317.474 | kWh | RES
8784 | 0 | 0 | [6 empty] | 2019-03-02 | 15 | 1.1207 | 477200.807 | kWh | RES
8784 | 0 | 0 | [6 empty] | 2019-03-02 | 16 | 1.1042 | 470175.1626 | kWh | RES
8784 | 0 | 0 | [6 empty] | 2019-03-02 | 17 | 1.1249 | 478984.3839 | kWh | RES
8784 | 0 | 0 | [6 empty] | 2019-03-02 | 18 | 1.1088 | 472116.2527 | kWh | RES
8784 | 0 | 0 | [6 empty] | 2019-03-02 | 19 | 1.1624 | 494951.4036 | kWh | RES
8784 | 0 | 0 | [6 empty] | 2019-03-02 | 20 | 1.1639 | 495599.569 | kWh | RES
8784 | 0 | 0 | [6 empty] | 2019-03-02 | 21 | 1.119 | 476471.9793 | kWh | RES
8784 | 0 | 0 | [6 empty] | 2019-03-02 | 22 | 1.0483 | 446353.2278 | kWh | RES
8784 | 0 | 0 | [6 empty] | 2019-03-02 | 23 | 0.98756 | 420498.5402 | kWh | RES
8784 | 0 | 0 | [6 empty] | 2019-03-02 | 24 | 0.8844 | 376572.3675 | kWh | RES
8784 | 0 | 0 | [6 empty] | 2019-03-03 | 1 | 0.78274 | 333287.7209 | kWh | RES
8784 | 0 | 0 | [6 empty] | 2019-03-03 | 2 | 0.68034 | 289686.7217 | kWh | RES
8784 | 0 | 0 | [6 empty] | 2019-03-03 | 3 | 0.64134 | 273079.6941 | kWh | RES
8784 | 0 | 0 | [6 empty] | 2019-03-03 | 4 | 0.59989 | 255429.3647 | kWh | RES
8784 | 0 | 0 | [6 empty] | 2019-03-03 | 5 | 0.58996 | 251200.8106 | kWh | RES
8784 | 0 | 0 | [6 empty] | 2019-03-03 | 6 | 0.60956 | 259549.9713 | kWh | RES
8784 | 0 | 0 | [6 empty] | 2019-03-03 | 7 | 0.68039 | 289705.3179 | kWh | RES
8784 | 0 | 0 | [6 empty] | 2019-03-03 | 8 | 0.83011 | 353457.3121 | kWh | RES
8784 | 0 | 0 | [6 empty] | 2019-03-03 | 9 | 1.0095 | 429860.4425 | kWh | RES
8784 | 0 | 0 | [6 empty] | 2019-03-03 | 10 | 1.1033 | 469788.1634 | kWh | RES
8784 | 0 | 0 | [6 empty] | 2019-03-03 | 11 | 1.125 | 479014.8216 | kWh | RES
8784 | 0 | 0 | [6 empty] | 2019-03-03 | 12 | 1.1624 | 494963.9848 | kWh | RES
8784 | 0 | 0 | [6 empty] | 2019-03-03 | 13 | 1.1387 | 484870.7859 | kWh | RES
8784 | 0 | 0 | [6 empty] | 2019-03-03 | 14 | 1.203 | 512223.0862 | kWh | RES
8784 | 0 | 0 | [6 empty] | 2019-03-03 | 15 | 1.2759 | 543252.6232 | kWh | RES
8784 | 0 | 0 | [6 empty] | 2019-03-03 | 16 | 1.402 | 596957.8488 | kWh | RES
8784 | 0 | 0 | [6 empty] | 2019-03-03 | 17 | 1.4859 | 632686.9412 | kWh | RES
8784 | 0 | 0 | [6 empty] | 2019-03-03 | 18 | 1.5319 | 652274.7239 | kWh | RES
8784 | 0 | 0 | [6 empty] | 2019-03-03 | 19 | 1.5724 | 669509.0541 | kWh | RES
8784 | 0 | 0 | [6 empty] | 2019-03-03 | 20 | 1.6364 | 696759.0695 | kWh | RES
8784 | 0 | 0 | [6 empty] | 2019-03-03 | 21 | 1.5038 | 640310.4038 | kWh | RES
8784 | 0 | 0 | [6 empty] | 2019-03-03 | 22 | 1.3317 | 567015.1158 | kWh | RES
8784 | 0 | 0 | [6 empty] | 2019-03-03 | 23 | 1.1554 | 491951.8105 | kWh | RES
8784 | 0 | 0 | [6 empty] | 2019-03-03 | 24 | 0.94458 | 402198.4312 | kWh | RES
8784 | 0 | 0 | [6 empty] | 2019-03-04 | 1 | 0.79675 | 339251.1192 | kWh | RES
8784 | 0 | 0 | [6 empty] | 2019-03-04 | 2 | 0.67286 | 286501.4304 | kWh | RES
8784 | 0 | 0 | [6 empty] | 2019-03-04 | 3 | 0.60917 | 259383.5603 | kWh | RES
8784 | 0 | 0 | [6 empty] | 2019-03-04 | 4 | 0.58245 | 248003.1381 | kWh | RES
8784 | 0 | 0 | [6 empty] | 2019-03-04 | 5 | 0.59799 | 254620.6684 | kWh | RES
8784 | 0 | 0 | [6 empty] | 2019-03-04 | 6 | 0.71124 | 302841.8563 | kWh | RES
8784 | 0 | 0 | [6 empty] | 2019-03-04 | 7 | 0.91413 | 389233.6934 | kWh | RES
8784 | 0 | 0 | [6 empty] | 2019-03-04 | 8 | 0.94688 | 403175.6783 | kWh | RES
8784 | 0 | 0 | [6 empty] | 2019-03-04 | 9 | 0.89139 | 379552.2653 | kWh | RES
8784 | 0 | 0 | [6 empty] | 2019-03-04 | 10 | 0.88652 | 377476.0963 | kWh | RES
8784 | 0 | 0 | [6 empty] | 2019-03-04 | 11 | 0.87457 | 372388.3678 | kWh | RES
8784 | 0 | 0 | [6 empty] | 2019-03-04 | 12 | 0.90335 | 384641.3225 | kWh | RES
8784 | 0 | 0 | [6 empty] | 2019-03-04 | 13 | 0.89435 | 380809.233 | kWh | RES
8784 | 0 | 0 | [6 empty] | 2019-03-04 | 14 | 0.90039 | 383382.403 | kWh | RES
8784 | 0 | 0 | [6 empty] | 2019-03-04 | 15 | 0.89586 | 381451.7683 | kWh | RES
8784 | 0 | 0 | [6 empty] | 2019-03-04 | 16 | 0.91877 | 391210.1234 | kWh | RES
8784 | 0 | 0 | [6 empty] | 2019-03-04 | 17 | 1.0042 | 427581.9357 | kWh | RES
8784 | 0 | 0 | [6 empty] | 2019-03-04 | 18 | 1.1478 | 488746.1336 | kWh | RES
8784 | 0 | 0 | [6 empty] | 2019-03-04 | 19 | 1.2327 | 524857.6233 | kWh | RES
8784 | 0 | 0 | [6 empty] | 2019-03-04 | 20 | 1.3499 | 574774.6382 | kWh | RES
8784 | 0 | 0 | [6 empty] | 2019-03-04 | 21 | 1.349 | 574383.1526 | kWh | RES
8784 | 0 | 0 | [6 empty] | 2019-03-04 | 22 | 1.2219 | 520279.2191 | kWh | RES
8784 | 0 | 0 | [6 empty] | 2019-03-04 | 23 | 1.125 | 479041.5257 | kWh | RES
8784 | 0 | 0 | [6 empty] | 2019-03-04 | 24 | 0.98211 | 418179.1446 | kWh | RES
8784 | 0 | 0 | [6 empty] | 2019-03-05 | 1 | 0.87169 | 371162.7552 | kWh | RES
8784 | 0 | 0 | [6 empty] | 2019-03-05 | 2 | 0.84668 | 360511.8358 | kWh | RES
8784 | 0 | 0 | [6 empty] | 2019-03-05 | 3 | 0.84827 | 361191.0559 | kWh | RES
8784 | 0 | 0 | [6 empty] | 2019-03-05 | 4 | 0.86852 | 369810.9457 | kWh | RES
8784 | 0 | 0 | [6 empty] | 2019-03-05 | 5 | 0.92818 | 395217.4397 | kWh | RES
8784 | 0 | 0 | [6 empty] | 2019-03-05 | 6 | 1.1488 | 489155.8878 | kWh | RES
8784 | 0 | 0 | [6 empty] | 2019-03-05 | 7 | 1.4384 | 612480.016 | kWh | RES
8784 | 0 | 0 | [6 empty] | 2019-03-05 | 8 | 1.5377 | 654756.4797 | kWh | RES
8784 | 0 | 0 | [6 empty] | 2019-03-05 | 9 | 1.4896 | 634248.405 | kWh | RES
8784 | 0 | 0 | [6 empty] | 2019-03-05 | 10 | 1.501 | 639112.469 | kWh | RES
8784 | 0 | 0 | [6 empty] | 2019-03-05 | 11 | 1.4648 | 623715.2994 | kWh | RES
8784 | 0 | 0 | [6 empty] | 2019-03-05 | 12 | 1.4175 | 603569.0325 | kWh | RES
8784 | 0 | 0 | [6 empty] | 2019-03-05 | 13 | 1.4108 | 600717.0822 | kWh | RES
8784 | 0 | 0 | [6 empty] | 2019-03-05 | 14 | 1.4095 | 600167.8401 | kWh | RES
8784 | 0 | 0 | [6 empty] | 2019-03-05 | 15 | 1.3586 | 578504.9264 | kWh | RES
8784 | 0 | 0 | [6 empty] | 2019-03-05 | 16 | 1.2659 | 539026.8289 | kWh | RES
8784 | 0 | 0 | [6 empty] | 2019-03-05 | 17 | 1.2678 | 539843.1042 | kWh | RES
8784 | 0 | 0 | [6 empty] | 2019-03-05 | 18 | 1.4674 | 624794.2771 | kWh | RES
8784 | 0 | 0 | [6 empty] | 2019-03-05 | 19 | 1.7132 | 729479.6789 | kWh | RES
8784 | 0 | 0 | [6 empty] | 2019-03-05 | 20 | 1.9275 | 820708.1037 | kWh | RES
8784 | 0 | 0 | [6 empty] | 2019-03-05 | 21 | 1.9985 | 850948.6666 | kWh | RES
8784 | 0 | 0 | [6 empty] | 2019-03-05 | 22 | 1.9619 | 835364.0721 | kWh | RES
8784 | 0 | 0 | [6 empty] | 2019-03-05 | 23 | 1.9327 | 822931.6266 | kWh | RES
8784 | 0 | 0 | [6 empty] | 2019-03-05 | 24 | 1.7567 | 747998.1452 | kWh | RES
8784 | 0 | 0 | [6 empty] | 2019-03-06 | 1 | 1.7272 | 735453.2186 | kWh | RES
8784 | 0 | 0 | [6 empty] | 2019-03-06 | 2 | 1.7136 | 729654.9043 | kWh | RES
8784 | 0 | 0 | [6 empty] | 2019-03-06 | 3 | 1.7714 | 754248.8437 | kWh | RES
8784 | 0 | 0 | [6 empty] | 2019-03-06 | 4 | 1.8599 | 791947.3087 | kWh | RES
8784 | 0 | 0 | [6 empty] | 2019-03-06 | 5 | 1.9827 | 844227.098 | kWh | RES
8784 | 0 | 0 | [6 empty] | 2019-03-06 | 6 | 2.2519 | 958845.7307 | kWh | RES
8784 | 0 | 0 | [6 empty] | 2019-03-06 | 7 | 2.6152 | 1113534.031 | kWh | RES
8784 | 0 | 0 | [6 empty] | 2019-03-06 | 8 | 2.711 | 1154336.239 | kWh | RES
8784 | 0 | 0 | [6 empty] | 2019-03-06 | 9 | 2.471 | 1052121.68 | kWh | RES
8784 | 0 | 0 | [6 empty] | 2019-03-06 | 10 | 2.1771 | 926999.7946 | kWh | RES
8784 | 0 | 0 | [6 empty] | 2019-03-06 | 11 | 1.9753 | 841059.3668 | kWh | RES
8784 | 0 | 0 | [6 empty] | 2019-03-06 | 12 | 1.6857 | 717779.7841 | kWh | RES
8784 | 0 | 0 | [6 empty] | 2019-03-06 | 13 | 1.4968 | 637311.0156 | kWh | RES
8784 | 0 | 0 | [6 empty] | 2019-03-06 | 14 | 1.3222 | 562978.429 | kWh | RES
8784 | 0 | 0 | [6 empty] | 2019-03-06 | 15 | 1.2204 | 519622.5853 | kWh | RES
8784 | 0 | 0 | [6 empty] | 2019-03-06 | 16 | 1.1973 | 509812.3936 | kWh | RES
8784 | 0 | 0 | [6 empty] | 2019-03-06 | 17 | 1.2199 | 519415.826 | kWh | RES
8784 | 0 | 0 | [6 empty] | 2019-03-06 | 18 | 1.3621 | 579967.7832 | kWh | RES
8784 | 0 | 0 | [6 empty] | 2019-03-06 | 19 | 1.6518 | 703349.9296 | kWh | RES
8784 | 0 | 0 | [6 empty] | 2019-03-06 | 20 | 1.8851 | 802671.4899 | kWh | RES
8784 | 0 | 0 | [6 empty] | 2019-03-06 | 21 | 2.0367 | 867209.7205 | kWh | RES
8784 | 0 | 0 | [6 empty] | 2019-03-06 | 22 | 2.0878 | 888974.5554 | kWh | RES
8784 | 0 | 0 | [6 empty] | 2019-03-06 | 23 | 2.0383 | 867888.5493 | kWh | RES
8784 | 0 | 0 | [6 empty] | 2019-03-06 | 24 | 1.8896 | 804587.9874 | kWh | RES
8784 | 0 | 0 | [6 empty] | 2019-03-07 | 1 | 1.9094 | 813016.4212 | kWh | RES
8784 | 0 | 0 | [6 empty] | 2019-03-07 | 2 | 1.9246 | 819476.8106 | kWh | RES
8784 | 0 | 0 | [6 empty] | 2019-03-07 | 3 | 2.0257 | 862544.3416 | kWh | RES
8784 | 0 | 0 | [6 empty] | 2019-03-07 | 4 | 2.0986 | 893580.3031 | kWh | RES
8784 | 0 | 0 | [6 empty] | 2019-03-07 | 5 | 2.1809 | 928606.2942 | kWh | RES
8784 | 0 | 0 | [6 empty] | 2019-03-07 | 6 | 2.473 | 1053012.045 | kWh | RES
8784 | 0 | 0 | [6 empty] | 2019-03-07 | 7 | 2.6753 | 1139125.743 | kWh | RES
8784 | 0 | 0 | [6 empty] | 2019-03-07 | 8 | 2.708 | 1153073.525 | kWh | RES
8784 | 0 | 0 | [6 empty] | 2019-03-07 | 9 | 2.2638 | 963898.1797 | kWh | RES
8784 | 0 | 0 | [6 empty] | 2019-03-07 | 10 | 1.7993 | 766137.3522 | kWh | RES
8784 | 0 | 0 | [6 empty] | 2019-03-07 | 11 | 1.5047 | 640707.6577 | kWh | RES
8784 | 0 | 0 | [6 empty] | 2019-03-07 | 12 | 1.222 | 520318.8675 | kWh | RES
8784 | 0 | 0 | [6 empty] | 2019-03-07 | 13 | 1.0987 | 467824.653 | kWh | RES
8784 | 0 | 0 | [6 empty] | 2019-03-07 | 14 | 1.0291 | 438172.1052 | kWh | RES
8784 | 0 | 0 | [6 empty] | 2019-03-07 | 15 | 0.93956 | 400061.9285 | kWh | RES
8784 | 0 | 0 | [6 empty] | 2019-03-07 | 16 | 0.95593 | 407032.0795 | kWh | RES
8784 | 0 | 0 | [6 empty] | 2019-03-07 | 17 | 1.0313 | 439113.4035 | kWh | RES
8784 | 0 | 0 | [6 empty] | 2019-03-07 | 18 | 1.1829 | 503659.478 | kWh | RES
8784 | 0 | 0 | [6 empty] | 2019-03-07 | 19 | 1.3196 | 561898.6275 | kWh | RES
8784 | 0 | 0 | [6 empty] | 2019-03-07 | 20 | 1.533 | 652758.9509 | kWh | RES
8784 | 0 | 0 | [6 empty] | 2019-03-07 | 21 | 1.4974 | 637585.6988 | kWh | RES
8784 | 0 | 0 | [6 empty] | 2019-03-07 | 22 | 1.5125 | 644031.3017 | kWh | RES
8784 | 0 | 0 | [6 empty] | 2019-03-07 | 23 | 1.4647 | 623651.414 | kWh | RES
8784 | 0 | 0 | [6 empty] | 2019-03-07 | 24 | 1.2955 | 551625.7577 | kWh | RES
8784 | 0 | 0 | [6 empty] | 2019-03-08 | 1 | 1.2581 | 535685.2888 | kWh | RES
8784 | 0 | 0 | [6 empty] | 2019-03-08 | 2 | 1.2383 | 527251.8018 | kWh | RES
8784 | 0 | 0 | [6 empty] | 2019-03-08 | 3 | 1.2579 | 535598.3374 | kWh | RES
8784 | 0 | 0 | [6 empty] | 2019-03-08 | 4 | 1.2954 | 551576.6844 | kWh | RES
8784 | 0 | 0 | [6 empty] | 2019-03-08 | 5 | 1.3557 | 577233.8032 | kWh | RES
8784 | 0 | 0 | [6 empty] | 2019-03-08 | 6 | 1.5473 | 658843.0296 | kWh | RES
8784 | 0 | 0 | [6 empty] | 2019-03-08 | 7 | 1.8368 | 782090.8292 | kWh | RES
8784 | 0 | 0 | [6 empty] | 2019-03-08 | 8 | 1.7962 | 764834.9138 | kWh | RES
8784 | 0 | 0 | [6 empty] | 2019-03-08 | 9 | 1.4909 | 634833.6663 | kWh | RES
8784 | 0 | 0 | [6 empty] | 2019-03-08 | 10 | 1.2232 | 520812.4508 | kWh | RES
8784 | 0 | 0 | [6 empty] | 2019-03-08 | 11 | 1.0367 | 441434.9557 | kWh | RES
8784 | 0 | 0 | [6 empty] | 2019-03-08 | 12 | 0.90626 | 385881.6367 | kWh | RES
8784 | 0 | 0 | [6 empty] | 2019-03-08 | 13 | 0.84301 | 358948.9859 | kWh | RES
8784 | 0 | 0 | [6 empty] | 2019-03-08 | 14 | 0.84564 | 360069.7659 | kWh | RES
8784 | 0 | 0 | [6 empty] | 2019-03-08 | 15 | 0.87039 | 370608.0158 | kWh | RES
8784 | 0 | 0 | [6 empty] | 2019-03-08 | 16 | 0.93929 | 399944.6559 | kWh | RES
8784 | 0 | 0 | [6 empty] | 2019-03-08 | 17 | 1.0527 | 448233.7538 | kWh | RES
8784 | 0 | 0 | [6 empty] | 2019-03-08 | 18 | 1.0945 | 466014.4676 | kWh | RES
8784 | 0 | 0 | [6 empty] | 2019-03-08 | 19 | 1.1943 | 508534.5415 | kWh | RES
8784 | 0 | 0 | [6 empty] | 2019-03-08 | 20 | 1.2631 | 537833.3186 | kWh | RES
8784 | 0 | 0 | [6 empty] | 2019-03-08 | 21 | 1.1817 | 503174.7544 | kWh | RES
8784 | 0 | 0 | [6 empty] | 2019-03-08 | 22 | 1.0891 | 463717.4336 | kWh | RES
8784 | 0 | 0 | [6 empty] | 2019-03-08 | 23 | 1.014 | 431773.0573 | kWh | RES
8784 | 0 | 0 | [6 empty] | 2019-03-08 | 24 | 0.86478 | 368221.9913 | kWh | RES
8784 | 0 | 0 | [6 empty] | 2019-03-09 | 1 | 0.79144 | 336993.6031 | kWh | RES
8784 | 0 | 0 | [6 empty] | 2019-03-09 | 2 | 0.70061 | 298316.1273 | kWh | RES
8784 | 0 | 0 | [6 empty] | 2019-03-09 | 3 | 0.66081 | 281370.305 | kWh | RES
8784 | 0 | 0 | [6 empty] | 2019-03-09 | 4 | 0.65821 | 280263.9407 | kWh | RES
8784 | 0 | 0 | [6 empty] | 2019-03-09 | 5 | 0.67793 | 288659.4281 | kWh | RES
8784 | 0 | 0 | [6 empty] | 2019-03-09 | 6 | 0.73967 | 314946.7306 | kWh | RES
8784 | 0 | 0 | [6 empty] | 2019-03-09 | 7 | 0.88922 | 378625.2665 | kWh | RES
8784 | 0 | 0 | [6 empty] | 2019-03-09 | 8 | 1.0385 | 442192.1789 | kWh | RES
8784 | 0 | 0 | [6 empty] | 2019-03-09 | 9 | 1.0961 | 466732.3788 | kWh | RES
8784 | 0 | 0 | [6 empty] | 2019-03-09 | 10 | 1.0778 | 458938.7789 | kWh | RES
8784 | 0 | 0 | [6 empty] | 2019-03-09 | 11 | 1.0882 | 463354.3454 | kWh | RES
8784 | 0 | 0 | [6 empty] | 2019-03-09 | 12 | 1.0986 | 467786.8736 | kWh | RES
8784 | 0 | 0 | [6 empty] | 2019-03-09 | 13 | 1.1136 | 474166.7438 | kWh | RES
8784 | 0 | 0 | [6 empty] | 2019-03-09 | 14 | 1.1713 | 498721.059 | kWh | RES
8784 | 0 | 0 | [6 empty] | 2019-03-09 | 15 | 1.2413 | 528544.489 | kWh | RES
8784 | 0 | 0 | [6 empty] | 2019-03-09 | 16 | 1.2781 | 544192.7612 | kWh | RES
8784 | 0 | 0 | [6 empty] | 2019-03-09 | 17 | 1.3132 | 559151.4782 | kWh | RES
8784 | 0 | 0 | [6 empty] | 2019-03-09 | 18 | 1.3099 | 557759.648 | kWh | RES
8784 | 0 | 0 | [6 empty] | 2019-03-09 | 19 | 1.3304 | 566497.9577 | kWh | RES
8784 | 0 | 0 | [6 empty] | 2019-03-09 | 20 | 1.3353 | 568581.8216 | kWh | RES
8784 | 0 | 0 | [6 empty] | 2019-03-09 | 21 | 1.2761 | 543365.6277 | kWh | RES
8784 | 0 | 0 | [6 empty] | 2019-03-09 | 22 | 1.1812 | 502957.9866 | kWh | RES
8784 | 0 | 0 | [6 empty] | 2019-03-09 | 23 | 1.0587 | 450779.8878 | kWh | RES
8784 | 0 | 0 | [6 empty] | 2019-03-09 | 24 | 0.92195 | 392562.3638 | kWh | RES
8784 | 0 | 0 | [6 empty] | 2019-03-10 | 1 | 0.79044 | 336565.3692 | kWh | RES
8784 | 0 | 0 | [6 empty] | 2019-03-10 | 2 | 0.44823 | 190853.6476 | kWh | RES
8784 | 0 | 0 | [6 empty] | 2019-03-10 | 3 | 0.16703 | 71120.5062 | kWh | RES
8784 | 0 | 0 | [6 empty] | 2019-03-10 | 4 | 0.61711 | 262763.9173 | kWh | RES
8784 | 0 | 0 | [6 empty] | 2019-03-10 | 5 | 0.5987 | 254925.8404 | kWh | RES
8784 | 0 | 0 | [6 empty] | 2019-03-10 | 6 | 0.60077 | 255803.3805 | kWh | RES
8784 | 0 | 0 | [6 empty] | 2019-03-10 | 7 | 0.62752 | 267197.1098 | kWh | RES
8784 | 0 | 0 | [6 empty] | 2019-03-10 | 8 | 0.70796 | 301447.8815 | kWh | RES
8784 | 0 | 0 | [6 empty] | 2019-03-10 | 9 | 0.88328 | 376095.3461 | kWh | RES
8784 | 0 | 0 | [6 empty] | 2019-03-10 | 10 | 1.0373 | 441685.6654 | kWh | RES
8784 | 0 | 0 | [6 empty] | 2019-03-10 | 11 | 1.1328 | 482348.0973 | kWh | RES
8784 | 0 | 0 | [6 empty] | 2019-03-10 | 12 | 1.2438 | 529588.3895 | kWh | RES
8784 | 0 | 0 | [6 empty] | 2019-03-10 | 13 | 1.3463 | 573237.5392 | kWh | RES
8784 | 0 | 0 | [6 empty] | 2019-03-10 | 14 | 1.5068 | 641610.3663 | kWh | RES
8784 | 0 | 0 | [6 empty] | 2019-03-10 | 15 | 1.6664 | 709546.0918 | kWh | RES
8784 | 0 | 0 | [6 empty] | 2019-03-10 | 16 | 1.7259 | 734886.6841 | kWh | RES
8784 | 0 | 0 | [6 empty] | 2019-03-10 | 17 | 1.7594 | 749147.026 | kWh | RES
8784 | 0 | 0 | [6 empty] | 2019-03-10 | 18 | 1.8282 | 778443.0362 | kWh | RES
8784 | 0 | 0 | [6 empty] | 2019-03-10 | 19 | 1.818 | 774082.5018 | kWh | RES
8784 | 0 | 0 | [6 empty] | 2019-03-10 | 20 | 1.804 | 768115.7717 | kWh | RES
8784 | 0 | 0 | [6 empty] | 2019-03-10 | 21 | 1.7797 | 757799.2739 | kWh | RES
8784 | 0 | 0 | [6 empty] | 2019-03-10 | 22 | 1.6296 | 693886.0488 | kWh | RES
8784 | 0 | 0 | [6 empty] | 2019-03-10 | 23 | 1.4234 | 606064.8264 | kWh | RES
8784 | 0 | 0 | [6 empty] | 2019-03-10 | 24 | 1.1822 | 503391.2098 | kWh | RES
8784 | 0 | 0 | [6 empty] | 2019-03-11 | 1 | 0.99141 | 422137.5873 | kWh | RES
8784 | 0 | 0 | [6 empty] | 2019-03-11 | 2 | 0.81583 | 347376.9564 | kWh | RES
8784 | 0 | 0 | [6 empty] | 2019-03-11 | 3 | 0.70536 | 300339.4974 | kWh | RES
8784 | 0 | 0 | [6 empty] | 2019-03-11 | 4 | 0.6498 | 276680.5787 | kWh | RES
8784 | 0 | 0 | [6 empty] | 2019-03-11 | 5 | 0.6167 | 262588.1219 | kWh | RES
8784 | 0 | 0 | [6 empty] | 2019-03-11 | 6 | 0.67522 | 287507.9422 | kWh | RES
8784 | 0 | 0 | [6 empty] | 2019-03-11 | 7 | 0.82482 | 351206.3645 | kWh | RES
8784 | 0 | 0 | [6 empty] | 2019-03-11 | 8 | 0.84798 | 361064.966 | kWh | RES
8784 | 0 | 0 | [6 empty] | 2019-03-11 | 9 | 0.85257 | 363021.8976 | kWh | RES
8784 | 0 | 0 | [6 empty] | 2019-03-11 | 10 | 0.87996 | 374682.763 | kWh | RES
8784 | 0 | 0 | [6 empty] | 2019-03-11 | 11 | 0.91892 | 391273.237 | kWh | RES
8784 | 0 | 0 | [6 empty] | 2019-03-11 | 12 | 1.0171 | 433086.6666 | kWh | RES
8784 | 0 | 0 | [6 empty] | 2019-03-11 | 13 | 1.1267 | 479754.6293 | kWh | RES
8784 | 0 | 0 | [6 empty] | 2019-03-11 | 14 | 1.2985 | 552909.5466 | kWh | RES
8784 | 0 | 0 | [6 empty] | 2019-03-11 | 15 | 1.4562 | 620053.1907 | kWh | RES
8784 | 0 | 0 | [6 empty] | 2019-03-11 | 16 | 1.5778 | 671816.1524 | kWh | RES
8784 | 0 | 0 | [6 empty] | 2019-03-11 | 17 | 1.7479 | 744246.434 | kWh | RES
8784 | 0 | 0 | [6 empty] | 2019-03-11 | 18 | 1.851 | 788167.8672 | kWh | RES
8784 | 0 | 0 | [6 empty] | 2019-03-11 | 19 | 1.8664 | 794714.803 | kWh | RES
8784 | 0 | 0 | [6 empty] | 2019-03-11 | 20 | 1.8179 | 774048.8258 | kWh | RES
8784 | 0 | 0 | [6 empty] | 2019-03-11 | 21 | 1.8119 | 771496.5321 | kWh | RES
8784 | 0 | 0 | [6 empty] | 2019-03-11 | 22 | 1.6111 | 685986.0515 | kWh | RES
8784 | 0 | 0 | [6 empty] | 2019-03-11 | 23 | 1.3658 | 581553.4403 | kWh | RES
8784 | 0 | 0 | [6 empty] | 2019-03-11 | 24 | 1.1303 | 481280.3752 | kWh | RES
8784 | 0 | 0 | [6 empty] | 2019-03-12 | 1 | 0.92593 | 394258.6402 | kWh | RES
8784 | 0 | 0 | [6 empty] | 2019-03-12 | 2 | 0.79462 | 338344.4333 | kWh | RES
8784 | 0 | 0 | [6 empty] | 2019-03-12 | 3 | 0.69043 | 293984.4585 | kWh | RES
8784 | 0 | 0 | [6 empty] | 2019-03-12 | 4 | 0.64121 | 273023.6991 | kWh | RES
8784 | 0 | 0 | [6 empty] | 2019-03-12 | 5 | 0.61883 | 263495.6872 | kWh | RES
8784 | 0 | 0 | [6 empty] | 2019-03-12 | 6 | 0.70826 | 301575.0326 | kWh | RES
8784 | 0 | 0 | [6 empty] | 2019-03-12 | 7 | 0.8088 | 344385.7181 | kWh | RES
8784 | 0 | 0 | [6 empty] | 2019-03-12 | 8 | 0.86142 | 366790.3843 | kWh | RES
8784 | 0 | 0 | [6 empty] | 2019-03-12 | 9 | 0.8608 | 366524.1029 | kWh | RES
8784 | 0 | 0 | [6 empty] | 2019-03-12 | 10 | 0.86441 | 368060.8558 | kWh | RES
8784 | 0 | 0 | [6 empty] | 2019-03-12 | 11 | 0.86509 | 368351.2543 | kWh | RES
8784 | 0 | 0 | [6 empty] | 2019-03-12 | 12 | 0.91201 | 388331.7335 | kWh | RES
8784 | 0 | 0 | [6 empty] | 2019-03-12 | 13 | 0.95738 | 407650.0576 | kWh | RES
8784 | 0 | 0 | [6 empty] | 2019-03-12 | 14 | 1.0146 | 432031.3964 | kWh | RES
8784 | 0 | 0 | [6 empty] | 2019-03-12 | 15 | 1.0753 | 457876.0941 | kWh | RES
8784 | 0 | 0 | [6 empty] | 2019-03-12 | 16 | 1.1526 | 490762.0542 | kWh | RES
8784 | 0 | 0 | [6 empty] | 2019-03-12 | 17 | 1.2286 | 523143.1958 | kWh | RES
8784 | 0 | 0 | [6 empty] | 2019-03-12 | 18 | 1.3173 | 560909.3757 | kWh | RES
8784 | 0 | 0 | [6 empty] | 2019-03-12 | 19 | 1.3743 | 585153.5619 | kWh | RES
8784 | 0 | 0 | [6 empty] | 2019-03-12 | 20 | 1.3598 | 578979.2175 | kWh | RES
8784 | 0 | 0 | [6 empty] | 2019-03-12 | 21 | 1.3517 | 575565.2166 | kWh | RES
8784 | 0 | 0 | [6 empty] | 2019-03-12 | 22 | 1.2556 | 534638.0021 | kWh | RES
8784 | 0 | 0 | [6 empty] | 2019-03-12 | 23 | 1.1037 | 469940.9203 | kWh | RES
8784 | 0 | 0 | [6 empty] | 2019-03-12 | 24 | 0.91358 | 388998.4571 | kWh | RES
8784 | 0 | 0 | [6 empty] | 2019-03-13 | 1 | 0.76602 | 326169.7675 | kWh | RES
8784 | 0 | 0 | [6 empty] | 2019-03-13 | 2 | 0.67298 | 286553.5051 | kWh | RES
8784 | 0 | 0 | [6 empty] | 2019-03-13 | 3 | 0.60635 | 258181.7139 | kWh | RES
8784 | 0 | 0 | [6 empty] | 2019-03-13 | 4 | 0.60301 | 256757.3196 | kWh | RES
8784 | 0 | 0 | [6 empty] | 2019-03-13 | 5 | 0.6019 | 256284.6839 | kWh | RES
8784 | 0 | 0 | [6 empty] | 2019-03-13 | 6 | 0.69208 | 294683.6243 | kWh | RES
8784 | 0 | 0 | [6 empty] | 2019-03-13 | 7 | 0.85196 | 362763.1545 | kWh | RES
8784 | 0 | 0 | [6 empty] | 2019-03-13 | 8 | 0.89127 | 379498.2133 | kWh | RES
8784 | 0 | 0 | [6 empty] | 2019-03-13 | 9 | 0.90227 | 384183.3084 | kWh | RES
8784 | 0 | 0 | [6 empty] | 2019-03-13 | 10 | 0.87559 | 372820.8149 | kWh | RES
8784 | 0 | 0 | [6 empty] | 2019-03-13 | 11 | 0.86291 | 367422.4024 | kWh | RES
8784 | 0 | 0 | [6 empty] | 2019-03-13 | 12 | 0.87996 | 374685.4197 | kWh | RES
8784 | 0 | 0 | [6 empty] | 2019-03-13 | 13 | 0.90202 | 384078.5773 | kWh | RES
8784 | 0 | 0 | [6 empty] | 2019-03-13 | 14 | 0.9546 | 406466.5243 | kWh | RES
8784 | 0 | 0 | [6 empty] | 2019-03-13 | 15 | 0.9834 | 418727.2205 | kWh | RES
8784 | 0 | 0 | [6 empty] | 2019-03-13 | 16 | 1.0786 | 459272.6888 | kWh | RES
8784 | 0 | 0 | [6 empty] | 2019-03-13 | 17 | 1.1409 | 485789.1089 | kWh | RES
8784 | 0 | 0 | [6 empty] | 2019-03-13 | 18 | 1.259 | 536083.8098 | kWh | RES
8784 | 0 | 0 | [6 empty] | 2019-03-13 | 19 | 1.3373 | 569434.9829 | kWh | RES
8784 | 0 | 0 | [6 empty] | 2019-03-13 | 20 | 1.3307 | 566589.9133 | kWh | RES
8784 | 0 | 0 | [6 empty] | 2019-03-13 | 21 | 1.3791 | 587213.7561 | kWh | RES
8784 | 0 | 0 | [6 empty] | 2019-03-13 | 22 | 1.2841 | 546748.0871 | kWh | RES
8784 | 0 | 0 | [6 empty] | 2019-03-13 | 23 | 1.1719 | 498986.7973 | kWh | RES
8784 | 0 | 0 | [6 empty] | 2019-03-13 | 24 | 0.94197 | 401085.0032 | kWh | RES
8784 | 0 | 0 | [6 empty] | 2019-03-14 | 1 | 0.75413 | 321106.3126 | kWh | RES
8784 | 0 | 0 | [6 empty] | 2019-03-14 | 2 | 0.65443 | 278653.3654 | kWh | RES
8784 | 0 | 0 | [6 empty] | 2019-03-14 | 3 | 0.60523 | 257705.8718 | kWh | RES
8784 | 0 | 0 | [6 empty] | 2019-03-14 | 4 | 0.57236 | 243710.4228 | kWh | RES
8784 | 0 | 0 | [6 empty] | 2019-03-14 | 5 | 0.59761 | 254461.1462 | kWh | RES
8784 | 0 | 0 | [6 empty] | 2019-03-14 | 6 | 0.66657 | 283822.8912 | kWh | RES
8784 | 0 | 0 | [6 empty] | 2019-03-14 | 7 | 0.81943 | 348908.6119 | kWh | RES
8784 | 0 | 0 | [6 empty] | 2019-03-14 | 8 | 0.85565 | 364330.6465 | kWh | RES
8784 | 0 | 0 | [6 empty] | 2019-03-14 | 9 | 0.85614 | 364539.4053 | kWh | RES
8784 | 0 | 0 | [6 empty] | 2019-03-14 | 10 | 0.84892 | 361467.5356 | kWh | RES
8784 | 0 | 0 | [6 empty] | 2019-03-14 | 11 | 0.90643 | 385953.7224 | kWh | RES
8784 | 0 | 0 | [6 empty] | 2019-03-14 | 12 | 0.94267 | 401384.2521 | kWh | RES
8784 | 0 | 0 | [6 empty] | 2019-03-14 | 13 | 0.99144 | 422152.2456 | kWh | RES
8784 | 0 | 0 | [6 empty] | 2019-03-14 | 14 | 1.0765 | 458377.1274 | kWh | RES
8784 | 0 | 0 | [6 empty] | 2019-03-14 | 15 | 1.1941 | 508450.2746 | kWh | RES
8784 | 0 | 0 | [6 empty] | 2019-03-14 | 16 | 1.3193 | 561747.7447 | kWh | RES
8784 | 0 | 0 | [6 empty] | 2019-03-14 | 17 | 1.4398 | 613081.3077 | kWh | RES
8784 | 0 | 0 | [6 empty] | 2019-03-14 | 18 | 1.53 | 651487.308 | kWh | RES
8784 | 0 | 0 | [6 empty] | 2019-03-14 | 19 | 1.5164 | 645661.0115 | kWh | RES
8784 | 0 | 0 | [6 empty] | 2019-03-14 | 20 | 1.4755 | 628256.6126 | kWh | RES
8784 | 0 | 0 | [6 empty] | 2019-03-14 | 21 | 1.4777 | 629189.2677 | kWh | RES
8784 | 0 | 0 | [6 empty] | 2019-03-14 | 22 | 1.3715 | 583999.9974 | kWh | RES
8784 | 0 | 0 | [6 empty] | 2019-03-14 | 23 | 1.2211 | 519951.5606 | kWh | RES
8784 | 0 | 0 | [6 empty] | 2019-03-14 | 24 | 0.98882 | 421036.4639 | kWh | RES
8784 | 0 | 0 | [6 empty] | 2019-03-15 | 1 | 0.8324 | 354433.8093 | kWh | RES
8784 | 0 | 0 | [6 empty] | 2019-03-15 | 2 | 0.69731 | 296910.8121 | kWh | RES
8784 | 0 | 0 | [6 empty] | 2019-03-15 | 3 | 0.62948 | 268031.882 | kWh | RES
8784 | 0 | 0 | [6 empty] | 2019-03-15 | 4 | 0.60008 | 255512.3683 | kWh | RES
8784 | 0 | 0 | [6 empty] | 2019-03-15 | 5 | 0.59588 | 253724.4808 | kWh | RES
8784 | 0 | 0 | [6 empty] | 2019-03-15 | 6 | 0.67533 | 287552.0955 | kWh | RES
8784 | 0 | 0 | [6 empty] | 2019-03-15 | 7 | 0.79766 | 339639.5395 | kWh | RES
8784 | 0 | 0 | [6 empty] | 2019-03-15 | 8 | 0.8431 | 358987.7003 | kWh | RES
8784 | 0 | 0 | [6 empty] | 2019-03-15 | 9 | 0.85681 | 364825.1394 | kWh | RES
8784 | 0 | 0 | [6 empty] | 2019-03-15 | 10 | 0.86799 | 369586.739 | kWh | RES
8784 | 0 | 0 | [6 empty] | 2019-03-15 | 11 | 0.9293 | 395692.9982 | kWh | RES
8784 | 0 | 0 | [6 empty] | 2019-03-15 | 12 | 1.025 | 436425.448 | kWh | RES
8784 | 0 | 0 | [6 empty] | 2019-03-15 | 13 | 1.1146 | 474588.4993 | kWh | RES
8784 | 0 | 0 | [6 empty] | 2019-03-15 | 14 | 1.2557 | 534652.2116 | kWh | RES
8784 | 0 | 0 | [6 empty] | 2019-03-15 | 15 | 1.4421 | 614023.4899 | kWh | RES
8784 | 0 | 0 | [6 empty] | 2019-03-15 | 16 | 1.6014 | 681876.53 | kWh | RES
8784 | 0 | 0 | [6 empty] | 2019-03-15 | 17 | 1.7788 | 757411.6225 | kWh | RES
8784 | 0 | 0 | [6 empty] | 2019-03-15 | 18 | 1.8473 | 786563.88 | kWh | RES
8784 | 0 | 0 | [6 empty] | 2019-03-15 | 19 | 1.773 | 754919.4455 | kWh | RES
8784 | 0 | 0 | [6 empty] | 2019-03-15 | 20 | 1.7118 | 728890.0768 | kWh | RES
8784 | 0 | 0 | [6 empty] | 2019-03-15 | 21 | 1.637 | 697043.6707 | kWh | RES
8784 | 0 | 0 | [6 empty] | 2019-03-15 | 22 | 1.4986 | 638114.2281 | kWh | RES
8784 | 0 | 0 | [6 empty] | 2019-03-15 | 23 | 1.3366 | 569104.728 | kWh | RES
8784 | 0 | 0 | [6 empty] | 2019-03-15 | 24 | 1.1645 | 495830.5874 | kWh | RES
8784 | 0 | 0 | [6 empty] | 2019-03-16 | 1 | 0.97418 | 414801.0766 | kWh | RES
8784 | 0 | 0 | [6 empty] | 2019-03-16 | 2 | 0.83091 | 353799.814 | kWh | RES
8784 | 0 | 0 | [6 empty] | 2019-03-16 | 3 | 0.72951 | 310623.2873 | kWh | RES
8784 | 0 | 0 | [6 empty] | 2019-03-16 | 4 | 0.66455 | 282963.6434 | kWh | RES
8784 | 0 | 0 | [6 empty] | 2019-03-16 | 5 | 0.63783 | 271587.3654 | kWh | RES
8784 | 0 | 0 | [6 empty] | 2019-03-16 | 6 | 0.64734 | 275634.8287 | kWh | RES
8784 | 0 | 0 | [6 empty] | 2019-03-16 | 7 | 0.66867 | 284716.048 | kWh | RES
8784 | 0 | 0 | [6 empty] | 2019-03-16 | 8 | 0.73668 | 313674.8799 | kWh | RES
8784 | 0 | 0 | [6 empty] | 2019-03-16 | 9 | 0.91072 | 387782.3566 | kWh | RES
8784 | 0 | 0 | [6 empty] | 2019-03-16 | 10 | 1.002 | 426638.9961 | kWh | RES
8784 | 0 | 0 | [6 empty] | 2019-03-16 | 11 | 1.0588 | 450814.6684 | kWh | RES
8784 | 0 | 0 | [6 empty] | 2019-03-16 | 12 | 1.1108 | 472958.4769 | kWh | RES
8784 | 0 | 0 | [6 empty] | 2019-03-16 | 13 | 1.113 | 473894.7858 | kWh | RES
8784 | 0 | 0 | [6 empty] | 2019-03-16 | 14 | 1.1235 | 478375.2521 | kWh | RES
8784 | 0 | 0 | [6 empty] | 2019-03-16 | 15 | 1.1116 | 473318.0684 | kWh | RES
8784 | 0 | 0 | [6 empty] | 2019-03-16 | 16 | 1.0463 | 445526.2682 | kWh | RES
8784 | 0 | 0 | [6 empty] | 2019-03-16 | 17 | 1.0808 | 460191.7719 | kWh | RES
8784 | 0 | 0 | [6 empty] | 2019-03-16 | 18 | 1.0817 | 460583.965 | kWh | RES
8784 | 0 | 0 | [6 empty] | 2019-03-16 | 19 | 1.0722 | 456535.5753 | kWh | RES
8784 | 0 | 0 | [6 empty] | 2019-03-16 | 20 | 1.1065 | 471146.0281 | kWh | RES
8784 | 0 | 0 | [6 empty] | 2019-03-16 | 21 | 1.1255 | 479250.6529 | kWh | RES
8784 | 0 | 0 | [6 empty] | 2019-03-16 | 22 | 1.0845 | 461771.2243 | kWh | RES
8784 | 0 | 0 | [6 empty] | 2019-03-16 | 23 | 1.0213 | 434858.5033 | kWh | RES
8784 | 0 | 0 | [6 empty] | 2019-03-16 | 24 | 0.87984 | 374631.7007 | kWh | RES
8784 | 0 | 0 | [6 empty] | 2019-03-17 | 1 | 0.77091 | 328249.4418 | kWh | RES
8784 | 0 | 0 | [6 empty] | 2019-03-17 | 2 | 0.70739 | 301202.1656 | kWh | RES
8784 | 0 | 0 | [6 empty] | 2019-03-17 | 3 | 0.65334 | 278189.8449 | kWh | RES
8784 | 0 | 0 | [6 empty] | 2019-03-17 | 4 | 0.6496 | 276598.2306 | kWh | RES
8784 | 0 | 0 | [6 empty] | 2019-03-17 | 5 | 0.6342 | 270038.6793 | kWh | RES
8784 | 0 | 0 | [6 empty] | 2019-03-17 | 6 | 0.66358 | 282549.4977 | kWh | RES
8784 | 0 | 0 | [6 empty] | 2019-03-17 | 7 | 0.71636 | 305023.5028 | kWh | RES
8784 | 0 | 0 | [6 empty] | 2019-03-17 | 8 | 0.82017 | 349223.4623 | kWh | RES
8784 | 0 | 0 | [6 empty] | 2019-03-17 | 9 | 1.0652 | 453548.4973 | kWh | RES
8784 | 0 | 0 | [6 empty] | 2019-03-17 | 10 | 1.1765 | 500956.8348 | kWh | RES
8784 | 0 | 0 | [6 empty] | 2019-03-17 | 11 | 1.2663 | 539193.9584 | kWh | RES
8784 | 0 | 0 | [6 empty] | 2019-03-17 | 12 | 1.2665 | 539261.6982 | kWh | RES
8784 | 0 | 0 | [6 empty] | 2019-03-17 | 13 | 1.3134 | 559261.7039 | kWh | RES
8784 | 0 | 0 | [6 empty] | 2019-03-17 | 14 | 1.3191 | 561653.416 | kWh | RES
8784 | 0 | 0 | [6 empty] | 2019-03-17 | 15 | 1.3596 | 578892.6609 | kWh | RES
8784 | 0 | 0 | [6 empty] | 2019-03-17 | 16 | 1.2832 | 546382.7433 | kWh | RES
8784 | 0 | 0 | [6 empty] | 2019-03-17 | 17 | 1.2725 | 541818.8312 | kWh | RES
8784 | 0 | 0 | [6 empty] | 2019-03-17 | 18 | 1.3438 | 572165.711 | kWh | RES
8784 | 0 | 0 | [6 empty] | 2019-03-17 | 19 | 1.4454 | 615436.8365 | kWh | RES
8784 | 0 | 0 | [6 empty] | 2019-03-17 | 20 | 1.4888 | 633936.4556 | kWh | RES
8784 | 0 | 0 | [6 empty] | 2019-03-17 | 21 | 1.5479 | 659088.2339 | kWh | RES
8784 | 0 | 0 | [6 empty] | 2019-03-17 | 22 | 1.4595 | 621458.5235 | kWh | RES
8784 | 0 | 0 | [6 empty] | 2019-03-17 | 23 | 1.2972 | 552354.3203 | kWh | RES
8784 | 0 | 0 | [6 empty] | 2019-03-17 | 24 | 1.123 | 478167.55 | kWh | RES
8784 | 0 | 0 | [6 empty] | 2019-03-18 | 1 | 0.97985 | 417217.4683 | kWh | RES
8784 | 0 | 0 | [6 empty] | 2019-03-18 | 2 | 0.88773 | 377992.0768 | kWh | RES
8784 | 0 | 0 | [6 empty] | 2019-03-18 | 3 | 0.86868 | 369881.1003 | kWh | RES
8784 | 0 | 0 | [6 empty] | 2019-03-18 | 4 | 0.85454 | 363861.1405 | kWh | RES
8784 | 0 | 0 | [6 empty] | 2019-03-18 | 5 | 0.91825 | 390985.237 | kWh | RES
8784 | 0 | 0 | [6 empty] | 2019-03-18 | 6 | 1.0592 | 451022.3427 | kWh | RES
8784 | 0 | 0 | [6 empty] | 2019-03-18 | 7 | 1.3006 | 553805.0471 | kWh | RES
8784 | 0 | 0 | [6 empty] | 2019-03-18 | 8 | 1.3763 | 586022.8401 | kWh | RES
8784 | 0 | 0 | [6 empty] | 2019-03-18 | 9 | 1.3618 | 579864.3999 | kWh | RES
8784 | 0 | 0 | [6 empty] | 2019-03-18 | 10 | 1.229 | 523299.6813 | kWh | RES
8784 | 0 | 0 | [6 empty] | 2019-03-18 | 11 | 1.1382 | 484645.1854 | kWh | RES
8784 | 0 | 0 | [6 empty] | 2019-03-18 | 12 | 1.0565 | 449859.4389 | kWh | RES
8784 | 0 | 0 | [6 empty] | 2019-03-18 | 13 | 1.0129 | 431295.019 | kWh | RES
8784 | 0 | 0 | [6 empty] | 2019-03-18 | 14 | 0.92653 | 394513.9679 | kWh | RES
8784 | 0 | 0 | [6 empty] | 2019-03-18 | 15 | 0.9089 | 387005.6404 | kWh | RES
8784 | 0 | 0 | [6 empty] | 2019-03-18 | 16 | 0.94129 | 400799.5109 | kWh | RES
8784 | 0 | 0 | [6 empty] | 2019-03-18 | 17 | 0.99604 | 424111.2504 | kWh | RES
8784 | 0 | 0 | [6 empty] | 2019-03-18 | 18 | 1.0894 | 463883.304 | kWh | RES
8784 | 0 | 0 | [6 empty] | 2019-03-18 | 19 | 1.2333 | 525128.5428 | kWh | RES
8784 | 0 | 0 | [6 empty] | 2019-03-18 | 20 | 1.3546 | 576787.8514 | kWh | RES
8784 | 0 | 0 | [6 empty] | 2019-03-18 | 21 | 1.4048 | 598157.7971 | kWh | RES
8784 | 0 | 0 | [6 empty] | 2019-03-18 | 22 | 1.3126 | 558919.3058 | kWh | RES
8784 | 0 | 0 | [6 empty] | 2019-03-18 | 23 | 1.1847 | 504459.2554 | kWh | RES
8784 | 0 | 0 | [6 empty] | 2019-03-18 | 24 | 0.9929 | 422772.8016 | kWh | RES
8784 | 0 | 0 | [6 empty] | 2019-03-19 | 1 | 0.88945 | 378723.1279 | kWh | RES
8784 | 0 | 0 | [6 empty] | 2019-03-19 | 2 | 0.79962 | 340473.6404 | kWh | RES
8784 | 0 | 0 | [6 empty] | 2019-03-19 | 3 | 0.79222 | 337323.3025 | kWh | RES
8784 | 0 | 0 | [6 empty] | 2019-03-19 | 4 | 0.81131 | 345453.118 | kWh | RES
8784 | 0 | 0 | [6 empty] | 2019-03-19 | 5 | 0.85396 | 363612.372 | kWh | RES
8784 | 0 | 0 | [6 empty] | 2019-03-19 | 6 | 1.0101 | 430111.9524 | kWh | RES
8784 | 0 | 0 | [6 empty] | 2019-03-19 | 7 | 1.2401 | 528032.1635 | kWh | RES
8784 | 0 | 0 | [6 empty] | 2019-03-19 | 8 | 1.2645 | 538404.6433 | kWh | RES
8784 | 0 | 0 | [6 empty] | 2019-03-19 | 9 | 1.2034 | 512403.4596 | kWh | RES
8784 | 0 | 0 | [6 empty] | 2019-03-19 | 10 | 1.1513 | 490234.1342 | kWh | RES
8784 | 0 | 0 | [6 empty] | 2019-03-19 | 11 | 1.1665 | 496709.5138 | kWh | RES
8784 | 0 | 0 | [6 empty] | 2019-03-19 | 12 | 1.1009 | 468757.0722 | kWh | RES
8784 | 0 | 0 | [6 empty] | 2019-03-19 | 13 | 1.0515 | 447737.0804 | kWh | RES
8784 | 0 | 0 | [6 empty] | 2019-03-19 | 14 | 1.0041 | 427538.4533 | kWh | RES
8784 | 0 | 0 | [6 empty] | 2019-03-19 | 15 | 0.95863 | 408180.604 | kWh | RES
8784 | 0 | 0 | [6 empty] | 2019-03-19 | 16 | 0.96987 | 412965.5273 | kWh | RES
8784 | 0 | 0 | [6 empty] | 2019-03-19 | 17 | 1.0762 | 458226.0044 | kWh | RES
8784 | 0 | 0 | [6 empty] | 2019-03-19 | 18 | 1.2141 | 516970.1911 | kWh | RES
8784 | 0 | 0 | [6 empty] | 2019-03-19 | 19 | 1.3899 | 591828.2173 | kWh | RES
8784 | 0 | 0 | [6 empty] | 2019-03-19 | 20 | 1.4734 | 627373.1329 | kWh | RES
8784 | 0 | 0 | [6 empty] | 2019-03-19 | 21 | 1.5707 | 668815.1211 | kWh | RES
8784 | 0 | 0 | [6 empty] | 2019-03-19 | 22 | 1.4721 | 626805.2884 | kWh | RES
8784 | 0 | 0 | [6 empty] | 2019-03-19 | 23 | 1.3023 | 554518.1612 | kWh | RES
8784 | 0 | 0 | [6 empty] | 2019-03-19 | 24 | 1.1382 | 484626.503 | kWh | RES
8784 | 0 | 0 | [6 empty] | 2019-03-20 | 1 | 0.99705 | 424541.379 | kWh | RES
8784 | 0 | 0 | [6 empty] | 2019-03-20 | 2 | 0.93165 | 396693.0123 | kWh | RES
8784 | 0 | 0 | [6 empty] | 2019-03-20 | 3 | 0.87969 | 374566.5319 | kWh | RES
8784 | 0 | 0 | [6 empty] | 2019-03-20 | 4 | 0.86298 | 367452.5257 | kWh | RES
8784 | 0 | 0 | [6 empty] | 2019-03-20 | 5 | 0.89776 | 382261.1407 | kWh | RES
8784 | 0 | 0 | [6 empty] | 2019-03-20 | 6 | 1.0516 | 447765.5842 | kWh | RES
8784 | 0 | 0 | [6 empty] | 2019-03-20 | 7 | 1.2609 | 536893.7956 | kWh | RES
8784 | 0 | 0 | [6 empty] | 2019-03-20 | 8 | 1.2891 | 548878.0203 | kWh | RES
8784 | 0 | 0 | [6 empty] | 2019-03-20 | 9 | 1.2348 | 525761.5613 | kWh | RES
8784 | 0 | 0 | [6 empty] | 2019-03-20 | 10 | 1.1847 | 504458.4154 | kWh | RES
8784 | 0 | 0 | [6 empty] | 2019-03-20 | 11 | 1.0625 | 452397.6309 | kWh | RES
8784 | 0 | 0 | [6 empty] | 2019-03-20 | 12 | 0.97415 | 414789.8975 | kWh | RES
8784 | 0 | 0 | [6 empty] | 2019-03-20 | 13 | 0.91748 | 390658.4128 | kWh | RES
8784 | 0 | 0 | [6 empty] | 2019-03-20 | 14 | 0.90489 | 385299.2524 | kWh | RES
8784 | 0 | 0 | [6 empty] | 2019-03-20 | 15 | 0.89739 | 382103.2868 | kWh | RES
8784 | 0 | 0 | [6 empty] | 2019-03-20 | 16 | 0.92254 | 392813.1165 | kWh | RES
8784 | 0 | 0 | [6 empty] | 2019-03-20 | 17 | 0.97051 | 413237.7354 | kWh | RES
8784 | 0 | 0 | [6 empty] | 2019-03-20 | 18 | 1.0867 | 462724.4049 | kWh | RES
8784 | 0 | 0 | [6 empty] | 2019-03-20 | 19 | 1.1813 | 502996.2167 | kWh | RES
8784 | 0 | 0 | [6 empty] | 2019-03-20 | 20 | 1.2284 | 523057.1125 | kWh | RES
8784 | 0 | 0 | [6 empty] | 2019-03-20 | 21 | 1.331 | 566717.2689 | kWh | RES
8784 | 0 | 0 | [6 empty] | 2019-03-20 | 22 | 1.2495 | 532043.7219 | kWh | RES
8784 | 0 | 0 | [6 empty] | 2019-03-20 | 23 | 1.1131 | 473974.4232 | kWh | RES
8784 | 0 | 0 | [6 empty] | 2019-03-20 | 24 | 0.97091 | 413411.2015 | kWh | RES
8784 | 0 | 0 | [6 empty] | 2019-03-21 | 1 | 0.85946 | 365953.1087 | kWh | RES
8784 | 0 | 0 | [6 empty] | 2019-03-21 | 2 | 0.81968 | 349016.3202 | kWh | RES
8784 | 0 | 0 | [6 empty] | 2019-03-21 | 3 | 0.82353 | 350654.4696 | kWh | RES
8784 | 0 | 0 | [6 empty] | 2019-03-21 | 4 | 0.8626 | 367290.3237 | kWh | RES
8784 | 0 | 0 | [6 empty] | 2019-03-21 | 5 | 0.91693 | 390426.8948 | kWh | RES
8784 | 0 | 0 | [6 empty] | 2019-03-21 | 6 | 1.1026 | 469488.2656 | kWh | RES
8784 | 0 | 0 | [6 empty] | 2019-03-21 | 7 | 1.3549 | 576896.3127 | kWh | RES
8784 | 0 | 0 | [6 empty] | 2019-03-21 | 8 | 1.4552 | 619621.6161 | kWh | RES
8784 | 0 | 0 | [6 empty] | 2019-03-21 | 9 | 1.3917 | 592577.6006 | kWh | RES
8784 | 0 | 0 | [6 empty] | 2019-03-21 | 10 | 1.2609 | 536872.3787 | kWh | RES
8784 | 0 | 0 | [6 empty] | 2019-03-21 | 11 | 1.1467 | 488278.1042 | kWh | RES
8784 | 0 | 0 | [6 empty] | 2019-03-21 | 12 | 1.0243 | 436152.0826 | kWh | RES
8784 | 0 | 0 | [6 empty] | 2019-03-21 | 13 | 0.91249 | 388536.4222 | kWh | RES
8784 | 0 | 0 | [6 empty] | 2019-03-21 | 14 | 0.8636 | 367718.5 | kWh | RES
8784 | 0 | 0 | [6 empty] | 2019-03-21 | 15 | 0.86146 | 366804.9004 | kWh | RES
8784 | 0 | 0 | [6 empty] | 2019-03-21 | 16 | 0.9103 | 387601.1478 | kWh | RES
8784 | 0 | 0 | [6 empty] | 2019-03-21 | 17 | 1.0018 | 426569.8003 | kWh | RES
8784 | 0 | 0 | [6 empty] | 2019-03-21 | 18 | 1.0878 | 463169.6934 | kWh | RES
8784 | 0 | 0 | [6 empty] | 2019-03-21 | 19 | 1.1387 | 484865.7153 | kWh | RES
8784 | 0 | 0 | [6 empty] | 2019-03-21 | 20 | 1.1889 | 506215.0857 | kWh | RES
8784 | 0 | 0 | [6 empty] | 2019-03-21 | 21 | 1.2552 | 534447.0618 | kWh | RES
8784 | 0 | 0 | [6 empty] | 2019-03-21 | 22 | 1.1891 | 506311.0895 | kWh | RES
8784 | 0 | 0 | [6 empty] | 2019-03-21 | 23 | 1.094 | 465812.5018 | kWh | RES
8784 | 0 | 0 | [6 empty] | 2019-03-21 | 24 | 0.92765 | 394991.0329 | kWh | RES
8784 | 0 | 0 | [6 empty] | 2019-03-22 | 1 | 0.80186 | 341430.5594 | kWh | RES
8784 | 0 | 0 | [6 empty] | 2019-03-22 | 2 | 0.73572 | 313266.0665 | kWh | RES
8784 | 0 | 0 | [6 empty] | 2019-03-22 | 3 | 0.70122 | 298576.8666 | kWh | RES
8784 | 0 | 0 | [6 empty] | 2019-03-22 | 4 | 0.74265 | 316219.2209 | kWh | RES
8784 | 0 | 0 | [6 empty] | 2019-03-22 | 5 | 0.79342 | 337835.4987 | kWh | RES
8784 | 0 | 0 | [6 empty] | 2019-03-22 | 6 | 0.98749 | 420468.8546 | kWh | RES
8784 | 0 | 0 | [6 empty] | 2019-03-22 | 7 | 1.1719 | 498990.9977 | kWh | RES
8784 | 0 | 0 | [6 empty] | 2019-03-22 | 8 | 1.2889 | 548813.3297 | kWh | RES
8784 | 0 | 0 | [6 empty] | 2019-03-22 | 9 | 1.3237 | 563633.6913 | kWh | RES
8784 | 0 | 0 | [6 empty] | 2019-03-22 | 10 | 1.2717 | 541469.0955 | kWh | RES
8784 | 0 | 0 | [6 empty] | 2019-03-22 | 11 | 1.0959 | 466646.6729 | kWh | RES
8784 | 0 | 0 | [6 empty] | 2019-03-22 | 12 | 1.064 | 453027.4521 | kWh | RES
8784 | 0 | 0 | [6 empty] | 2019-03-22 | 13 | 0.99385 | 423175.8002 | kWh | RES
8784 | 0 | 0 | [6 empty] | 2019-03-22 | 14 | 0.95536 | 406788.194 | kWh | RES
8784 | 0 | 0 | [6 empty] | 2019-03-22 | 15 | 0.92892 | 395529.2017 | kWh | RES
8784 | 0 | 0 | [6 empty] | 2019-03-22 | 16 | 0.9685 | 412381.3949 | kWh | RES
8784 | 0 | 0 | [6 empty] | 2019-03-22 | 17 | 1.0351 | 440745.8992 | kWh | RES
8784 | 0 | 0 | [6 empty] | 2019-03-22 | 18 | 1.0852 | 462090.7457 | kWh | RES
8784 | 0 | 0 | [6 empty] | 2019-03-22 | 19 | 1.1542 | 491451.4547 | kWh | RES
8784 | 0 | 0 | [6 empty] | 2019-03-22 | 20 | 1.1489 | 489182.0576 | kWh | RES
8784 | 0 | 0 | [6 empty] | 2019-03-22 | 21 | 1.1964 | 509440.1792 | kWh | RES
8784 | 0 | 0 | [6 empty] | 2019-03-22 | 22 | 1.13 | 481144.2173 | kWh | RES
8784 | 0 | 0 | [6 empty] | 2019-03-22 | 23 | 1.0638 | 452972.9198 | kWh | RES
8784 | 0 | 0 | [6 empty] | 2019-03-22 | 24 | 0.94569 | 402672.3051 | kWh | RES
8784 | 0 | 0 | [6 empty] | 2019-03-23 | 1 | 0.83545 | 355729.3582 | kWh | RES
8784 | 0 | 0 | [6 empty] | 2019-03-23 | 2 | 0.77324 | 329240.8564 | kWh | RES
8784 | 0 | 0 | [6 empty] | 2019-03-23 | 3 | 0.7446 | 317046.5743 | kWh | RES
8784 | 0 | 0 | [6 empty] | 2019-03-23 | 4 | 0.78201 | 332976.9772 | kWh | RES
8784 | 0 | 0 | [6 empty] | 2019-03-23 | 5 | 0.82236 | 350157.1369 | kWh | RES
8784 | 0 | 0 | [6 empty] | 2019-03-23 | 6 | 0.90597 | 385759.9091 | kWh | RES
8784 | 0 | 0 | [6 empty] | 2019-03-23 | 7 | 1.0345 | 440473.5253 | kWh | RES
8784 | 0 | 0 | [6 empty] | 2019-03-23 | 8 | 1.2316 | 524394.2409 | kWh | RES
8784 | 0 | 0 | [6 empty] | 2019-03-23 | 9 | 1.4433 | 614531.2479 | kWh | RES
8784 | 0 | 0 | [6 empty] | 2019-03-23 | 10 | 1.3888 | 591329.4004 | kWh | RES
8784 | 0 | 0 | [6 empty] | 2019-03-23 | 11 | 1.2971 | 552320.3699 | kWh | RES
8784 | 0 | 0 | [6 empty] | 2019-03-23 | 12 | 1.1351 | 483321.6377 | kWh | RES
8784 | 0 | 0 | [6 empty] | 2019-03-23 | 13 | 1.0654 | 453625.4752 | kWh | RES
8784 | 0 | 0 | [6 empty] | 2019-03-23 | 14 | 1.0308 | 438931.0291 | kWh | RES
8784 | 0 | 0 | [6 empty] | 2019-03-23 | 15 | 1.0441 | 444581.3506 | kWh | RES
8784 | 0 | 0 | [6 empty] | 2019-03-23 | 16 | 1.0807 | 460172.9061 | kWh | RES
8784 | 0 | 0 | [6 empty] | 2019-03-23 | 17 | 1.1375 | 484358.2041 | kWh | RES
8784 | 0 | 0 | [6 empty] | 2019-03-23 | 18 | 1.2283 | 523022.6346 | kWh | RES
8784 | 0 | 0 | [6 empty] | 2019-03-23 | 19 | 1.2095 | 515012.8632 | kWh | RES
8784 | 0 | 0 | [6 empty] | 2019-03-23 | 20 | 1.1839 | 504098.6521 | kWh | RES
8784 | 0 | 0 | [6 empty] | 2019-03-23 | 21 | 1.1872 | 505516.0603 | kWh | RES
8784 | 0 | 0 | [6 empty] | 2019-03-23 | 22 | 1.1499 | 489633.7675 | kWh | RES
8784 | 0 | 0 | [6 empty] | 2019-03-23 | 23 | 1.0662 | 453993.927 | kWh | RES
8784 | 0 | 0 | [6 empty] | 2019-03-23 | 24 | 0.97223 | 413973.389 | kWh | RES
8784 | 0 | 0 | [6 empty] | 2019-03-24 | 1 | 0.84563 | 360065.9383 | kWh | RES
8784 | 0 | 0 | [6 empty] | 2019-03-24 | 2 | 0.75891 | 323140.5294 | kWh | RES
8784 | 0 | 0 | [6 empty] | 2019-03-24 | 3 | 0.7227 | 307721.674 | kWh | RES
8784 | 0 | 0 | [6 empty] | 2019-03-24 | 4 | 0.70723 | 301134.8651 | kWh | RES
8784 | 0 | 0 | [6 empty] | 2019-03-24 | 5 | 0.74772 | 318377.5809 | kWh | RES
8784 | 0 | 0 | [6 empty] | 2019-03-24 | 6 | 0.8104 | 345066.3474 | kWh | RES
8784 | 0 | 0 | [6 empty] | 2019-03-24 | 7 | 0.91514 | 389664.8962 | kWh | RES
8784 | 0 | 0 | [6 empty] | 2019-03-24 | 8 | 1.1332 | 482530.1825 | kWh | RES
8784 | 0 | 0 | [6 empty] | 2019-03-24 | 9 | 1.356 | 577390.8026 | kWh | RES
8784 | 0 | 0 | [6 empty] | 2019-03-24 | 10 | 1.3382 | 569785.6281 | kWh | RES
8784 | 0 | 0 | [6 empty] | 2019-03-24 | 11 | 1.2196 | 519318.2472 | kWh | RES
8784 | 0 | 0 | [6 empty] | 2019-03-24 | 12 | 1.1329 | 482368.6211 | kWh | RES
8784 | 0 | 0 | [6 empty] | 2019-03-24 | 13 | 1.0947 | 466118.3423 | kWh | RES
8784 | 0 | 0 | [6 empty] | 2019-03-24 | 14 | 1.1214 | 477478.3952 | kWh | RES
8784 | 0 | 0 | [6 empty] | 2019-03-24 | 15 | 1.1823 | 503410.8902 | kWh | RES
8784 | 0 | 0 | [6 empty] | 2019-03-24 | 16 | 1.3092 | 557457.5969 | kWh | RES
8784 | 0 | 0 | [6 empty] | 2019-03-24 | 17 | 1.3766 | 586163.204 | kWh | RES
8784 | 0 | 0 | [6 empty] | 2019-03-24 | 18 | 1.4687 | 625350.1445 | kWh | RES
8784 | 0 | 0 | [6 empty] | 2019-03-24 | 19 | 1.4758 | 628373.058 | kWh | RES
8784 | 0 | 0 | [6 empty] | 2019-03-24 | 20 | 1.4283 | 608152.7194 | kWh | RES
8784 | 0 | 0 | [6 empty] | 2019-03-24 | 21 | 1.4915 | 635074.4707 | kWh | RES
8784 | 0 | 0 | [6 empty] | 2019-03-24 | 22 | 1.3963 | 594545.1247 | kWh | RES
8784 | 0 | 0 | [6 empty] | 2019-03-24 | 23 | 1.1769 | 501125.1098 | kWh | RES
8784 | 0 | 0 | [6 empty] | 2019-03-24 | 24 | 0.95808 | 407946.6368 | kWh | RES
8784 | 0 | 0 | [6 empty] | 2019-03-25 | 1 | 0.75685 | 322265.6535 | kWh | RES
8784 | 0 | 0 | [6 empty] | 2019-03-25 | 2 | 0.64617 | 275136.2067 | kWh | RES
8784 | 0 | 0 | [6 empty] | 2019-03-25 | 3 | 0.58641 | 249691.8892 | kWh | RES
8784 | 0 | 0 | [6 empty] | 2019-03-25 | 4 | 0.57353 | 244208.4884 | kWh | RES
8784 | 0 | 0 | [6 empty] | 2019-03-25 | 5 | 0.5889 | 250751.6353 | kWh | RES
8784 | 0 | 0 | [6 empty] | 2019-03-25 | 6 | 0.72733 | 309693.285 | kWh | RES
8784 | 0 | 0 | [6 empty] | 2019-03-25 | 7 | 0.93354 | 397498.1859 | kWh | RES
8784 | 0 | 0 | [6 empty] | 2019-03-25 | 8 | 0.98786 | 420626.2411 | kWh | RES
8784 | 0 | 0 | [6 empty] | 2019-03-25 | 9 | 0.91202 | 388336.231 | kWh | RES
8784 | 0 | 0 | [6 empty] | 2019-03-25 | 10 | 0.86247 | 367234.5474 | kWh | RES
8784 | 0 | 0 | [6 empty] | 2019-03-25 | 11 | 0.86293 | 367431.5267 | kWh | RES
8784 | 0 | 0 | [6 empty] | 2019-03-25 | 12 | 0.85761 | 365167.3835 | kWh | RES
8784 | 0 | 0 | [6 empty] | 2019-03-25 | 13 | 0.92991 | 395950.3648 | kWh | RES
8784 | 0 | 0 | [6 empty] | 2019-03-25 | 14 | 1.0281 | 437744.9779 | kWh | RES
8784 | 0 | 0 | [6 empty] | 2019-03-25 | 15 | 1.1097 | 472513.3521 | kWh | RES
8784 | 0 | 0 | [6 empty] | 2019-03-25 | 16 | 1.2391 | 527588.0547 | kWh | RES
8784 | 0 | 0 | [6 empty] | 2019-03-25 | 17 | 1.4265 | 607390.8033 | kWh | RES
8784 | 0 | 0 | [6 empty] | 2019-03-25 | 18 | 1.5911 | 677468.8841 | kWh | RES
8784 | 0 | 0 | [6 empty] | 2019-03-25 | 19 | 1.6424 | 699328.9118 | kWh | RES
8784 | 0 | 0 | [6 empty] | 2019-03-25 | 20 | 1.6198 | 689696.066 | kWh | RES
8784 | 0 | 0 | [6 empty] | 2019-03-25 | 21 | 1.6129 | 686784.9133 | kWh | RES
8784 | 0 | 0 | [6 empty] | 2019-03-25 | 22 | 1.4398 | 613047.6234 | kWh | RES
8784 | 0 | 0 | [6 empty] | 2019-03-25 | 23 | 1.2609 | 536902.0146 | kWh | RES
8784 | 0 | 0 | [6 empty] | 2019-03-25 | 24 | 1.0047 | 427799.8458 | kWh | RES
8784 | 0 | 0 | [6 empty] | 2019-03-26 | 1 | 0.80602 | 343198.4574 | kWh | RES
8784 | 0 | 0 | [6 empty] | 2019-03-26 | 2 | 0.67385 | 286924.085 | kWh | RES
8784 | 0 | 0 | [6 empty] | 2019-03-26 | 3 | 0.62179 | 264755.214 | kWh | RES
8784 | 0 | 0 | [6 empty] | 2019-03-26 | 4 | 0.59505 | 253371.7848 | kWh | RES
8784 | 0 | 0 | [6 empty] | 2019-03-26 | 5 | 0.58459 | 248916.4632 | kWh | RES
8784 | 0 | 0 | [6 empty] | 2019-03-26 | 6 | 0.70437 | 299915.9872 | kWh | RES
8784 | 0 | 0 | [6 empty] | 2019-03-26 | 7 | 0.87855 | 374084.6563 | kWh | RES
8784 | 0 | 0 | [6 empty] | 2019-03-26 | 8 | 0.93598 | 398537.9686 | kWh | RES
8784 | 0 | 0 | [6 empty] | 2019-03-26 | 9 | 0.84752 | 360871.8236 | kWh | RES
8784 | 0 | 0 | [6 empty] | 2019-03-26 | 10 | 0.81734 | 348018.0266 | kWh | RES
8784 | 0 | 0 | [6 empty] | 2019-03-26 | 11 | 0.8577 | 365203.3969 | kWh | RES
8784 | 0 | 0 | [6 empty] | 2019-03-26 | 12 | 0.88716 | 377748.793 | kWh | RES
8784 | 0 | 0 | [6 empty] | 2019-03-26 | 13 | 0.94287 | 401470.192 | kWh | RES
8784 | 0 | 0 | [6 empty] | 2019-03-26 | 14 | 1.006 | 428337.3416 | kWh | RES
8784 | 0 | 0 | [6 empty] | 2019-03-26 | 15 | 1.0674 | 454500.0276 | kWh | RES
8784 | 0 | 0 | [6 empty] | 2019-03-26 | 16 | 1.1137 | 474203.0605 | kWh | RES
8784 | 0 | 0 | [6 empty] | 2019-03-26 | 17 | 1.2021 | 511833.6336 | kWh | RES
8784 | 0 | 0 | [6 empty] | 2019-03-26 | 18 | 1.302 | 554388.8306 | kWh | RES
8784 | 0 | 0 | [6 empty] | 2019-03-26 | 19 | 1.3159 | 560291.8301 | kWh | RES
8784 | 0 | 0 | [6 empty] | 2019-03-26 | 20 | 1.3321 | 567194.9036 | kWh | RES
8784 | 0 | 0 | [6 empty] | 2019-03-26 | 21 | 1.3753 | 585594.9102 | kWh | RES
8784 | 0 | 0 | [6 empty] | 2019-03-26 | 22 | 1.2713 | 541318.4606 | kWh | RES
8784 | 0 | 0 | [6 empty] | 2019-03-26 | 23 | 1.0841 | 461586.3803 | kWh | RES
8784 | 0 | 0 | [6 empty] | 2019-03-26 | 24 | 0.93435 | 397841.5008 | kWh | RES
8784 | 0 | 0 | [6 empty] | 2019-03-27 | 1 | 0.77701 | 330845.855 | kWh | RES
8784 | 0 | 0 | [6 empty] | 2019-03-27 | 2 | 0.66048 | 281227.714 | kWh | RES
8784 | 0 | 0 | [6 empty] | 2019-03-27 | 3 | 0.59876 | 254949.9865 | kWh | RES
8784 | 0 | 0 | [6 empty] | 2019-03-27 | 4 | 0.58615 | 249581.6302 | kWh | RES
8784 | 0 | 0 | [6 empty] | 2019-03-27 | 5 | 0.61421 | 261530.2188 | kWh | RES
8784 | 0 | 0 | [6 empty] | 2019-03-27 | 6 | 0.74741 | 318243.6478 | kWh | RES
8784 | 0 | 0 | [6 empty] | 2019-03-27 | 7 | 0.96253 | 409843.0184 | kWh | RES
8784 | 0 | 0 | [6 empty] | 2019-03-27 | 8 | 1.004 | 427507.7876 | kWh | RES
8784 | 0 | 0 | [6 empty] | 2019-03-27 | 9 | 0.95942 | 408516.094 | kWh | RES
8784 | 0 | 0 | [6 empty] | 2019-03-27 | 10 | 0.9376 | 399224.4512 | kWh | RES
8784 | 0 | 0 | [6 empty] | 2019-03-27 | 11 | 0.91559 | 389856.1296 | kWh | RES
8784 | 0 | 0 | [6 empty] | 2019-03-27 | 12 | 0.91717 | 390525.5615 | kWh | RES
8784 | 0 | 0 | [6 empty] | 2019-03-27 | 13 | 0.92086 | 392097.1717 | kWh | RES
8784 | 0 | 0 | [6 empty] | 2019-03-27 | 14 | 0.9249 | 393818.0887 | kWh | RES
8784 | 0 | 0 | [6 empty] | 2019-03-27 | 15 | 0.92299 | 393003.5018 | kWh | RES
8784 | 0 | 0 | [6 empty] | 2019-03-27 | 16 | 0.92531 | 393995.0239 | kWh | RES
8784 | 0 | 0 | [6 empty] | 2019-03-27 | 17 | 0.99317 | 422889.936 | kWh | RES
8784 | 0 | 0 | [6 empty] | 2019-03-27 | 18 | 1.0943 | 465962.5587 | kWh | RES
8784 | 0 | 0 | [6 empty] | 2019-03-27 | 19 | 1.1615 | 494574.177 | kWh | RES
8784 | 0 | 0 | [6 empty] | 2019-03-27 | 20 | 1.2657 | 538911.3523 | kWh | RES
8784 | 0 | 0 | [6 empty] | 2019-03-27 | 21 | 1.3948 | 593911.1764 | kWh | RES
8784 | 0 | 0 | [6 empty] | 2019-03-27 | 22 | 1.3212 | 562554.9979 | kWh | RES
8784 | 0 | 0 | [6 empty] | 2019-03-27 | 23 | 1.1965 | 509471.2222 | kWh | RES
8784 | 0 | 0 | [6 empty] | 2019-03-27 | 24 | 1.0103 | 430170.5672 | kWh | RES
8784 | 0 | 0 | [6 empty] | 2019-03-28 | 1 | 0.87072 | 370748.7145 | kWh | RES
8784 | 0 | 0 | [6 empty] | 2019-03-28 | 2 | 0.76363 | 325149.1033 | kWh | RES
8784 | 0 | 0 | [6 empty] | 2019-03-28 | 3 | 0.71427 | 304131.918 | kWh | RES
8784 | 0 | 0 | [6 empty] | 2019-03-28 | 4 | 0.69087 | 294169.0659 | kWh | RES
8784 | 0 | 0 | [6 empty] | 2019-03-28 | 5 | 0.70508 | 300221.2852 | kWh | RES
8784 | 0 | 0 | [6 empty] | 2019-03-28 | 6 | 0.83014 | 353472.3491 | kWh | RES
8784 | 0 | 0 | [6 empty] | 2019-03-28 | 7 | 1.0508 | 447418.2002 | kWh | RES
8784 | 0 | 0 | [6 empty] | 2019-03-28 | 8 | 1.0921 | 465017.2952 | kWh | RES
8784 | 0 | 0 | [6 empty] | 2019-03-28 | 9 | 0.99147 | 422162.9396 | kWh | RES
8784 | 0 | 0 | [6 empty] | 2019-03-28 | 10 | 0.95219 | 405437.8011 | kWh | RES
8784 | 0 | 0 | [6 empty] | 2019-03-28 | 11 | 0.91409 | 389216.8591 | kWh | RES
8784 | 0 | 0 | [6 empty] | 2019-03-28 | 12 | 0.90197 | 384054.2653 | kWh | RES
8784 | 0 | 0 | [6 empty] | 2019-03-28 | 13 | 0.88935 | 378681.0012 | kWh | RES
8784 | 0 | 0 | [6 empty] | 2019-03-28 | 14 | 0.84293 | 358917.1099 | kWh | RES
8784 | 0 | 0 | [6 empty] | 2019-03-28 | 15 | 0.84042 | 357846.3391 | kWh | RES
8784 | 0 | 0 | [6 empty] | 2019-03-28 | 16 | 0.9188 | 391220.3338 | kWh | RES
8784 | 0 | 0 | [6 empty] | 2019-03-28 | 17 | 1.0202 | 434398.8758 | kWh | RES
8784 | 0 | 0 | [6 empty] | 2019-03-28 | 18 | 1.1265 | 479655.5898 | kWh | RES
8784 | 0 | 0 | [6 empty] | 2019-03-28 | 19 | 1.1954 | 508987.5235 | kWh | RES
8784 | 0 | 0 | [6 empty] | 2019-03-28 | 20 | 1.2344 | 525582.2782 | kWh | RES
8784 | 0 | 0 | [6 empty] | 2019-03-28 | 21 | 1.2984 | 552857.8442 | kWh | RES
8784 | 0 | 0 | [6 empty] | 2019-03-28 | 22 | 1.2885 | 548629.9204 | kWh | RES
8784 | 0 | 0 | [6 empty] | 2019-03-28 | 23 | 1.1099 | 472576.3867 | kWh | RES
8784 | 0 | 0 | [6 empty] | 2019-03-28 | 24 | 0.90799 | 386619.6652 | kWh | RES
8784 | 0 | 0 | [6 empty] | 2019-03-29 | 1 | 0.77338 | 329300.3483 | kWh | RES
8784 | 0 | 0 | [6 empty] | 2019-03-29 | 2 | 0.6758 | 287753.3103 | kWh | RES
8784 | 0 | 0 | [6 empty] | 2019-03-29 | 3 | 0.6347 | 270252.9527 | kWh | RES
8784 | 0 | 0 | [6 empty] | 2019-03-29 | 4 | 0.65497 | 278885.3831 | kWh | RES
8784 | 0 | 0 | [6 empty] | 2019-03-29 | 5 | 0.67085 | 285646.6636 | kWh | RES
8784 | 0 | 0 | [6 empty] | 2019-03-29 | 6 | 0.78911 | 336001.8827 | kWh | RES
8784 | 0 | 0 | [6 empty] | 2019-03-29 | 7 | 1.0076 | 429018.5926 | kWh | RES
8784 | 0 | 0 | [6 empty] | 2019-03-29 | 8 | 1.0979 | 467475.0228 | kWh | RES
8784 | 0 | 0 | [6 empty] | 2019-03-29 | 9 | 1.0303 | 438679.5663 | kWh | RES
8784 | 0 | 0 | [6 empty] | 2019-03-29 | 10 | 0.91838 | 391040.9042 | kWh | RES
8784 | 0 | 0 | [6 empty] | 2019-03-29 | 11 | 0.88171 | 375429.4686 | kWh | RES
8784 | 0 | 0 | [6 empty] | 2019-03-29 | 12 | 0.85335 | 363355.1047 | kWh | RES
8784 | 0 | 0 | [6 empty] | 2019-03-29 | 13 | 0.86637 | 368898.2691 | kWh | RES
8784 | 0 | 0 | [6 empty] | 2019-03-29 | 14 | 0.92476 | 393758.492 | kWh | RES
8784 | 0 | 0 | [6 empty] | 2019-03-29 | 15 | 0.96833 | 412309.9497 | kWh | RES
8784 | 0 | 0 | [6 empty] | 2019-03-29 | 16 | 1.0528 | 448292.5964 | kWh | RES
8784 | 0 | 0 | [6 empty] | 2019-03-29 | 17 | 1.1934 | 508157.5626 | kWh | RES
8784 | 0 | 0 | [6 empty] | 2019-03-29 | 18 | 1.2613 | 537050.986 | kWh | RES
8784 | 0 | 0 | [6 empty] | 2019-03-29 | 19 | 1.215 | 517363.3328 | kWh | RES
8784 | 0 | 0 | [6 empty] | 2019-03-29 | 20 | 1.2052 | 513190.5184 | kWh | RES
8784 | 0 | 0 | [6 empty] | 2019-03-29 | 21 | 1.2159 | 517745.5606 | kWh | RES
8784 | 0 | 0 | [6 empty] | 2019-03-29 | 22 | 1.1789 | 501976.9605 | kWh | RES
8784 | 0 | 0 | [6 empty] | 2019-03-29 | 23 | 1.0797 | 459741.6942 | kWh | RES
8784 | 0 | 0 | [6 empty] | 2019-03-29 | 24 | 0.92891 | 395526.9939 | kWh | RES
8784 | 0 | 0 | [6 empty] | 2019-03-30 | 1 | 0.76814 | 327070.287 | kWh | RES
8784 | 0 | 0 | [6 empty] | 2019-03-30 | 2 | 0.66804 | 284448.6923 | kWh | RES
8784 | 0 | 0 | [6 empty] | 2019-03-30 | 3 | 0.62475 | 266014.8636 | kWh | RES
8784 | 0 | 0 | [6 empty] | 2019-03-30 | 4 | 0.59409 | 252960.0223 | kWh | RES
8784 | 0 | 0 | [6 empty] | 2019-03-30 | 5 | 0.59106 | 251670.2547 | kWh | RES
8784 | 0 | 0 | [6 empty] | 2019-03-30 | 6 | 0.63782 | 271581.869 | kWh | RES
8784 | 0 | 0 | [6 empty] | 2019-03-30 | 7 | 0.70488 | 300134.9739 | kWh | RES
8784 | 0 | 0 | [6 empty] | 2019-03-30 | 8 | 0.84335 | 359093.5773 | kWh | RES
8784 | 0 | 0 | [6 empty] | 2019-03-30 | 9 | 1.0209 | 434690.0118 | kWh | RES
8784 | 0 | 0 | [6 empty] | 2019-03-30 | 10 | 1.0468 | 445716.0478 | kWh | RES
8784 | 0 | 0 | [6 empty] | 2019-03-30 | 11 | 1.056 | 449648.6171 | kWh | RES
8784 | 0 | 0 | [6 empty] | 2019-03-30 | 12 | 1.0115 | 430698.1854 | kWh | RES
8784 | 0 | 0 | [6 empty] | 2019-03-30 | 13 | 1.0327 | 439719.6692 | kWh | RES
8784 | 0 | 0 | [6 empty] | 2019-03-30 | 14 | 1.088 | 463265.0542 | kWh | RES
8784 | 0 | 0 | [6 empty] | 2019-03-30 | 15 | 1.1571 | 492674.5639 | kWh | RES
8784 | 0 | 0 | [6 empty] | 2019-03-30 | 16 | 1.2717 | 541489.4947 | kWh | RES
8784 | 0 | 0 | [6 empty] | 2019-03-30 | 17 | 1.4069 | 599039.4747 | kWh | RES
8784 | 0 | 0 | [6 empty] | 2019-03-30 | 18 | 1.4847 | 632178.327 | kWh | RES
8784 | 0 | 0 | [6 empty] | 2019-03-30 | 19 | 1.395 | 593968.6858 | kWh | RES
8784 | 0 | 0 | [6 empty] | 2019-03-30 | 20 | 1.3427 | 571711.9256 | kWh | RES
8784 | 0 | 0 | [6 empty] | 2019-03-30 | 21 | 1.3248 | 564095.1021 | kWh | RES
8784 | 0 | 0 | [6 empty] | 2019-03-30 | 22 | 1.2325 | 524783.1489 | kWh | RES
8784 | 0 | 0 | [6 empty] | 2019-03-30 | 23 | 1.1543 | 491514.972 | kWh | RES
8784 | 0 | 0 | [6 empty] | 2019-03-30 | 24 | 0.97297 | 414287.4719 | kWh | RES
8784 | 0 | 0 | [6 empty] | 2019-03-31 | 1 | 0.80729 | 343741.7866 | kWh | RES
8784 | 0 | 0 | [6 empty] | 2019-03-31 | 2 | 0.6946 | 295758.0669 | kWh | RES
8784 | 0 | 0 | [6 empty] | 2019-03-31 | 3 | 0.61285 | 260950.968 | kWh | RES
8784 | 0 | 0 | [6 empty] | 2019-03-31 | 4 | 0.56964 | 242549.7868 | kWh | RES
8784 | 0 | 0 | [6 empty] | 2019-03-31 | 5 | 0.56129 | 238996.5673 | kWh | RES
8784 | 0 | 0 | [6 empty] | 2019-03-31 | 6 | 0.58563 | 249357.2845 | kWh | RES
8784 | 0 | 0 | [6 empty] | 2019-03-31 | 7 | 0.61332 | 261149.2757 | kWh | RES
8784 | 0 | 0 | [6 empty] | 2019-03-31 | 8 | 0.72817 | 310052.8613 | kWh | RES
8784 | 0 | 0 | [6 empty] | 2019-03-31 | 9 | 0.92304 | 393025.2613 | kWh | RES
8784 | 0 | 0 | [6 empty] | 2019-03-31 | 10 | 1.0443 | 444665.0356 | kWh | RES
8784 | 0 | 0 | [6 empty] | 2019-03-31 | 11 | 1.0986 | 467799.6124 | kWh | RES
8784 | 0 | 0 | [6 empty] | 2019-03-31 | 12 | 1.1564 | 492408.6782 | kWh | RES
8784 | 0 | 0 | [6 empty] | 2019-03-31 | 13 | 1.2686 | 540178.6488 | kWh | RES
8784 | 0 | 0 | [6 empty] | 2019-03-31 | 14 | 1.344 | 572284.3464 | kWh | RES
8784 | 0 | 0 | [6 empty] | 2019-03-31 | 15 | 1.4605 | 621857.0235 | kWh | RES
8784 | 0 | 0 | [6 empty] | 2019-03-31 | 16 | 1.618 | 688941.31 | kWh | RES
8784 | 0 | 0 | [6 empty] | 2019-03-31 | 17 | 1.7138 | 729744.5413 | kWh | RES
8784 | 0 | 0 | [6 empty] | 2019-03-31 | 18 | 1.737 | 739612.5456 | kWh | RES
8784 | 0 | 0 | [6 empty] | 2019-03-31 | 19 | 1.7084 | 727414.6126 | kWh | RES
8784 | 0 | 0 | [6 empty] | 2019-03-31 | 20 | 1.6241 | 691535.2161 | kWh | RES
8784 | 0 | 0 | [6 empty] | 2019-03-31 | 21 | 1.5709 | 668901.5643 | kWh | RES
8784 | 0 | 0 | [6 empty] | 2019-03-31 | 22 | 1.4153 | 602621.4996 | kWh | RES
8784 | 0 | 0 | [6 empty] | 2019-03-31 | 23 | 1.2269 | 522426.8607 | kWh | RES
8784 | 0 | 0 | [6 empty] | 2019-03-31 | 24 | 0.97292 | 414267.2576 | kWh | RES
8784 | 0 | 0 | [6 empty] | 2019-04-01 | 1 | 0.79037 | 336537.6594 | kWh | RES
8784 | 0 | 0 | [6 empty] | 2019-04-01 | 2 | 0.65019 | 276847.5438 | kWh | RES
8784 | 0 | 0 | [6 empty] | 2019-04-01 | 3 | 0.58294 | 248212.1448 | kWh | RES
8784 | 0 | 0 | [6 empty] | 2019-04-01 | 4 | 0.56468 | 240436.414 | kWh | RES
8784 | 0 | 0 | [6 empty] | 2019-04-01 | 5 | 0.59266 | 252352.4016 | kWh | RES
8784 | 0 | 0 | [6 empty] | 2019-04-01 | 6 | 0.6928 | 294992.2415 | kWh | RES
8784 | 0 | 0 | [6 empty] | 2019-04-01 | 7 | 0.90672 | 386078.8662 | kWh | RES
8784 | 0 | 0 | [6 empty] | 2019-04-01 | 8 | 0.96127 | 409304.9067 | kWh | RES
8784 | 0 | 0 | [6 empty] | 2019-04-01 | 9 | 0.96374 | 410355.3899 | kWh | RES
8784 | 0 | 0 | [6 empty] | 2019-04-01 | 10 | 0.97691 | 415965.3561 | kWh | RES
8784 | 0 | 0 | [6 empty] | 2019-04-01 | 11 | 1.029 | 438126.2069 | kWh | RES
8784 | 0 | 0 | [6 empty] | 2019-04-01 | 12 | 1.0497 | 446943.603 | kWh | RES
8784 | 0 | 0 | [6 empty] | 2019-04-01 | 13 | 1.0294 | 438331.7331 | kWh | RES
8784 | 0 | 0 | [6 empty] | 2019-04-01 | 14 | 1.0529 | 448302.75 | kWh | RES
8784 | 0 | 0 | [6 empty] | 2019-04-01 | 15 | 1.0941 | 465847.31 | kWh | RES
8784 | 0 | 0 | [6 empty] | 2019-04-01 | 16 | 1.0859 | 462361.7842 | kWh | RES
8784 | 0 | 0 | [6 empty] | 2019-04-01 | 17 | 1.2457 | 530411.5978 | kWh | RES
8784 | 0 | 0 | [6 empty] | 2019-04-01 | 18 | 1.391 | 592284.8613 | kWh | RES
8784 | 0 | 0 | [6 empty] | 2019-04-01 | 19 | 1.5108 | 643304.4387 | kWh | RES
8784 | 0 | 0 | [6 empty] | 2019-04-01 | 20 | 1.5487 | 659430.4508 | kWh | RES
8784 | 0 | 0 | [6 empty] | 2019-04-01 | 21 | 1.5756 | 670869.8081 | kWh | RES
8784 | 0 | 0 | [6 empty] | 2019-04-01 | 22 | 1.4401 | 613193.0949 | kWh | RES
8784 | 0 | 0 | [6 empty] | 2019-04-01 | 23 | 1.2985 | 552876.0668 | kWh | RES
8784 | 0 | 0 | [6 empty] | 2019-04-01 | 24 | 1.0854 | 462147.16 | kWh | RES
8784 | 0 | 0 | [6 empty] | 2019-04-02 | 1 | 0.913 | 388753.6404 | kWh | RES
8784 | 0 | 0 | [6 empty] | 2019-04-02 | 2 | 0.84071 | 357969.0484 | kWh | RES
8784 | 0 | 0 | [6 empty] | 2019-04-02 | 3 | 0.78745 | 335294.58 | kWh | RES
8784 | 0 | 0 | [6 empty] | 2019-04-02 | 4 | 0.75471 | 321352.4538 | kWh | RES
8784 | 0 | 0 | [6 empty] | 2019-04-02 | 5 | 0.76804 | 327030.21 | kWh | RES
8784 | 0 | 0 | [6 empty] | 2019-04-02 | 6 | 0.89324 | 380336.0369 | kWh | RES
8784 | 0 | 0 | [6 empty] | 2019-04-02 | 7 | 1.1063 | 471065.5867 | kWh | RES
8784 | 0 | 0 | [6 empty] | 2019-04-02 | 8 | 1.1685 | 497528.9616 | kWh | RES
8784 | 0 | 0 | [6 empty] | 2019-04-02 | 9 | 1.1589 | 493447.4955 | kWh | RES
8784 | 0 | 0 | [6 empty] | 2019-04-02 | 10 | 1.1105 | 472857.5131 | kWh | RES
8784 | 0 | 0 | [6 empty] | 2019-04-02 | 11 | 1.1157 | 475068.511 | kWh | RES
8784 | 0 | 0 | [6 empty] | 2019-04-02 | 12 | 1.0774 | 458735.2548 | kWh | RES
8784 | 0 | 0 | [6 empty] | 2019-04-02 | 13 | 1.0817 | 460578.0725 | kWh | RES
8784 | 0 | 0 | [6 empty] | 2019-04-02 | 14 | 1.0203 | 434453.804 | kWh | RES
8784 | 0 | 0 | [6 empty] | 2019-04-02 | 15 | 0.9092 | 387134.9003 | kWh | RES
8784 | 0 | 0 | [6 empty] | 2019-04-02 | 16 | 0.88267 | 375836.4966 | kWh | RES
8784 | 0 | 0 | [6 empty] | 2019-04-02 | 17 | 0.95901 | 408342.0101 | kWh | RES
8784 | 0 | 0 | [6 empty] | 2019-04-02 | 18 | 1.0793 | 459546.0912 | kWh | RES
8784 | 0 | 0 | [6 empty] | 2019-04-02 | 19 | 1.1643 | 495747.7708 | kWh | RES
8784 | 0 | 0 | [6 empty] | 2019-04-02 | 20 | 1.2948 | 551341.927 | kWh | RES
8784 | 0 | 0 | [6 empty] | 2019-04-02 | 21 | 1.3859 | 590117.2007 | kWh | RES
8784 | 0 | 0 | [6 empty] | 2019-04-02 | 22 | 1.2822 | 545937.214 | kWh | RES
8784 | 0 | 0 | [6 empty] | 2019-04-02 | 23 | 1.2093 | 514913.5519 | kWh | RES
8784 | 0 | 0 | [6 empty] | 2019-04-02 | 24 | 1.016 | 432603.3171 | kWh | RES
8784 | 0 | 0 | [6 empty] | 2019-04-03 | 1 | 0.89119 | 379465.8982 | kWh | RES
8784 | 0 | 0 | [6 empty] | 2019-04-03 | 2 | 0.85083 | 362279.9573 | kWh | RES
8784 | 0 | 0 | [6 empty] | 2019-04-03 | 3 | 0.84028 | 357788.5353 | kWh | RES
8784 | 0 | 0 | [6 empty] | 2019-04-03 | 4 | 0.8981 | 382405.3669 | kWh | RES
8784 | 0 | 0 | [6 empty] | 2019-04-03 | 5 | 0.96105 | 409211.1617 | kWh | RES
8784 | 0 | 0 | [6 empty] | 2019-04-03 | 6 | 1.1724 | 499199.9878 | kWh | RES
8784 | 0 | 0 | [6 empty] | 2019-04-03 | 7 | 1.4489 | 616952.1395 | kWh | RES
8784 | 0 | 0 | [6 empty] | 2019-04-03 | 8 | 1.5558 | 662473.9418 | kWh | RES
8784 | 0 | 0 | [6 empty] | 2019-04-03 | 9 | 1.3871 | 590616.5838 | kWh | RES
8784 | 0 | 0 | [6 empty] | 2019-04-03 | 10 | 1.1898 | 506610.7484 | kWh | RES
8784 | 0 | 0 | [6 empty] | 2019-04-03 | 11 | 1.0288 | 438064.5641 | kWh | RES
8784 | 0 | 0 | [6 empty] | 2019-04-03 | 12 | 0.97223 | 413970.3733 | kWh | RES
8784 | 0 | 0 | [6 empty] | 2019-04-03 | 13 | 0.88427 | 376517.1399 | kWh | RES
8784 | 0 | 0 | [6 empty] | 2019-04-03 | 14 | 0.83951 | 357460.3028 | kWh | RES
8784 | 0 | 0 | [6 empty] | 2019-04-03 | 15 | 0.83847 | 357018.4435 | kWh | RES
8784 | 0 | 0 | [6 empty] | 2019-04-03 | 16 | 0.88037 | 374858.0943 | kWh | RES
8784 | 0 | 0 | [6 empty] | 2019-04-03 | 17 | 0.9535 | 405996.6568 | kWh | RES
8784 | 0 | 0 | [6 empty] | 2019-04-03 | 18 | 1.0647 | 453350.6598 | kWh | RES
8784 | 0 | 0 | [6 empty] | 2019-04-03 | 19 | 1.1297 | 481008.6334 | kWh | RES
8784 | 0 | 0 | [6 empty] | 2019-04-03 | 20 | 1.204 | 512664.9601 | kWh | RES
8784 | 0 | 0 | [6 empty] | 2019-04-03 | 21 | 1.2575 | 535427.2413 | kWh | RES
8784 | 0 | 0 | [6 empty] | 2019-04-03 | 22 | 1.2372 | 526774.9681 | kWh | RES
8784 | 0 | 0 | [6 empty] | 2019-04-03 | 23 | 1.1095 | 472414.0278 | kWh | RES
8784 | 0 | 0 | [6 empty] | 2019-04-03 | 24 | 0.92367 | 393292.8754 | kWh | RES
8784 | 0 | 0 | [6 empty] | 2019-04-04 | 1 | 0.78349 | 333607.3223 | kWh | RES
8784 | 0 | 0 | [6 empty] | 2019-04-04 | 2 | 0.72486 | 308644.3199 | kWh | RES
8784 | 0 | 0 | [6 empty] | 2019-04-04 | 3 | 0.70188 | 298856.7278 | kWh | RES
8784 | 0 | 0 | [6 empty] | 2019-04-04 | 4 | 0.71566 | 304726.7531 | kWh | RES
8784 | 0 | 0 | [6 empty] | 2019-04-04 | 5 | 0.74902 | 318929.7641 | kWh | RES
8784 | 0 | 0 | [6 empty] | 2019-04-04 | 6 | 0.89623 | 381609.4999 | kWh | RES
8784 | 0 | 0 | [6 empty] | 2019-04-04 | 7 | 1.1509 | 490062.7155 | kWh | RES
8784 | 0 | 0 | [6 empty] | 2019-04-04 | 8 | 1.1958 | 509186.1233 | kWh | RES
8784 | 0 | 0 | [6 empty] | 2019-04-04 | 9 | 1.0544 | 448978.587 | kWh | RES
8784 | 0 | 0 | [6 empty] | 2019-04-04 | 10 | 0.93534 | 398264.3046 | kWh | RES
8784 | 0 | 0 | [6 empty] | 2019-04-04 | 11 | 0.90408 | 384952.7129 | kWh | RES
8784 | 0 | 0 | [6 empty] | 2019-04-04 | 12 | 0.81705 | 347896.8964 | kWh | RES
8784 | 0 | 0 | [6 empty] | 2019-04-04 | 13 | 0.81836 | 348454.0295 | kWh | RES
8784 | 0 | 0 | [6 empty] | 2019-04-04 | 14 | 0.85443 | 363814.543 | kWh | RES
8784 | 0 | 0 | [6 empty] | 2019-04-04 | 15 | 0.89006 | 378983.5054 | kWh | RES
8784 | 0 | 0 | [6 empty] | 2019-04-04 | 16 | 0.98905 | 421132.6207 | kWh | RES
8784 | 0 | 0 | [6 empty] | 2019-04-04 | 17 | 1.0897 | 463991.8085 | kWh | RES
8784 | 0 | 0 | [6 empty] | 2019-04-04 | 18 | 1.2501 | 532281.0253 | kWh | RES
8784 | 0 | 0 | [6 empty] | 2019-04-04 | 19 | 1.2937 | 550867.6754 | kWh | RES
8784 | 0 | 0 | [6 empty] | 2019-04-04 | 20 | 1.2906 | 549515.6146 | kWh | RES
8784 | 0 | 0 | [6 empty] | 2019-04-04 | 21 | 1.3815 | 588240.9092 | kWh | RES
8784 | 0 | 0 | [6 empty] | 2019-04-04 | 22 | 1.2821 | 545893.7734 | kWh | RES
8784 | 0 | 0 | [6 empty] | 2019-04-04 | 23 | 1.1232 | 478232.9883 | kWh | RES
8784 | 0 | 0 | [6 empty] | 2019-04-04 | 24 | 0.94032 | 400385.811 | kWh | RES
8784 | 0 | 0 | [6 empty] | 2019-04-05 | 1 | 0.75648 | 322104.2969 | kWh | RES
8784 | 0 | 0 | [6 empty] | 2019-04-05 | 2 | 0.654 | 278471.6881 | kWh | RES
8784 | 0 | 0 | [6 empty] | 2019-04-05 | 3 | 0.60809 | 258920.8727 | kWh | RES
8784 | 0 | 0 | [6 empty] | 2019-04-05 | 4 | 0.58644 | 249704.443 | kWh | RES
8784 | 0 | 0 | [6 empty] | 2019-04-05 | 5 | 0.59553 | 253576.2335 | kWh | RES
8784 | 0 | 0 | [6 empty] | 2019-04-05 | 6 | 0.70149 | 298692.1305 | kWh | RES
8784 | 0 | 0 | [6 empty] | 2019-04-05 | 7 | 0.8792 | 374361.418 | kWh | RES
8784 | 0 | 0 | [6 empty] | 2019-04-05 | 8 | 0.92077 | 392059.0589 | kWh | RES
8784 | 0 | 0 | [6 empty] | 2019-04-05 | 9 | 0.89234 | 379955.0922 | kWh | RES
8784 | 0 | 0 | [6 empty] | 2019-04-05 | 10 | 0.84299 | 358940.0459 | kWh | RES
8784 | 0 | 0 | [6 empty] | 2019-04-05 | 11 | 0.85658 | 364727.6212 | kWh | RES
8784 | 0 | 0 | [6 empty] | 2019-04-05 | 12 | 0.86179 | 366946.7646 | kWh | RES
8784 | 0 | 0 | [6 empty] | 2019-04-05 | 13 | 0.91316 | 388819.8827 | kWh | RES
8784 | 0 | 0 | [6 empty] | 2019-04-05 | 14 | 1.014 | 431738.3826 | kWh | RES
8784 | 0 | 0 | [6 empty] | 2019-04-05 | 15 | 1.1195 | 476667.7122 | kWh | RES
8784 | 0 | 0 | [6 empty] | 2019-04-05 | 16 | 1.2388 | 527494.8118 | kWh | RES
8784 | 0 | 0 | [6 empty] | 2019-04-05 | 17 | 1.361 | 579508.1866 | kWh | RES
8784 | 0 | 0 | [6 empty] | 2019-04-05 | 18 | 1.4002 | 596202.3202 | kWh | RES
8784 | 0 | 0 | [6 empty] | 2019-04-05 | 19 | 1.3981 | 595301.0769 | kWh | RES
8784 | 0 | 0 | [6 empty] | 2019-04-05 | 20 | 1.4062 | 598739.9052 | kWh | RES
8784 | 0 | 0 | [6 empty] | 2019-04-05 | 21 | 1.3492 | 574495.0047 | kWh | RES
8784 | 0 | 0 | [6 empty] | 2019-04-05 | 22 | 1.2764 | 543504.9957 | kWh | RES
8784 | 0 | 0 | [6 empty] | 2019-04-05 | 23 | 1.228 | 522883.6927 | kWh | RES
8784 | 0 | 0 | [6 empty] | 2019-04-05 | 24 | 1.0874 | 462990.8588 | kWh | RES
8784 | 0 | 0 | [6 empty] | 2019-04-06 | 1 | 0.89506 | 381111.22 | kWh | RES
8784 | 0 | 0 | [6 empty] | 2019-04-06 | 2 | 0.7787 | 331568.428 | kWh | RES
8784 | 0 | 0 | [6 empty] | 2019-04-06 | 3 | 0.69024 | 293900.9367 | kWh | RES
8784 | 0 | 0 | [6 empty] | 2019-04-06 | 4 | 0.642 | 273359.2395 | kWh | RES
8784 | 0 | 0 | [6 empty] | 2019-04-06 | 5 | 0.62345 | 265464.3938 | kWh | RES
8784 | 0 | 0 | [6 empty] | 2019-04-06 | 6 | 0.62248 | 265048.9463 | kWh | RES
8784 | 0 | 0 | [6 empty] | 2019-04-06 | 7 | 0.67666 | 288120.5748 | kWh | RES
8784 | 0 | 0 | [6 empty] | 2019-04-06 | 8 | 0.78245 | 333163.069 | kWh | RES
8784 | 0 | 0 | [6 empty] | 2019-04-06 | 9 | 0.95519 | 406716.1117 | kWh | RES
8784 | 0 | 0 | [6 empty] | 2019-04-06 | 10 | 1.0832 | 461223.0799 | kWh | RES
8784 | 0 | 0 | [6 empty] | 2019-04-06 | 11 | 1.1141 | 474372.4013 | kWh | RES
8784 | 0 | 0 | [6 empty] | 2019-04-06 | 12 | 1.1805 | 502645.0533 | kWh | RES
8784 | 0 | 0 | [6 empty] | 2019-04-06 | 13 | 1.3371 | 569311.9372 | kWh | RES
8784 | 0 | 0 | [6 empty] | 2019-04-06 | 14 | 1.547 | 658727.5485 | kWh | RES
8784 | 0 | 0 | [6 empty] | 2019-04-06 | 15 | 1.701 | 724272.1853 | kWh | RES
8784 | 0 | 0 | [6 empty] | 2019-04-06 | 16 | 1.7946 | 764150.4455 | kWh | RES
8784 | 0 | 0 | [6 empty] | 2019-04-06 | 17 | 1.8779 | 799614.8394 | kWh | RES
8784 | 0 | 0 | [6 empty] | 2019-04-06 | 18 | 1.903 | 810274.9657 | kWh | RES
8784 | 0 | 0 | [6 empty] | 2019-04-06 | 19 | 1.7953 | 764422.254 | kWh | RES
8784 | 0 | 0 | [6 empty] | 2019-04-06 | 20 | 1.7012 | 724370.6588 | kWh | RES
8784 | 0 | 0 | [6 empty] | 2019-04-06 | 21 | 1.585 | 674890.9523 | kWh | RES
8784 | 0 | 0 | [6 empty] | 2019-04-06 | 22 | 1.4657 | 624068.3479 | kWh | RES
8784 | 0 | 0 | [6 empty] | 2019-04-06 | 23 | 1.3085 | 557143.5899 | kWh | RES
8784 | 0 | 0 | [6 empty] | 2019-04-06 | 24 | 1.1295 | 480928.3259 | kWh | RES
8784 | 0 | 0 | [6 empty] | 2019-04-07 | 1 | 0.97729 | 416127.1203 | kWh | RES
8784 | 0 | 0 | [6 empty] | 2019-04-07 | 2 | 0.80576 | 343090.7201 | kWh | RES
8784 | 0 | 0 | [6 empty] | 2019-04-07 | 3 | 0.7151 | 304486.5148 | kWh | RES
8784 | 0 | 0 | [6 empty] | 2019-04-07 | 4 | 0.65531 | 279030.3821 | kWh | RES
8784 | 0 | 0 | [6 empty] | 2019-04-07 | 5 | 0.62425 | 265801.2055 | kWh | RES
8784 | 0 | 0 | [6 empty] | 2019-04-07 | 6 | 0.61523 | 261962.5742 | kWh | RES
8784 | 0 | 0 | [6 empty] | 2019-04-07 | 7 | 0.63359 | 269780.1516 | kWh | RES
8784 | 0 | 0 | [6 empty] | 2019-04-07 | 8 | 0.76697 | 326570.9174 | kWh | RES
8784 | 0 | 0 | [6 empty] | 2019-04-07 | 9 | 0.97965 | 417130.8235 | kWh | RES
8784 | 0 | 0 | [6 empty] | 2019-04-07 | 10 | 1.1449 | 487514.8115 | kWh | RES
8784 | 0 | 0 | [6 empty] | 2019-04-07 | 11 | 1.2753 | 543037.7418 | kWh | RES
8784 | 0 | 0 | [6 empty] | 2019-04-07 | 12 | 1.4723 | 626895.5701 | kWh | RES
8784 | 0 | 0 | [6 empty] | 2019-04-07 | 13 | 1.6669 | 709766.5009 | kWh | RES
8784 | 0 | 0 | [6 empty] | 2019-04-07 | 14 | 1.8449 | 785557.468 | kWh | RES
8784 | 0 | 0 | [6 empty] | 2019-04-07 | 15 | 1.9859 | 845584.0317 | kWh | RES
8784 | 0 | 0 | [6 empty] | 2019-04-07 | 16 | 2.0607 | 877424.1758 | kWh | RES
8784 | 0 | 0 | [6 empty] | 2019-04-07 | 17 | 2.0201 | 860145.0211 | kWh | RES
8784 | 0 | 0 | [6 empty] | 2019-04-07 | 18 | 1.9993 | 851276.1509 | kWh | RES
8784 | 0 | 0 | [6 empty] | 2019-04-07 | 19 | 1.9752 | 841053.0907 | kWh | RES
8784 | 0 | 0 | [6 empty] | 2019-04-07 | 20 | 1.8626 | 793089.2543 | kWh | RES
8784 | 0 | 0 | [6 empty] | 2019-04-07 | 21 | 1.8617 | 792706.1478 | kWh | RES
8784 | 0 | 0 | [6 empty] | 2019-04-07 | 22 | 1.7302 | 736723.5533 | kWh | RES
8784 | 0 | 0 | [6 empty] | 2019-04-07 | 23 | 1.5306 | 651742.8945 | kWh | RES
8784 | 0 | 0 | [6 empty] | 2019-04-07 | 24 | 1.2398 | 527915.4858 | kWh | RES
8784 | 0 | 0 | [6 empty] | 2019-04-08 | 1 | 1.0377 | 441835.512 | kWh | RES
8784 | 0 | 0 | [6 empty] | 2019-04-08 | 2 | 0.86537 | 368469.5066 | kWh | RES
8784 | 0 | 0 | [6 empty] | 2019-04-08 | 3 | 0.78513 | 334307.1993 | kWh | RES
8784 | 0 | 0 | [6 empty] | 2019-04-08 | 4 | 0.72648 | 309333.6176 | kWh | RES
8784 | 0 | 0 | [6 empty] | 2019-04-08 | 5 | 0.69145 | 294418.2784 | kWh | RES
8784 | 0 | 0 | [6 empty] | 2019-04-08 | 6 | 0.74426 | 316900.8498 | kWh | RES
8784 | 0 | 0 | [6 empty] | 2019-04-08 | 7 | 0.92092 | 392125.0389 | kWh | RES
8784 | 0 | 0 | [6 empty] | 2019-04-08 | 8 | 0.99388 | 423189.1598 | kWh | RES
8784 | 0 | 0 | [6 empty] | 2019-04-08 | 9 | 0.94416 | 402020.7154 | kWh | RES
8784 | 0 | 0 | [6 empty] | 2019-04-08 | 10 | 0.96658 | 411565.6918 | kWh | RES
8784 | 0 | 0 | [6 empty] | 2019-04-08 | 11 | 1.0256 | 436697.4841 | kWh | RES
8784 | 0 | 0 | [6 empty] | 2019-04-08 | 12 | 1.1833 | 503837.6974 | kWh | RES
8784 | 0 | 0 | [6 empty] | 2019-04-08 | 13 | 1.3922 | 592783.6774 | kWh | RES
8784 | 0 | 0 | [6 empty] | 2019-04-08 | 14 | 1.5758 | 670965.3487 | kWh | RES
8784 | 0 | 0 | [6 empty] | 2019-04-08 | 15 | 1.7048 | 725890.269 | kWh | RES
8784 | 0 | 0 | [6 empty] | 2019-04-08 | 16 | 1.7829 | 759144.0165 | kWh | RES
8784 | 0 | 0 | [6 empty] | 2019-04-08 | 17 | 1.8406 | 783725.1431 | kWh | RES
8784 | 0 | 0 | [6 empty] | 2019-04-08 | 18 | 1.7758 | 756116.8361 | kWh | RES
8784 | 0 | 0 | [6 empty] | 2019-04-08 | 19 | 1.7702 | 753739.734 | kWh | RES
8784 | 0 | 0 | [6 empty] | 2019-04-08 | 20 | 1.7724 | 754683.9578 | kWh | RES
8784 | 0 | 0 | [6 empty] | 2019-04-08 | 21 | 1.7486 | 744565.4517 | kWh | RES
8784 | 0 | 0 | [6 empty] | 2019-04-08 | 22 | 1.6399 | 698261.684 | kWh | RES
8784 | 0 | 0 | [6 empty] | 2019-04-08 | 23 | 1.4135 | 601881.9804 | kWh | RES
8784 | 0 | 0 | [6 empty] | 2019-04-08 | 24 | 1.151 | 490105.9459 | kWh | RES
8784 | 0 | 0 | [6 empty] | 2019-04-09 | 1 | 0.96811 | 412218.4244 | kWh | RES
8784 | 0 | 0 | [6 empty] | 2019-04-09 | 2 | 0.83499 | 355533.8871 | kWh | RES
8784 | 0 | 0 | [6 empty] | 2019-04-09 | 3 | 0.75295 | 320601.2988 | kWh | RES
8784 | 0 | 0 | [6 empty] | 2019-04-09 | 4 | 0.69898 | 297624.6326 | kWh | RES
8784 | 0 | 0 | [6 empty] | 2019-04-09 | 5 | 0.69112 | 294277.168 | kWh | RES
8784 | 0 | 0 | [6 empty] | 2019-04-09 | 6 | 0.78506 | 334276.6593 | kWh | RES
8784 | 0 | 0 | [6 empty] | 2019-04-09 | 7 | 1.0041 | 427541.2139 | kWh | RES
8784 | 0 | 0 | [6 empty] | 2019-04-09 | 8 | 0.98342 | 418735.0935 | kWh | RES
8784 | 0 | 0 | [6 empty] | 2019-04-09 | 9 | 0.9136 | 389007.8813 | kWh | RES
8784 | 0 | 0 | [6 empty] | 2019-04-09 | 10 | 0.90516 | 385414.2902 | kWh | RES
8784 | 0 | 0 | [6 empty] | 2019-04-09 | 11 | 1.0144 | 431929.4957 | kWh | RES
8784 | 0 | 0 | [6 empty] | 2019-04-09 | 12 | 1.098 | 467537.7123 | kWh | RES
8784 | 0 | 0 | [6 empty] | 2019-04-09 | 13 | 1.2513 | 532815.3091 | kWh | RES
8784 | 0 | 0 | [6 empty] | 2019-04-09 | 14 | 1.3963 | 594548.7103 | kWh | RES
8784 | 0 | 0 | [6 empty] | 2019-04-09 | 15 | 1.4954 | 636719.5687 | kWh | RES
8784 | 0 | 0 | [6 empty] | 2019-04-09 | 16 | 1.5532 | 661338.8947 | kWh | RES
8784 | 0 | 0 | [6 empty] | 2019-04-09 | 17 | 1.6266 | 692585.641 | kWh | RES
8784 | 0 | 0 | [6 empty] | 2019-04-09 | 18 | 1.6715 | 711709.0312 | kWh | RES
8784 | 0 | 0 | [6 empty] | 2019-04-09 | 19 | 1.7058 | 726311.9307 | kWh | RES
8784 | 0 | 0 | [6 empty] | 2019-04-09 | 20 | 1.6831 | 716639.951 | kWh | RES
8784 | 0 | 0 | [6 empty] | 2019-04-09 | 21 | 1.6862 | 717970.8509 | kWh | RES
8784 | 0 | 0 | [6 empty] | 2019-04-09 | 22 | 1.5984 | 680613.5369 | kWh | RES
8784 | 0 | 0 | [6 empty] | 2019-04-09 | 23 | 1.3703 | 583451.0394 | kWh | RES
8784 | 0 | 0 | [6 empty] | 2019-04-09 | 24 | 1.1072 | 471428.3865 | kWh | RES
8784 | 0 | 0 | [6 empty] | 2019-04-10 | 1 | 0.90748 | 386399.8646 | kWh | RES
8784 | 0 | 0 | [6 empty] | 2019-04-10 | 2 | 0.78737 | 335260.5824 | kWh | RES
8784 | 0 | 0 | [6 empty] | 2019-04-10 | 3 | 0.69819 | 297285.2389 | kWh | RES
8784 | 0 | 0 | [6 empty] | 2019-04-10 | 4 | 0.64637 | 275221.5663 | kWh | RES
8784 | 0 | 0 | [6 empty] | 2019-04-10 | 5 | 0.64689 | 275445.2176 | kWh | RES
8784 | 0 | 0 | [6 empty] | 2019-04-10 | 6 | 0.73057 | 311074.5571 | kWh | RES
8784 | 0 | 0 | [6 empty] | 2019-04-10 | 7 | 0.90298 | 384485.8101 | kWh | RES
8784 | 0 | 0 | [6 empty] | 2019-04-10 | 8 | 0.91784 | 390814.2094 | kWh | RES
8784 | 0 | 0 | [6 empty] | 2019-04-10 | 9 | 0.85933 | 365900.0183 | kWh | RES
8784 | 0 | 0 | [6 empty] | 2019-04-10 | 10 | 0.86051 | 366402.4917 | kWh | RES
8784 | 0 | 0 | [6 empty] | 2019-04-10 | 11 | 0.87871 | 374152.5849 | kWh | RES
8784 | 0 | 0 | [6 empty] | 2019-04-10 | 12 | 0.94118 | 400751.3366 | kWh | RES
8784 | 0 | 0 | [6 empty] | 2019-04-10 | 13 | 1.0111 | 430524.9394 | kWh | RES
8784 | 0 | 0 | [6 empty] | 2019-04-10 | 14 | 1.1273 | 479989.1166 | kWh | RES
8784 | 0 | 0 | [6 empty] | 2019-04-10 | 15 | 1.2219 | 520271.8446 | kWh | RES
8784 | 0 | 0 | [6 empty] | 2019-04-10 | 16 | 1.4068 | 599015.8692 | kWh | RES
8784 | 0 | 0 | [6 empty] | 2019-04-10 | 17 | 1.569 | 668093.6961 | kWh | RES
8784 | 0 | 0 | [6 empty] | 2019-04-10 | 18 | 1.7055 | 726195.5395 | kWh | RES
8784 | 0 | 0 | [6 empty] | 2019-04-10 | 19 | 1.7443 | 742733.4599 | kWh | RES
8784 | 0 | 0 | [6 empty] | 2019-04-10 | 20 | 1.636 | 696589.0767 | kWh | RES
8784 | 0 | 0 | [6 empty] | 2019-04-10 | 21 | 1.5708 | 668852.129 | kWh | RES
8784 | 0 | 0 | [6 empty] | 2019-04-10 | 22 | 1.5152 | 645173.3847 | kWh | RES
8784 | 0 | 0 | [6 empty] | 2019-04-10 | 23 | 1.2939 | 550928.4216 | kWh | RES
8784 | 0 | 0 | [6 empty] | 2019-04-10 | 24 | 1.0316 | 439259.5227 | kWh | RES
8784 | 0 | 0 | [6 empty] | 2019-04-11 | 1 | 0.83168 | 354127.1049 | kWh | RES
8784 | 0 | 0 | [6 empty] | 2019-04-11 | 2 | 0.71126 | 302852.3065 | kWh | RES
8784 | 0 | 0 | [6 empty] | 2019-04-11 | 3 | 0.62037 | 264151.3874 | kWh | RES
8784 | 0 | 0 | [6 empty] | 2019-04-11 | 4 | 0.60717 | 258531.9748 | kWh | RES
8784 | 0 | 0 | [6 empty] | 2019-04-11 | 5 | 0.60815 | 258946.408 | kWh | RES
8784 | 0 | 0 | [6 empty] | 2019-04-11 | 6 | 0.69091 | 294185.8056 | kWh | RES
8784 | 0 | 0 | [6 empty] | 2019-04-11 | 7 | 0.89376 | 380558.6649 | kWh | RES
8784 | 0 | 0 | [6 empty] | 2019-04-11 | 8 | 0.91659 | 390279.4428 | kWh | RES
8784 | 0 | 0 | [6 empty] | 2019-04-11 | 9 | 0.8412 | 358179.2551 | kWh | RES
8784 | 0 | 0 | [6 empty] | 2019-04-11 | 10 | 0.90295 | 384472.0617 | kWh | RES
8784 | 0 | 0 | [6 empty] | 2019-04-11 | 11 | 1.0202 | 434417.7194 | kWh | RES
8784 | 0 | 0 | [6 empty] | 2019-04-11 | 12 | 1.1175 | 475815.8158 | kWh | RES
8784 | 0 | 0 | [6 empty] | 2019-04-11 | 13 | 1.2585 | 535873.9868 | kWh | RES
8784 | 0 | 0 | [6 empty] | 2019-04-11 | 14 | 1.4155 | 602726.1339 | kWh | RES
8784 | 0 | 0 | [6 empty] | 2019-04-11 | 15 | 1.5452 | 657928.8506 | kWh | RES
8784 | 0 | 0 | [6 empty] | 2019-04-11 | 16 | 1.7068 | 726739.7825 | kWh | RES
8784 | 0 | 0 | [6 empty] | 2019-04-11 | 17 | 1.8573 | 790836.7613 | kWh | RES
8784 | 0 | 0 | [6 empty] | 2019-04-11 | 18 | 1.9776 | 842065.9565 | kWh | RES
8784 | 0 | 0 | [6 empty] | 2019-04-11 | 19 | 2.0022 | 852538.6373 | kWh | RES
8784 | 0 | 0 | [6 empty] | 2019-04-11 | 20 | 1.8578 | 791041.7671 | kWh | RES
8784 | 0 | 0 | [6 empty] | 2019-04-11 | 21 | 1.8231 | 776248.1779 | kWh | RES
8784 | 0 | 0 | [6 empty] | 2019-04-11 | 22 | 1.7302 | 736703.7264 | kWh | RES
8784 | 0 | 0 | [6 empty] | 2019-04-11 | 23 | 1.4703 | 626042.171 | kWh | RES
8784 | 0 | 0 | [6 empty] | 2019-04-11 | 24 | 1.189 | 506275.8278 | kWh | RES
8784 | 0 | 0 | [6 empty] | 2019-04-12 | 1 | 0.98522 | 419503.8363 | kWh | RES
8784 | 0 | 0 | [6 empty] | 2019-04-12 | 2 | 0.81389 | 346550.2712 | kWh | RES
8784 | 0 | 0 | [6 empty] | 2019-04-12 | 3 | 0.73813 | 314290.9694 | kWh | RES
8784 | 0 | 0 | [6 empty] | 2019-04-12 | 4 | 0.67828 | 288809.4168 | kWh | RES
8784 | 0 | 0 | [6 empty] | 2019-04-12 | 5 | 0.66165 | 281728.5981 | kWh | RES
8784 | 0 | 0 | [6 empty] | 2019-04-12 | 6 | 0.75076 | 319670.9804 | kWh | RES
8784 | 0 | 0 | [6 empty] | 2019-04-12 | 7 | 0.91808 | 390913.2997 | kWh | RES
8784 | 0 | 0 | [6 empty] | 2019-04-12 | 8 | 0.96147 | 409388.5869 | kWh | RES
8784 | 0 | 0 | [6 empty] | 2019-04-12 | 9 | 0.94295 | 401503.0859 | kWh | RES
8784 | 0 | 0 | [6 empty] | 2019-04-12 | 10 | 1.0122 | 430985.3123 | kWh | RES
8784 | 0 | 0 | [6 empty] | 2019-04-12 | 11 | 1.1766 | 500990.6174 | kWh | RES
8784 | 0 | 0 | [6 empty] | 2019-04-12 | 12 | 1.322 | 562903.8052 | kWh | RES
8784 | 0 | 0 | [6 empty] | 2019-04-12 | 13 | 1.5248 | 649273.6606 | kWh | RES
8784 | 0 | 0 | [6 empty] | 2019-04-12 | 14 | 1.6841 | 717071.2755 | kWh | RES
8784 | 0 | 0 | [6 empty] | 2019-04-12 | 15 | 1.8459 | 785968.0709 | kWh | RES
8784 | 0 | 0 | [6 empty] | 2019-04-12 | 16 | 1.9662 | 837205.3887 | kWh | RES
8784 | 0 | 0 | [6 empty] | 2019-04-12 | 17 | 2.0051 | 853747.5966 | kWh | RES
8784 | 0 | 0 | [6 empty] | 2019-04-12 | 18 | 2.0624 | 878142.7731 | kWh | RES
8784 | 0 | 0 | [6 empty] | 2019-04-12 | 19 | 2.0122 | 856804.4555 | kWh | RES
8784 | 0 | 0 | [6 empty] | 2019-04-12 | 20 | 1.922 | 818364.3815 | kWh | RES
8784 | 0 | 0 | [6 empty] | 2019-04-12 | 21 | 1.7938 | 763781.4426 | kWh | RES
8784 | 0 | 0 | [6 empty] | 2019-04-12 | 22 | 1.6985 | 723194.8994 | kWh | RES
8784 | 0 | 0 | [6 empty] | 2019-04-12 | 23 | 1.5386 | 655115.8732 | kWh | RES
8784 | 0 | 0 | [6 empty] | 2019-04-12 | 24 | 1.3622 | 580003.9187 | kWh | RES
8784 | 0 | 0 | [6 empty] | 2019-04-13 | 1 | 1.1843 | 504283.5469 | kWh | RES
8784 | 0 | 0 | [6 empty] | 2019-04-13 | 2 | 1.0105 | 430260.6745 | kWh | RES
8784 | 0 | 0 | [6 empty] | 2019-04-13 | 3 | 0.9069 | 386155.495 | kWh | RES
8784 | 0 | 0 | [6 empty] | 2019-04-13 | 4 | 0.85356 | 363440.5218 | kWh | RES
8784 | 0 | 0 | [6 empty] | 2019-04-13 | 5 | 0.8094 | 344639.8336 | kWh | RES
8784 | 0 | 0 | [6 empty] | 2019-04-13 | 6 | 0.79488 | 338457.416 | kWh | RES
8784 | 0 | 0 | [6 empty] | 2019-04-13 | 7 | 0.83062 | 353672.8724 | kWh | RES
8784 | 0 | 0 | [6 empty] | 2019-04-13 | 8 | 0.92462 | 393700.8827 | kWh | RES
8784 | 0 | 0 | [6 empty] | 2019-04-13 | 9 | 1.0879 | 463228.9134 | kWh | RES
8784 | 0 | 0 | [6 empty] | 2019-04-13 | 10 | 1.285 | 547150.6016 | kWh | RES
8784 | 0 | 0 | [6 empty] | 2019-04-13 | 11 | 1.4713 | 626484.2471 | kWh | RES
8784 | 0 | 0 | [6 empty] | 2019-04-13 | 12 | 1.6335 | 695537.1661 | kWh | RES
8784 | 0 | 0 | [6 empty] | 2019-04-13 | 13 | 1.8062 | 769081.1004 | kWh | RES
8784 | 0 | 0 | [6 empty] | 2019-04-13 | 14 | 1.9765 | 841601.5376 | kWh | RES
8784 | 0 | 0 | [6 empty] | 2019-04-13 | 15 | 2.1413 | 911747.6301 | kWh | RES
8784 | 0 | 0 | [6 empty] | 2019-04-13 | 16 | 2.207 | 939722.4781 | kWh | RES
8784 | 0 | 0 | [6 empty] | 2019-04-13 | 17 | 2.2597 | 962189.6763 | kWh | RES
8784 | 0 | 0 | [6 empty] | 2019-04-13 | 18 | 2.2642 | 964106.3311 | kWh | RES
8784 | 0 | 0 | [6 empty] | 2019-04-13 | 19 | 2.1182 | 901903.1418 | kWh | RES
8784 | 0 | 0 | [6 empty] | 2019-04-13 | 20 | 1.9749 | 840903.6215 | kWh | RES
8784 | 0 | 0 | [6 empty] | 2019-04-13 | 21 | 1.8571 | 790727.5594 | kWh | RES
8784 | 0 | 0 | [6 empty] | 2019-04-13 | 22 | 1.7012 | 724346.4646 | kWh | RES
8784 | 0 | 0 | [6 empty] | 2019-04-13 | 23 | 1.5874 | 675907.7083 | kWh | RES
8784 | 0 | 0 | [6 empty] | 2019-04-13 | 24 | 1.3982 | 595341.595 | kWh | RES
8784 | 0 | 0 | [6 empty] | 2019-04-14 | 1 | 1.2121 | 516121.3377 | kWh | RES
8784 | 0 | 0 | [6 empty] | 2019-04-14 | 2 | 1.069 | 455170.5635 | kWh | RES
8784 | 0 | 0 | [6 empty] | 2019-04-14 | 3 | 0.95959 | 408590.6769 | kWh | RES
8784 | 0 | 0 | [6 empty] | 2019-04-14 | 4 | 0.89762 | 382203.0227 | kWh | RES
8784 | 0 | 0 | [6 empty] | 2019-04-14 | 5 | 0.84968 | 361792.1312 | kWh | RES
8784 | 0 | 0 | [6 empty] | 2019-04-14 | 6 | 0.85162 | 362615.2881 | kWh | RES
8784 | 0 | 0 | [6 empty] | 2019-04-14 | 7 | 0.87295 | 371699.3644 | kWh | RES
8784 | 0 | 0 | [6 empty] | 2019-04-14 | 8 | 0.96821 | 412260.9775 | kWh | RES
8784 | 0 | 0 | [6 empty] | 2019-04-14 | 9 | 1.1874 | 505588.8655 | kWh | RES
8784 | 0 | 0 | [6 empty] | 2019-04-14 | 10 | 1.3992 | 595756.7926 | kWh | RES
8784 | 0 | 0 | [6 empty] | 2019-04-14 | 11 | 1.5683 | 667758.9151 | kWh | RES
8784 | 0 | 0 | [6 empty] | 2019-04-14 | 12 | 1.7086 | 727532.8852 | kWh | RES
8784 | 0 | 0 | [6 empty] | 2019-04-14 | 13 | 1.8807 | 800804.3683 | kWh | RES
8784 | 0 | 0 | [6 empty] | 2019-04-14 | 14 | 2.0689 | 880912.7776 | kWh | RES
8784 | 0 | 0 | [6 empty] | 2019-04-14 | 15 | 2.1704 | 924154.3816 | kWh | RES
8784 | 0 | 0 | [6 empty] | 2019-04-14 | 16 | 2.2449 | 955860.8786 | kWh | RES
8784 | 0 | 0 | [6 empty] | 2019-04-14 | 17 | 2.2615 | 962950.3437 | kWh | RES
8784 | 0 | 0 | [6 empty] | 2019-04-14 | 18 | 2.2031 | 938058.4498 | kWh | RES
8784 | 0 | 0 | [6 empty] | 2019-04-14 | 19 | 2.1425 | 912246.9515 | kWh | RES
8784 | 0 | 0 | [6 empty] | 2019-04-14 | 20 | 2.093 | 891174.7442 | kWh | RES
8784 | 0 | 0 | [6 empty] | 2019-04-14 | 21 | 1.9752 | 841032.6513 | kWh | RES
8784 | 0 | 0 | [6 empty] | 2019-04-14 | 22 | 1.7928 | 763352.8099 | kWh | RES
8784 | 0 | 0 | [6 empty] | 2019-04-14 | 23 | 1.5441 | 657469.8648 | kWh | RES
8784 | 0 | 0 | [6 empty] | 2019-04-14 | 24 | 1.2793 | 544710.2471 | kWh | RES
8784 | 0 | 0 | [6 empty] | 2019-04-15 | 1 | 1.0881 | 463327.9537 | kWh | RES
8784 | 0 | 0 | [6 empty] | 2019-04-15 | 2 | 0.89202 | 379818.097 | kWh | RES
8784 | 0 | 0 | [6 empty] | 2019-04-15 | 3 | 0.8095 | 344683.4766 | kWh | RES
8784 | 0 | 0 | [6 empty] | 2019-04-15 | 4 | 0.74088 | 315464.7329 | kWh | RES
8784 | 0 | 0 | [6 empty] | 2019-04-15 | 5 | 0.67531 | 287545.2204 | kWh | RES
8784 | 0 | 0 | [6 empty] | 2019-04-15 | 6 | 0.72426 | 308385.9389 | kWh | RES
8784 | 0 | 0 | [6 empty] | 2019-04-15 | 7 | 0.88767 | 377964.9642 | kWh | RES
8784 | 0 | 0 | [6 empty] | 2019-04-15 | 8 | 0.91056 | 387714.6384 | kWh | RES
8784 | 0 | 0 | [6 empty] | 2019-04-15 | 9 | 0.82823 | 352658.9337 | kWh | RES
8784 | 0 | 0 | [6 empty] | 2019-04-15 | 10 | 0.8285 | 352773.0065 | kWh | RES
8784 | 0 | 0 | [6 empty] | 2019-04-15 | 11 | 0.90081 | 383561.3897 | kWh | RES
8784 | 0 | 0 | [6 empty] | 2019-04-15 | 12 | 0.93863 | 399664.3886 | kWh | RES
8784 | 0 | 0 | [6 empty] | 2019-04-15 | 13 | 0.96643 | 411500.4737 | kWh | RES
8784 | 0 | 0 | [6 empty] | 2019-04-15 | 14 | 1.0342 | 440351.5434 | kWh | RES
8784 | 0 | 0 | [6 empty] | 2019-04-15 | 15 | 1.1442 | 487210.0461 | kWh | RES
8784 | 0 | 0 | [6 empty] | 2019-04-15 | 16 | 1.2739 | 542429.0812 | kWh | RES
8784 | 0 | 0 | [6 empty] | 2019-04-15 | 17 | 1.4071 | 599138.2959 | kWh | RES
8784 | 0 | 0 | [6 empty] | 2019-04-15 | 18 | 1.5419 | 656526.9711 | kWh | RES
8784 | 0 | 0 | [6 empty] | 2019-04-15 | 19 | 1.5902 | 677103.6468 | kWh | RES
8784 | 0 | 0 | [6 empty] | 2019-04-15 | 20 | 1.5192 | 646881.8428 | kWh | RES
8784 | 0 | 0 | [6 empty] | 2019-04-15 | 21 | 1.5001 | 638716.914 | kWh | RES
8784 | 0 | 0 | [6 empty] | 2019-04-15 | 22 | 1.3938 | 593456.4812 | kWh | RES
8784 | 0 | 0 | [6 empty] | 2019-04-15 | 23 | 1.1569 | 492617.5338 | kWh | RES
8784 | 0 | 0 | [6 empty] | 2019-04-15 | 24 | 0.90645 | 385964.6719 | kWh | RES
8784 | 0 | 0 | [6 empty] | 2019-04-16 | 1 | 0.73168 | 311546.1596 | kWh | RES
8784 | 0 | 0 | [6 empty] | 2019-04-16 | 2 | 0.59849 | 254833.0666 | kWh | RES
8784 | 0 | 0 | [6 empty] | 2019-04-16 | 3 | 0.55315 | 235530.5378 | kWh | RES
8784 | 0 | 0 | [6 empty] | 2019-04-16 | 4 | 0.53216 | 226591.4172 | kWh | RES
8784 | 0 | 0 | [6 empty] | 2019-04-16 | 5 | 0.5639 | 240105.2342 | kWh | RES
8784 | 0 | 0 | [6 empty] | 2019-04-16 | 6 | 0.67949 | 289324.2532 | kWh | RES
8784 | 0 | 0 | [6 empty] | 2019-04-16 | 7 | 0.90251 | 384285.3292 | kWh | RES
8784 | 0 | 0 | [6 empty] | 2019-04-16 | 8 | 0.98101 | 417710.1343 | kWh | RES
8784 | 0 | 0 | [6 empty] | 2019-04-16 | 9 | 0.91115 | 387962.4567 | kWh | RES
8784 | 0 | 0 | [6 empty] | 2019-04-16 | 10 | 0.85659 | 364731.1244 | kWh | RES
8784 | 0 | 0 | [6 empty] | 2019-04-16 | 11 | 0.82597 | 351696.0222 | kWh | RES
8784 | 0 | 0 | [6 empty] | 2019-04-16 | 12 | 0.81641 | 347622.0319 | kWh | RES
8784 | 0 | 0 | [6 empty] | 2019-04-16 | 13 | 0.86215 | 367099.8421 | kWh | RES
8784 | 0 | 0 | [6 empty] | 2019-04-16 | 14 | 0.9379 | 399353.4452 | kWh | RES
8784 | 0 | 0 | [6 empty] | 2019-04-16 | 15 | 1.0112 | 430583.5769 | kWh | RES
8784 | 0 | 0 | [6 empty] | 2019-04-16 | 16 | 1.1805 | 502647.6358 | kWh | RES
8784 | 0 | 0 | [6 empty] | 2019-04-16 | 17 | 1.3589 | 578634.8893 | kWh | RES
8784 | 0 | 0 | [6 empty] | 2019-04-16 | 18 | 1.5464 | 658449.405 | kWh | RES
8784 | 0 | 0 | [6 empty] | 2019-04-16 | 19 | 1.6032 | 682619.5641 | kWh | RES
8784 | 0 | 0 | [6 empty] | 2019-04-16 | 20 | 1.5167 | 645810.2686 | kWh | RES
8784 | 0 | 0 | [6 empty] | 2019-04-16 | 21 | 1.531 | 651882.6085 | kWh | RES
8784 | 0 | 0 | [6 empty] | 2019-04-16 | 22 | 1.4295 | 608689.1838 | kWh | RES
8784 | 0 | 0 | [6 empty] | 2019-04-16 | 23 | 1.194 | 508409.4433 | kWh | RES
8784 | 0 | 0 | [6 empty] | 2019-04-16 | 24 | 0.94519 | 402458.3855 | kWh | RES
8784 | 0 | 0 | [6 empty] | 2019-04-17 | 1 | 0.75181 | 320117.4604 | kWh | RES
8784 | 0 | 0 | [6 empty] | 2019-04-17 | 2 | 0.63785 | 271594.7758 | kWh | RES
8784 | 0 | 0 | [6 empty] | 2019-04-17 | 3 | 0.58022 | 247053.9096 | kWh | RES
8784 | 0 | 0 | [6 empty] | 2019-04-17 | 4 | 0.5641 | 240192.1531 | kWh | RES
8784 | 0 | 0 | [6 empty] | 2019-04-17 | 5 | 0.55788 | 237543.9392 | kWh | RES
8784 | 0 | 0 | [6 empty] | 2019-04-17 | 6 | 0.66893 | 284827.5088 | kWh | RES
8784 | 0 | 0 | [6 empty] | 2019-04-17 | 7 | 0.85446 | 363825.7036 | kWh | RES
8784 | 0 | 0 | [6 empty] | 2019-04-17 | 8 | 0.87485 | 372507.1402 | kWh | RES
8784 | 0 | 0 | [6 empty] | 2019-04-17 | 9 | 0.81594 | 347423.0672 | kWh | RES
8784 | 0 | 0 | [6 empty] | 2019-04-17 | 10 | 0.79849 | 339994.5033 | kWh | RES
8784 | 0 | 0 | [6 empty] | 2019-04-17 | 11 | 0.81328 | 346289.2747 | kWh | RES
8784 | 0 | 0 | [6 empty] | 2019-04-17 | 12 | 0.86 | 366183.5011 | kWh | RES
8784 | 0 | 0 | [6 empty] | 2019-04-17 | 13 | 0.96554 | 411123.7654 | kWh | RES
8784 | 0 | 0 | [6 empty] | 2019-04-17 | 14 | 1.1084 | 471971.5131 | kWh | RES
8784 | 0 | 0 | [6 empty] | 2019-04-17 | 15 | 1.2742 | 542539.0226 | kWh | RES
8784 | 0 | 0 | [6 empty] | 2019-04-17 | 16 | 1.4774 | 629052.8968 | kWh | RES
8784 | 0 | 0 | [6 empty] | 2019-04-17 | 17 | 1.6155 | 687868.3444 | kWh | RES
8784 | 0 | 0 | [6 empty] | 2019-04-17 | 18 | 1.7436 | 742435.7788 | kWh | RES
8784 | 0 | 0 | [6 empty] | 2019-04-17 | 19 | 1.7918 | 762929.5393 | kWh | RES
8784 | 0 | 0 | [6 empty] | 2019-04-17 | 20 | 1.6712 | 711586.2596 | kWh | RES
8784 | 0 | 0 | [6 empty] | 2019-04-17 | 21 | 1.7012 | 724381.209 | kWh | RES
8784 | 0 | 0 | [6 empty] | 2019-04-17 | 22 | 1.534 | 653178.5356 | kWh | RES
8784 | 0 | 0 | [6 empty] | 2019-04-17 | 23 | 1.3266 | 564880.6309 | kWh | RES
8784 | 0 | 0 | [6 empty] | 2019-04-17 | 24 | 1.0683 | 454874.3757 | kWh | RES
8784 | 0 | 0 | [6 empty] | 2019-04-18 | 1 | 0.88141 | 375300.1223 | kWh | RES
8784 | 0 | 0 | [6 empty] | 2019-04-18 | 2 | 0.77215 | 328776.8257 | kWh | RES
8784 | 0 | 0 | [6 empty] | 2019-04-18 | 3 | 0.66747 | 284204.3567 | kWh | RES
8784 | 0 | 0 | [6 empty] | 2019-04-18 | 4 | 0.62029 | 264118.1299 | kWh | RES
8784 | 0 | 0 | [6 empty] | 2019-04-18 | 5 | 0.60706 | 258483.4412 | kWh | RES
8784 | 0 | 0 | [6 empty] | 2019-04-18 | 6 | 0.71064 | 302588.6429 | kWh | RES
8784 | 0 | 0 | [6 empty] | 2019-04-18 | 7 | 0.8781 | 373890.293 | kWh | RES
8784 | 0 | 0 | [6 empty] | 2019-04-18 | 8 | 0.89199 | 379803.7962 | kWh | RES
8784 | 0 | 0 | [6 empty] | 2019-04-18 | 9 | 0.84141 | 358270.3399 | kWh | RES
8784 | 0 | 0 | [6 empty] | 2019-04-18 | 10 | 0.86104 | 366626.5127 | kWh | RES
8784 | 0 | 0 | [6 empty] | 2019-04-18 | 11 | 0.99002 | 421545.121 | kWh | RES
8784 | 0 | 0 | [6 empty] | 2019-04-18 | 12 | 1.1087 | 472062.8476 | kWh | RES
8784 | 0 | 0 | [6 empty] | 2019-04-18 | 13 | 1.2194 | 519223.3025 | kWh | RES
8784 | 0 | 0 | [6 empty] | 2019-04-18 | 14 | 1.3899 | 591797.98 | kWh | RES
8784 | 0 | 0 | [6 empty] | 2019-04-18 | 15 | 1.5731 | 669819.4982 | kWh | RES
8784 | 0 | 0 | [6 empty] | 2019-04-18 | 16 | 1.7502 | 745208.1753 | kWh | RES
8784 | 0 | 0 | [6 empty] | 2019-04-18 | 17 | 1.9397 | 825931.5561 | kWh | RES
8784 | 0 | 0 | [6 empty] | 2019-04-18 | 18 | 2.0835 | 887128.3416 | kWh | RES
8784 | 0 | 0 | [6 empty] | 2019-04-18 | 19 | 2.076 | 883942.5095 | kWh | RES
8784 | 0 | 0 | [6 empty] | 2019-04-18 | 20 | 1.9633 | 835984.9097 | kWh | RES
8784 | 0 | 0 | [6 empty] | 2019-04-18 | 21 | 1.9147 | 815255.2235 | kWh | RES
8784 | 0 | 0 | [6 empty] | 2019-04-18 | 22 | 1.7851 | 760068.191 | kWh | RES
8784 | 0 | 0 | [6 empty] | 2019-04-18 | 23 | 1.6462 | 700960.1997 | kWh | RES
8784 | 0 | 0 | [6 empty] | 2019-04-18 | 24 | 1.4124 | 601410.7113 | kWh | RES
8784 | 0 | 0 | [6 empty] | 2019-04-19 | 1 | 1.2034 | 512393.9317 | kWh | RES
8784 | 0 | 0 | [6 empty] | 2019-04-19 | 2 | 0.99945 | 425561.6648 | kWh | RES
8784 | 0 | 0 | [6 empty] | 2019-04-19 | 3 | 0.90269 | 384361.7901 | kWh | RES
8784 | 0 | 0 | [6 empty] | 2019-04-19 | 4 | 0.82725 | 352240.7072 | kWh | RES
8784 | 0 | 0 | [6 empty] | 2019-04-19 | 5 | 0.79641 | 339109.469 | kWh | RES
8784 | 0 | 0 | [6 empty] | 2019-04-19 | 6 | 0.83493 | 355508.1228 | kWh | RES
8784 | 0 | 0 | [6 empty] | 2019-04-19 | 7 | 0.93196 | 396824.2938 | kWh | RES
8784 | 0 | 0 | [6 empty] | 2019-04-19 | 8 | 1.0137 | 431618.0494 | kWh | RES
8784 | 0 | 0 | [6 empty] | 2019-04-19 | 9 | 1.0924 | 465142.1929 | kWh | RES
8784 | 0 | 0 | [6 empty] | 2019-04-19 | 10 | 1.1302 | 481255.797 | kWh | RES
8784 | 0 | 0 | [6 empty] | 2019-04-19 | 11 | 1.2776 | 544004.0419 | kWh | RES
8784 | 0 | 0 | [6 empty] | 2019-04-19 | 12 | 1.4096 | 600185.0383 | kWh | RES
8784 | 0 | 0 | [6 empty] | 2019-04-19 | 13 | 1.4138 | 601992.1654 | kWh | RES
8784 | 0 | 0 | [6 empty] | 2019-04-19 | 14 | 1.21 | 515224.5581 | kWh | RES
8784 | 0 | 0 | [6 empty] | 2019-04-19 | 15 | 1.1616 | 494610.54 | kWh | RES
8784 | 0 | 0 | [6 empty] | 2019-04-19 | 16 | 1.144 | 487102.7421 | kWh | RES
8784 | 0 | 0 | [6 empty] | 2019-04-19 | 17 | 1.2133 | 516609.37 | kWh | RES
8784 | 0 | 0 | [6 empty] | 2019-04-19 | 18 | 1.294 | 550960.9757 | kWh | RES
8784 | 0 | 0 | [6 empty] | 2019-04-19 | 19 | 1.2985 | 552880.6196 | kWh | RES
8784 | 0 | 0 | [6 empty] | 2019-04-19 | 20 | 1.1853 | 504684.8154 | kWh | RES
8784 | 0 | 0 | [6 empty] | 2019-04-19 | 21 | 1.2037 | 512536.1186 | kWh | RES
8784 | 0 | 0 | [6 empty] | 2019-04-19 | 22 | 1.1318 | 481905.2501 | kWh | RES
8784 | 0 | 0 | [6 empty] | 2019-04-19 | 23 | 1.0851 | 462016.7573 | kWh | RES
8784 | 0 | 0 | [6 empty] | 2019-04-19 | 24 | 0.91539 | 389771.424 | kWh | RES
8784 | 0 | 0 | [6 empty] | 2019-04-20 | 1 | 0.76856 | 327249.7242 | kWh | RES
8784 | 0 | 0 | [6 empty] | 2019-04-20 | 2 | 0.66851 | 284647.9412 | kWh | RES
8784 | 0 | 0 | [6 empty] | 2019-04-20 | 3 | 0.59704 | 254218.5329 | kWh | RES
8784 | 0 | 0 | [6 empty] | 2019-04-20 | 4 | 0.56412 | 240200.3688 | kWh | RES
8784 | 0 | 0 | [6 empty] | 2019-04-20 | 5 | 0.5521 | 235083.6393 | kWh | RES
8784 | 0 | 0 | [6 empty] | 2019-04-20 | 6 | 0.57508 | 244867.3824 | kWh | RES
8784 | 0 | 0 | [6 empty] | 2019-04-20 | 7 | 0.64122 | 273030.2491 | kWh | RES
8784 | 0 | 0 | [6 empty] | 2019-04-20 | 8 | 0.81277 | 346073.9868 | kWh | RES
8784 | 0 | 0 | [6 empty] | 2019-04-20 | 9 | 0.98499 | 419406.7306 | kWh | RES
8784 | 0 | 0 | [6 empty] | 2019-04-20 | 10 | 1.0699 | 455559.068 | kWh | RES
8784 | 0 | 0 | [6 empty] | 2019-04-20 | 11 | 1.09 | 464134.0975 | kWh | RES
8784 | 0 | 0 | [6 empty] | 2019-04-20 | 12 | 1.0902 | 464190.1882 | kWh | RES
8784 | 0 | 0 | [6 empty] | 2019-04-20 | 13 | 1.07 | 455591.9169 | kWh | RES
8784 | 0 | 0 | [6 empty] | 2019-04-20 | 14 | 1.0493 | 446779.5145 | kWh | RES
8784 | 0 | 0 | [6 empty] | 2019-04-20 | 15 | 1.0707 | 455883.4033 | kWh | RES
8784 | 0 | 0 | [6 empty] | 2019-04-20 | 16 | 1.082 | 460704.344 | kWh | RES
8784 | 0 | 0 | [6 empty] | 2019-04-20 | 17 | 1.1236 | 478419.1713 | kWh | RES
8784 | 0 | 0 | [6 empty] | 2019-04-20 | 18 | 1.1584 | 493241.1019 | kWh | RES
8784 | 0 | 0 | [6 empty] | 2019-04-20 | 19 | 1.1646 | 495863.432 | kWh | RES
8784 | 0 | 0 | [6 empty] | 2019-04-20 | 20 | 1.1713 | 498733.0796 | kWh | RES
8784 | 0 | 0 | [6 empty] | 2019-04-20 | 21 | 1.2182 | 518695.3307 | kWh | RES
8784 | 0 | 0 | [6 empty] | 2019-04-20 | 22 | 1.1186 | 476300.2102 | kWh | RES
8784 | 0 | 0 | [6 empty] | 2019-04-20 | 23 | 1.0613 | 451884.846 | kWh | RES
8784 | 0 | 0 | [6 empty] | 2019-04-20 | 24 | 0.9149 | 389559.273 | kWh | RES
8784 | 0 | 0 | [6 empty] | 2019-04-21 | 1 | 0.78337 | 333556.8715 | kWh | RES
8784 | 0 | 0 | [6 empty] | 2019-04-21 | 2 | 0.68662 | 292361.7786 | kWh | RES
8784 | 0 | 0 | [6 empty] | 2019-04-21 | 3 | 0.63698 | 271225.3006 | kWh | RES
8784 | 0 | 0 | [6 empty] | 2019-04-21 | 4 | 0.61262 | 260849.1309 | kWh | RES
8784 | 0 | 0 | [6 empty] | 2019-04-21 | 5 | 0.61353 | 261240.2654 | kWh | RES
8784 | 0 | 0 | [6 empty] | 2019-04-21 | 6 | 0.66 | 281024.2178 | kWh | RES
8784 | 0 | 0 | [6 empty] | 2019-04-21 | 7 | 0.72091 | 306959.1288 | kWh | RES
8784 | 0 | 0 | [6 empty] | 2019-04-21 | 8 | 0.91083 | 387825.8126 | kWh | RES
8784 | 0 | 0 | [6 empty] | 2019-04-21 | 9 | 1.1361 | 483729.355 | kWh | RES
8784 | 0 | 0 | [6 empty] | 2019-04-21 | 10 | 1.196 | 509253.3399 | kWh | RES
8784 | 0 | 0 | [6 empty] | 2019-04-21 | 11 | 1.1917 | 507403.0371 | kWh | RES
8784 | 0 | 0 | [6 empty] | 2019-04-21 | 12 | 1.1721 | 499078.1596 | kWh | RES
8784 | 0 | 0 | [6 empty] | 2019-04-21 | 13 | 1.1911 | 507157.6753 | kWh | RES
8784 | 0 | 0 | [6 empty] | 2019-04-21 | 14 | 1.2264 | 522214.6667 | kWh | RES
8784 | 0 | 0 | [6 empty] | 2019-04-21 | 15 | 1.2903 | 549406.0888 | kWh | RES
8784 | 0 | 0 | [6 empty] | 2019-04-21 | 16 | 1.3856 | 589970.4524 | kWh | RES
8784 | 0 | 0 | [6 empty] | 2019-04-21 | 17 | 1.4784 | 629510.7966 | kWh | RES
8784 | 0 | 0 | [6 empty] | 2019-04-21 | 18 | 1.5206 | 647478.7043 | kWh | RES
8784 | 0 | 0 | [6 empty] | 2019-04-21 | 19 | 1.4883 | 633716.6119 | kWh | RES
8784 | 0 | 0 | [6 empty] | 2019-04-21 | 20 | 1.4451 | 615314.9686 | kWh | RES
8784 | 0 | 0 | [6 empty] | 2019-04-21 | 21 | 1.4573 | 620496.24 | kWh | RES
8784 | 0 | 0 | [6 empty] | 2019-04-21 | 22 | 1.2782 | 544261.1226 | kWh | RES
8784 | 0 | 0 | [6 empty] | 2019-04-21 | 23 | 1.1118 | 473394.5453 | kWh | RES
8784 | 0 | 0 | [6 empty] | 2019-04-21 | 24 | 0.9007 | 383516.2427 | kWh | RES
8784 | 0 | 0 | [6 empty] | 2019-04-22 | 1 | 0.73282 | 312030.3979 | kWh | RES
8784 | 0 | 0 | [6 empty] | 2019-04-22 | 2 | 0.63605 | 270825.8365 | kWh | RES
8784 | 0 | 0 | [6 empty] | 2019-04-22 | 3 | 0.57525 | 244940.6167 | kWh | RES
8784 | 0 | 0 | [6 empty] | 2019-04-22 | 4 | 0.54903 | 233774.2032 | kWh | RES
8784 | 0 | 0 | [6 empty] | 2019-04-22 | 5 | 0.5964 | 253943.123 | kWh | RES
8784 | 0 | 0 | [6 empty] | 2019-04-22 | 6 | 0.71269 | 303461.5714 | kWh | RES
8784 | 0 | 0 | [6 empty] | 2019-04-22 | 7 | 0.88668 | 377544.3185 | kWh | RES
8784 | 0 | 0 | [6 empty] | 2019-04-22 | 8 | 0.93827 | 399513.2529 | kWh | RES
8784 | 0 | 0 | [6 empty] | 2019-04-22 | 9 | 0.94606 | 402830.0474 | kWh | RES
8784 | 0 | 0 | [6 empty] | 2019-04-22 | 10 | 0.89954 | 383019.4213 | kWh | RES
8784 | 0 | 0 | [6 empty] | 2019-04-22 | 11 | 0.89382 | 380583.3884 | kWh | RES
8784 | 0 | 0 | [6 empty] | 2019-04-22 | 12 | 0.94662 | 403067.5396 | kWh | RES
8784 | 0 | 0 | [6 empty] | 2019-04-22 | 13 | 1.0162 | 432703.6765 | kWh | RES
8784 | 0 | 0 | [6 empty] | 2019-04-22 | 14 | 1.0759 | 458119.3238 | kWh | RES
8784 | 0 | 0 | [6 empty] | 2019-04-22 | 15 | 1.1818 | 503221.4833 | kWh | RES
8784 | 0 | 0 | [6 empty] | 2019-04-22 | 16 | 1.3418 | 571324.6592 | kWh | RES
8784 | 0 | 0 | [6 empty] | 2019-04-22 | 17 | 1.4615 | 622319.3525 | kWh | RES
8784 | 0 | 0 | [6 empty] | 2019-04-22 | 18 | 1.6853 | 717600.9836 | kWh | RES
8784 | 0 | 0 | [6 empty] | 2019-04-22 | 19 | 1.683 | 716597.5616 | kWh | RES
8784 | 0 | 0 | [6 empty] | 2019-04-22 | 20 | 1.6119 | 686349.1556 | kWh | RES
8784 | 0 | 0 | [6 empty] | 2019-04-22 | 21 | 1.5668 | 667121.8862 | kWh | RES
8784 | 0 | 0 | [6 empty] | 2019-04-22 | 22 | 1.4065 | 598893.7406 | kWh | RES
8784 | 0 | 0 | [6 empty] | 2019-04-22 | 23 | 1.2018 | 511742.2037 | kWh | RES
8784 | 0 | 0 | [6 empty] | 2019-04-22 | 24 | 0.91449 | 389386.481 | kWh | RES
8784 | 0 | 0 | [6 empty] | 2019-04-23 | 1 | 0.73815 | 314301.6425 | kWh | RES
8784 | 0 | 0 | [6 empty] | 2019-04-23 | 2 | 0.62432 | 265832.6282 | kWh | RES
8784 | 0 | 0 | [6 empty] | 2019-04-23 | 3 | 0.58308 | 248274.3232 | kWh | RES
8784 | 0 | 0 | [6 empty] | 2019-04-23 | 4 | 0.5609 | 238829.1303 | kWh | RES
8784 | 0 | 0 | [6 empty] | 2019-04-23 | 5 | 0.56586 | 240942.8156 | kWh | RES
8784 | 0 | 0 | [6 empty] | 2019-04-23 | 6 | 0.6938 | 295416.6313 | kWh | RES
8784 | 0 | 0 | [6 empty] | 2019-04-23 | 7 | 0.87448 | 372350.23 | kWh | RES
8784 | 0 | 0 | [6 empty] | 2019-04-23 | 8 | 0.92887 | 395510.2895 | kWh | RES
8784 | 0 | 0 | [6 empty] | 2019-04-23 | 9 | 0.85448 | 363833.1523 | kWh | RES
8784 | 0 | 0 | [6 empty] | 2019-04-23 | 10 | 0.81723 | 347972.8268 | kWh | RES
8784 | 0 | 0 | [6 empty] | 2019-04-23 | 11 | 0.83738 | 356553.1163 | kWh | RES
8784 | 0 | 0 | [6 empty] | 2019-04-23 | 12 | 0.90982 | 387397.4773 | kWh | RES
8784 | 0 | 0 | [6 empty] | 2019-04-23 | 13 | 0.99479 | 423578.2073 | kWh | RES
8784 | 0 | 0 | [6 empty] | 2019-04-23 | 14 | 1.1293 | 480869.9668 | kWh | RES
8784 | 0 | 0 | [6 empty] | 2019-04-23 | 15 | 1.3279 | 565427.4321 | kWh | RES
8784 | 0 | 0 | [6 empty] | 2019-04-23 | 16 | 1.548 | 659130.3186 | kWh | RES
8784 | 0 | 0 | [6 empty] | 2019-04-23 | 17 | 1.7366 | 739433.1619 | kWh | RES
8784 | 0 | 0 | [6 empty] | 2019-04-23 | 18 | 1.9133 | 814685.9681 | kWh | RES
8784 | 0 | 0 | [6 empty] | 2019-04-23 | 19 | 1.8756 | 798608.7243 | kWh | RES
8784 | 0 | 0 | [6 empty] | 2019-04-23 | 20 | 1.7785 | 757258.9471 | kWh | RES
8784 | 0 | 0 | [6 empty] | 2019-04-23 | 21 | 1.701 | 724260.5678 | kWh | RES
8784 | 0 | 0 | [6 empty] | 2019-04-23 | 22 | 1.5699 | 668474.9054 | kWh | RES
8784 | 0 | 0 | [6 empty] | 2019-04-23 | 23 | 1.3059 | 556035.0479 | kWh | RES
8784 | 0 | 0 | [6 empty] | 2019-04-23 | 24 | 1.0331 | 439899.2871 | kWh | RES
8784 | 0 | 0 | [6 empty] | 2019-04-24 | 1 | 0.81015 | 344957.8318 | kWh | RES
8784 | 0 | 0 | [6 empty] | 2019-04-24 | 2 | 0.6789 | 289072.2241 | kWh | RES
8784 | 0 | 0 | [6 empty] | 2019-04-24 | 3 | 0.63159 | 268928.3388 | kWh | RES
8784 | 0 | 0 | [6 empty] | 2019-04-24 | 4 | 0.57379 | 244317.0036 | kWh | RES
8784 | 0 | 0 | [6 empty] | 2019-04-24 | 5 | 0.5705 | 242916.3089 | kWh | RES
8784 | 0 | 0 | [6 empty] | 2019-04-24 | 6 | 0.69904 | 297649.1599 | kWh | RES
8784 | 0 | 0 | [6 empty] | 2019-04-24 | 7 | 0.85025 | 362033.4114 | kWh | RES
8784 | 0 | 0 | [6 empty] | 2019-04-24 | 8 | 0.90189 | 384020.6029 | kWh | RES
8784 | 0 | 0 | [6 empty] | 2019-04-24 | 9 | 0.83792 | 356781.6034 | kWh | RES
8784 | 0 | 0 | [6 empty] | 2019-04-24 | 10 | 0.83046 | 353606.8382 | kWh | RES
8784 | 0 | 0 | [6 empty] | 2019-04-24 | 11 | 0.903 | 384494.3333 | kWh | RES
8784 | 0 | 0 | [6 empty] | 2019-04-24 | 12 | 1.0255 | 436636.2307 | kWh | RES
8784 | 0 | 0 | [6 empty] | 2019-04-24 | 13 | 1.1877 | 505705.582 | kWh | RES
8784 | 0 | 0 | [6 empty] | 2019-04-24 | 14 | 1.3699 | 583318.2747 | kWh | RES
8784 | 0 | 0 | [6 empty] | 2019-04-24 | 15 | 1.6381 | 697480.5495 | kWh | RES
8784 | 0 | 0 | [6 empty] | 2019-04-24 | 16 | 1.8739 | 797889.5 | kWh | RES
8784 | 0 | 0 | [6 empty] | 2019-04-24 | 17 | 2.0283 | 863641.5624 | kWh | RES
8784 | 0 | 0 | [6 empty] | 2019-04-24 | 18 | 2.1211 | 903169.4381 | kWh | RES
8784 | 0 | 0 | [6 empty] | 2019-04-24 | 19 | 2.1885 | 931854.429 | kWh | RES
8784 | 0 | 0 | [6 empty] | 2019-04-24 | 20 | 2.1058 | 896635.073 | kWh | RES
8784 | 0 | 0 | [6 empty] | 2019-04-24 | 21 | 2.0048 | 853617.3145 | kWh | RES
8784 | 0 | 0 | [6 empty] | 2019-04-24 | 22 | 1.8146 | 772645.366 | kWh | RES
8784 | 0 | 0 | [6 empty] | 2019-04-24 | 23 | 1.5506 | 660225.1878 | kWh | RES
8784 | 0 | 0 | [6 empty] | 2019-04-24 | 24 | 1.2663 | 539185.7972 | kWh | RES
8784 | 0 | 0 | [6 empty] | 2019-04-25 | 1 | 1.0036 | 427332.9471 | kWh | RES
8784 | 0 | 0 | [6 empty] | 2019-04-25 | 2 | 0.83737 | 356549.8426 | kWh | RES
8784 | 0 | 0 | [6 empty] | 2019-04-25 | 3 | 0.71989 | 306524.2532 | kWh | RES
8784 | 0 | 0 | [6 empty] | 2019-04-25 | 4 | 0.66618 | 283657.6259 | kWh | RES
8784 | 0 | 0 | [6 empty] | 2019-04-25 | 5 | 0.64823 | 276012.8323 | kWh | RES
8784 | 0 | 0 | [6 empty] | 2019-04-25 | 6 | 0.70787 | 301407.0596 | kWh | RES
8784 | 0 | 0 | [6 empty] | 2019-04-25 | 7 | 0.90634 | 385917.5041 | kWh | RES
8784 | 0 | 0 | [6 empty] | 2019-04-25 | 8 | 0.90986 | 387413.484 | kWh | RES
8784 | 0 | 0 | [6 empty] | 2019-04-25 | 9 | 0.85432 | 363765.9625 | kWh | RES
8784 | 0 | 0 | [6 empty] | 2019-04-25 | 10 | 0.85341 | 363377.234 | kWh | RES
8784 | 0 | 0 | [6 empty] | 2019-04-25 | 11 | 0.90811 | 386667.5264 | kWh | RES
8784 | 0 | 0 | [6 empty] | 2019-04-25 | 12 | 1.0397 | 442709.351 | kWh | RES
8784 | 0 | 0 | [6 empty] | 2019-04-25 | 13 | 1.1941 | 508432.2388 | kWh | RES
8784 | 0 | 0 | [6 empty] | 2019-04-25 | 14 | 1.4256 | 606998.0485 | kWh | RES
8784 | 0 | 0 | [6 empty] | 2019-04-25 | 15 | 1.6735 | 712548.4056 | kWh | RES
8784 | 0 | 0 | [6 empty] | 2019-04-25 | 16 | 1.8821 | 801404.5936 | kWh | RES
8784 | 0 | 0 | [6 empty] | 2019-04-25 | 17 | 2.0695 | 881189.7949 | kWh | RES
8784 | 0 | 0 | [6 empty] | 2019-04-25 | 18 | 2.1187 | 902152.1082 | kWh | RES
8784 | 0 | 0 | [6 empty] | 2019-04-25 | 19 | 2.0648 | 879192.2045 | kWh | RES
8784 | 0 | 0 | [6 empty] | 2019-04-25 | 20 | 1.9744 | 840696.2341 | kWh | RES
8784 | 0 | 0 | [6 empty] | 2019-04-25 | 21 | 1.9114 | 813845.6744 | kWh | RES
8784 | 0 | 0 | [6 empty] | 2019-04-25 | 22 | 1.7585 | 748780.789 | kWh | RES
8784 | 0 | 0 | [6 empty] | 2019-04-25 | 23 | 1.5248 | 649261.2804 | kWh | RES
8784 | 0 | 0 | [6 empty] | 2019-04-25 | 24 | 1.281 | 545435.2014 | kWh | RES
8784 | 0 | 0 | [6 empty] | 2019-04-26 | 1 | 1.0609 | 451707.4896 | kWh | RES
8784 | 0 | 0 | [6 empty] | 2019-04-26 | 2 | 0.89635 | 381660.9931 | kWh | RES
8784 | 0 | 0 | [6 empty] | 2019-04-26 | 3 | 0.78042 | 332301.3024 | kWh | RES
8784 | 0 | 0 | [6 empty] | 2019-04-26 | 4 | 0.73573 | 313272.5775 | kWh | RES
8784 | 0 | 0 | [6 empty] | 2019-04-26 | 5 | 0.70957 | 302130.9803 | kWh | RES
8784 | 0 | 0 | [6 empty] | 2019-04-26 | 6 | 0.79588 | 338884.4024 | kWh | RES
8784 | 0 | 0 | [6 empty] | 2019-04-26 | 7 | 0.98186 | 418071.6068 | kWh | RES
8784 | 0 | 0 | [6 empty] | 2019-04-26 | 8 | 1.0111 | 430527.9892 | kWh | RES
8784 | 0 | 0 | [6 empty] | 2019-04-26 | 9 | 0.9561 | 407104.5592 | kWh | RES
8784 | 0 | 0 | [6 empty] | 2019-04-26 | 10 | 0.93103 | 396428.7417 | kWh | RES
8784 | 0 | 0 | [6 empty] | 2019-04-26 | 11 | 0.95119 | 405012.6849 | kWh | RES
8784 | 0 | 0 | [6 empty] | 2019-04-26 | 12 | 1.0065 | 428568.7778 | kWh | RES
8784 | 0 | 0 | [6 empty] | 2019-04-26 | 13 | 1.0939 | 465786.2662 | kWh | RES
8784 | 0 | 0 | [6 empty] | 2019-04-26 | 14 | 1.247 | 530984.8233 | kWh | RES
8784 | 0 | 0 | [6 empty] | 2019-04-26 | 15 | 1.4126 | 601459.3766 | kWh | RES
8784 | 0 | 0 | [6 empty] | 2019-04-26 | 16 | 1.6781 | 714512.8725 | kWh | RES
8784 | 0 | 0 | [6 empty] | 2019-04-26 | 17 | 1.8391 | 783069.2273 | kWh | RES
8784 | 0 | 0 | [6 empty] | 2019-04-26 | 18 | 1.9577 | 833598.1208 | kWh | RES
8784 | 0 | 0 | [6 empty] | 2019-04-26 | 19 | 1.9698 | 838730.5751 | kWh | RES
8784 | 0 | 0 | [6 empty] | 2019-04-26 | 20 | 1.8045 | 768363.2529 | kWh | RES
8784 | 0 | 0 | [6 empty] | 2019-04-26 | 21 | 1.6799 | 715286.9138 | kWh | RES
8784 | 0 | 0 | [6 empty] | 2019-04-26 | 22 | 1.5549 | 662069.3898 | kWh | RES
8784 | 0 | 0 | [6 empty] | 2019-04-26 | 23 | 1.3432 | 571938.0402 | kWh | RES
8784 | 0 | 0 | [6 empty] | 2019-04-26 | 24 | 1.1294 | 480905.4447 | kWh | RES
8784 | 0 | 0 | [6 empty] | 2019-04-27 | 1 | 0.95881 | 408259.4936 | kWh | RES
8784 | 0 | 0 | [6 empty] | 2019-04-27 | 2 | 0.79894 | 340184.9712 | kWh | RES
8784 | 0 | 0 | [6 empty] | 2019-04-27 | 3 | 0.67914 | 289176.449 | kWh | RES
8784 | 0 | 0 | [6 empty] | 2019-04-27 | 4 | 0.61932 | 263704.0894 | kWh | RES
8784 | 0 | 0 | [6 empty] | 2019-04-27 | 5 | 0.59761 | 254460.5286 | kWh | RES
8784 | 0 | 0 | [6 empty] | 2019-04-27 | 6 | 0.61179 | 260496.7707 | kWh | RES
8784 | 0 | 0 | [6 empty] | 2019-04-27 | 7 | 0.63658 | 271053.5121 | kWh | RES
8784 | 0 | 0 | [6 empty] | 2019-04-27 | 8 | 0.75389 | 321003.0961 | kWh | RES
8784 | 0 | 0 | [6 empty] | 2019-04-27 | 9 | 0.91395 | 389157.622 | kWh | RES
8784 | 0 | 0 | [6 empty] | 2019-04-27 | 10 | 1.0167 | 432916.3778 | kWh | RES
8784 | 0 | 0 | [6 empty] | 2019-04-27 | 11 | 1.0947 | 466098.6207 | kWh | RES
8784 | 0 | 0 | [6 empty] | 2019-04-27 | 12 | 1.131 | 481575.2042 | kWh | RES
8784 | 0 | 0 | [6 empty] | 2019-04-27 | 13 | 1.2211 | 519932.1564 | kWh | RES
8784 | 0 | 0 | [6 empty] | 2019-04-27 | 14 | 1.3552 | 577030.5433 | kWh | RES
8784 | 0 | 0 | [6 empty] | 2019-04-27 | 15 | 1.5618 | 665010.983 | kWh | RES
8784 | 0 | 0 | [6 empty] | 2019-04-27 | 16 | 1.6996 | 723676.1911 | kWh | RES
8784 | 0 | 0 | [6 empty] | 2019-04-27 | 17 | 1.8518 | 788496.7564 | kWh | RES
8784 | 0 | 0 | [6 empty] | 2019-04-27 | 18 | 1.874 | 797961.5148 | kWh | RES
8784 | 0 | 0 | [6 empty] | 2019-04-27 | 19 | 1.8169 | 773613.0962 | kWh | RES
8784 | 0 | 0 | [6 empty] | 2019-04-27 | 20 | 1.6541 | 704321.1817 | kWh | RES
8784 | 0 | 0 | [6 empty] | 2019-04-27 | 21 | 1.4882 | 633664.5914 | kWh | RES
8784 | 0 | 0 | [6 empty] | 2019-04-27 | 22 | 1.3965 | 594629.1514 | kWh | RES
8784 | 0 | 0 | [6 empty] | 2019-04-27 | 23 | 1.2092 | 514873.9999 | kWh | RES
8784 | 0 | 0 | [6 empty] | 2019-04-27 | 24 | 1.031 | 439002.9909 | kWh | RES
8784 | 0 | 0 | [6 empty] | 2019-04-28 | 1 | 0.85786 | 365272.5492 | kWh | RES
8784 | 0 | 0 | [6 empty] | 2019-04-28 | 2 | 0.70834 | 301606.8082 | kWh | RES
8784 | 0 | 0 | [6 empty] | 2019-04-28 | 3 | 0.62418 | 265772.2879 | kWh | RES
8784 | 0 | 0 | [6 empty] | 2019-04-28 | 4 | 0.582 | 247813.6213 | kWh | RES
8784 | 0 | 0 | [6 empty] | 2019-04-28 | 5 | 0.54381 | 231552.6024 | kWh | RES
8784 | 0 | 0 | [6 empty] | 2019-04-28 | 6 | 0.56476 | 240473.7712 | kWh | RES
8784 | 0 | 0 | [6 empty] | 2019-04-28 | 7 | 0.61641 | 262464.0619 | kWh | RES
8784 | 0 | 0 | [6 empty] | 2019-04-28 | 8 | 0.73621 | 313475.653 | kWh | RES
8784 | 0 | 0 | [6 empty] | 2019-04-28 | 9 | 0.92821 | 395228.7819 | kWh | RES
8784 | 0 | 0 | [6 empty] | 2019-04-28 | 10 | 1.0302 | 438653.8492 | kWh | RES
8784 | 0 | 0 | [6 empty] | 2019-04-28 | 11 | 1.1495 | 489469.7717 | kWh | RES
8784 | 0 | 0 | [6 empty] | 2019-04-28 | 12 | 1.3243 | 563882.6775 | kWh | RES
8784 | 0 | 0 | [6 empty] | 2019-04-28 | 13 | 1.5068 | 641583.9127 | kWh | RES
8784 | 0 | 0 | [6 empty] | 2019-04-28 | 14 | 1.7094 | 727859.3428 | kWh | RES
8784 | 0 | 0 | [6 empty] | 2019-04-28 | 15 | 1.9515 | 830938.0556 | kWh | RES
8784 | 0 | 0 | [6 empty] | 2019-04-28 | 16 | 2.098 | 893309.7358 | kWh | RES
8784 | 0 | 0 | [6 empty] | 2019-04-28 | 17 | 2.198 | 935878.3903 | kWh | RES
8784 | 0 | 0 | [6 empty] | 2019-04-28 | 18 | 2.2477 | 957044.052 | kWh | RES
8784 | 0 | 0 | [6 empty] | 2019-04-28 | 19 | 2.1808 | 928571.0847 | kWh | RES
8784 | 0 | 0 | [6 empty] | 2019-04-28 | 20 | 2.0446 | 870567.9799 | kWh | RES
8784 | 0 | 0 | [6 empty] | 2019-04-28 | 21 | 1.9291 | 821423.978 | kWh | RES
8784 | 0 | 0 | [6 empty] | 2019-04-28 | 22 | 1.7725 | 754722.9766 | kWh | RES
8784 | 0 | 0 | [6 empty] | 2019-04-28 | 23 | 1.5056 | 641084.8126 | kWh | RES
8784 | 0 | 0 | [6 empty] | 2019-04-28 | 24 | 1.2738 | 542367.853 | kWh | RES
8784 | 0 | 0 | [6 empty] | 2019-04-29 | 1 | 1.0305 | 438764.6373 | kWh | RES
8784 | 0 | 0 | [6 empty] | 2019-04-29 | 2 | 0.83975 | 357562.6594 | kWh | RES
8784 | 0 | 0 | [6 empty] | 2019-04-29 | 3 | 0.71927 | 306263.0667 | kWh | RES
8784 | 0 | 0 | [6 empty] | 2019-04-29 | 4 | 0.66007 | 281054.3819 | kWh | RES
8784 | 0 | 0 | [6 empty] | 2019-04-29 | 5 | 0.65554 | 279128.3949 | kWh | RES
8784 | 0 | 0 | [6 empty] | 2019-04-29 | 6 | 0.72779 | 309890.9709 | kWh | RES
8784 | 0 | 0 | [6 empty] | 2019-04-29 | 7 | 0.88272 | 375860.2167 | kWh | RES
8784 | 0 | 0 | [6 empty] | 2019-04-29 | 8 | 0.90278 | 384399.4329 | kWh | RES
8784 | 0 | 0 | [6 empty] | 2019-04-29 | 9 | 0.86307 | 367493.2547 | kWh | RES
8784 | 0 | 0 | [6 empty] | 2019-04-29 | 10 | 0.92454 | 393666.8464 | kWh | RES
8784 | 0 | 0 | [6 empty] | 2019-04-29 | 11 | 1.0483 | 446374.2631 | kWh | RES
8784 | 0 | 0 | [6 empty] | 2019-04-29 | 12 | 1.2015 | 511586.927 | kWh | RES
8784 | 0 | 0 | [6 empty] | 2019-04-29 | 13 | 1.3793 | 587317.1551 | kWh | RES
8784 | 0 | 0 | [6 empty] | 2019-04-29 | 14 | 1.6107 | 685830.0871 | kWh | RES
8784 | 0 | 0 | [6 empty] | 2019-04-29 | 15 | 1.7888 | 761671.3155 | kWh | RES
8784 | 0 | 0 | [6 empty] | 2019-04-29 | 16 | 1.9408 | 826389.3439 | kWh | RES
8784 | 0 | 0 | [6 empty] | 2019-04-29 | 17 | 2.0676 | 880356.535 | kWh | RES
8784 | 0 | 0 | [6 empty] | 2019-04-29 | 18 | 2.187 | 931207.2088 | kWh | RES
8784 | 0 | 0 | [6 empty] | 2019-04-29 | 19 | 2.2034 | 938200.3584 | kWh | RES
8784 | 0 | 0 | [6 empty] | 2019-04-29 | 20 | 2.0582 | 876381.2701 | kWh | RES
8784 | 0 | 0 | [6 empty] | 2019-04-29 | 21 | 1.9286 | 821204.6053 | kWh | RES
8784 | 0 | 0 | [6 empty] | 2019-04-29 | 22 | 1.7493 | 744859.1589 | kWh | RES
8784 | 0 | 0 | [6 empty] | 2019-04-29 | 23 | 1.4672 | 624724.7879 | kWh | RES
8784 | 0 | 0 | [6 empty] | 2019-04-29 | 24 | 1.1707 | 498464.5197 | kWh | RES
8784 | 0 | 0 | [6 empty] | 2019-04-30 | 1 | 0.93256 | 397082.2678 | kWh | RES
8784 | 0 | 0 | [6 empty] | 2019-04-30 | 2 | 0.7935 | 337868.2652 | kWh | RES
8784 | 0 | 0 | [6 empty] | 2019-04-30 | 3 | 0.70472 | 300064.936 | kWh | RES
8784 | 0 | 0 | [6 empty] | 2019-04-30 | 4 | 0.69142 | 294404.5165 | kWh | RES
8784 | 0 | 0 | [6 empty] | 2019-04-30 | 5 | 0.65876 | 280499.2826 | kWh | RES
8784 | 0 | 0 | [6 empty] | 2019-04-30 | 6 | 0.73726 | 313922.6053 | kWh | RES
8784 | 0 | 0 | [6 empty] | 2019-04-30 | 7 | 0.93428 | 397811.6673 | kWh | RES
8784 | 0 | 0 | [6 empty] | 2019-04-30 | 8 | 0.94789 | 403608.7341 | kWh | RES
8784 | 0 | 0 | [6 empty] | 2019-04-30 | 9 | 0.89734 | 382085.1436 | kWh | RES
8784 | 0 | 0 | [6 empty] | 2019-04-30 | 10 | 0.97492 | 415115.278 | kWh | RES
8784 | 0 | 0 | [6 empty] | 2019-04-30 | 11 | 1.1184 | 476195.1613 | kWh | RES
8784 | 0 | 0 | [6 empty] | 2019-04-30 | 12 | 1.316 | 560331.5453 | kWh | RES
8784 | 0 | 0 | [6 empty] | 2019-04-30 | 13 | 1.5033 | 640101.8195 | kWh | RES
8784 | 0 | 0 | [6 empty] | 2019-04-30 | 14 | 1.6876 | 718552.5898 | kWh | RES
8784 | 0 | 0 | [6 empty] | 2019-04-30 | 15 | 1.8448 | 785519.3649 | kWh | RES
8784 | 0 | 0 | [6 empty] | 2019-04-30 | 16 | 2.0332 | 865711.5324 | kWh | RES
8784 | 0 | 0 | [6 empty] | 2019-04-30 | 17 | 2.1647 | 921734.7894 | kWh | RES
8784 | 0 | 0 | [6 empty] | 2019-04-30 | 18 | 2.232 | 950358.7636 | kWh | RES
8784 | 0 | 0 | [6 empty] | 2019-04-30 | 19 | 2.258 | 961446.8195 | kWh | RES
8784 | 0 | 0 | [6 empty] | 2019-04-30 | 20 | 2.1423 | 912164.737 | kWh | RES
8784 | 0 | 0 | [6 empty] | 2019-04-30 | 21 | 2.0102 | 855924.6341 | kWh | RES
8784 | 0 | 0 | [6 empty] | 2019-04-30 | 22 | 1.9086 | 812654.3136 | kWh | RES
8784 | 0 | 0 | [6 empty] | 2019-04-30 | 23 | 1.6557 | 704971.5351 | kWh | RES
8784 | 0 | 0 | [6 empty] | 2019-04-30 | 24 | 1.3554 | 577112.8881 | kWh | RES
8784 | 0 | 0 | [6 empty] | 2019-05-01 | 1 | 1.1054 | 470669.508 | kWh | RES
8784 | 0 | 0 | [6 empty] | 2019-05-01 | 2 | 0.9458 | 402718.2662 | kWh | RES
8784 | 0 | 0 | [6 empty] | 2019-05-01 | 3 | 0.87149 | 371076.3344 | kWh | RES
8784 | 0 | 0 | [6 empty] | 2019-05-01 | 4 | 0.79668 | 339222.0151 | kWh | RES
8784 | 0 | 0 | [6 empty] | 2019-05-01 | 5 | 0.76083 | 323960.2614 | kWh | RES
8784 | 0 | 0 | [6 empty] | 2019-05-01 | 6 | 0.82667 | 351992.6588 | kWh | RES
8784 | 0 | 0 | [6 empty] | 2019-05-01 | 7 | 0.95395 | 406187.6764 | kWh | RES
8784 | 0 | 0 | [6 empty] | 2019-05-01 | 8 | 0.97913 | 416908.0503 | kWh | RES
8784 | 0 | 0 | [6 empty] | 2019-05-01 | 9 | 0.95954 | 408569.6681 | kWh | RES
8784 | 0 | 0 | [6 empty] | 2019-05-01 | 10 | 1.002 | 426655.8266 | kWh | RES
8784 | 0 | 0 | [6 empty] | 2019-05-01 | 11 | 1.0937 | 465702.8756 | kWh | RES
8784 | 0 | 0 | [6 empty] | 2019-05-01 | 12 | 1.2733 | 542147.8472 | kWh | RES
8784 | 0 | 0 | [6 empty] | 2019-05-01 | 13 | 1.5242 | 648997.7905 | kWh | RES
8784 | 0 | 0 | [6 empty] | 2019-05-01 | 14 | 1.7107 | 728409.8305 | kWh | RES
8784 | 0 | 0 | [6 empty] | 2019-05-01 | 15 | 1.8631 | 793319.7435 | kWh | RES
8784 | 0 | 0 | [6 empty] | 2019-05-01 | 16 | 2.0119 | 856673.2539 | kWh | RES
8784 | 0 | 0 | [6 empty] | 2019-05-01 | 17 | 2.136 | 909490.1133 | kWh | RES
8784 | 0 | 0 | [6 empty] | 2019-05-01 | 18 | 2.2147 | 943013.5448 | kWh | RES
8784 | 0 | 0 | [6 empty] | 2019-05-01 | 19 | 2.2065 | 939517.9677 | kWh | RES
8784 | 0 | 0 | [6 empty] | 2019-05-01 | 20 | 2.0631 | 878450.5586 | kWh | RES
8784 | 0 | 0 | [6 empty] | 2019-05-01 | 21 | 1.9214 | 818135.8354 | kWh | RES
8784 | 0 | 0 | [6 empty] | 2019-05-01 | 22 | 1.7837 | 759474.058 | kWh | RES
8784 | 0 | 0 | [6 empty] | 2019-05-01 | 23 | 1.5571 | 663017.873 | kWh | RES
8784 | 0 | 0 | [6 empty] | 2019-05-01 | 24 | 1.2834 | 546450.7135 | kWh | RES
8784 | 0 | 0 | [6 empty] | 2019-05-02 | 1 | 1.0782 | 459078.572 | kWh | RES
8784 | 0 | 0 | [6 empty] | 2019-05-02 | 2 | 0.93152 | 396637.2699 | kWh | RES
8784 | 0 | 0 | [6 empty] | 2019-05-02 | 3 | 0.8484 | 361245.7466 | kWh | RES
8784 | 0 | 0 | [6 empty] | 2019-05-02 | 4 | 0.80017 | 340709.0393 | kWh | RES
8784 | 0 | 0 | [6 empty] | 2019-05-02 | 5 | 0.78388 | 333774.0593 | kWh | RES
8784 | 0 | 0 | [6 empty] | 2019-05-02 | 6 | 0.84671 | 360523.7857 | kWh | RES
8784 | 0 | 0 | [6 empty] | 2019-05-02 | 7 | 1.0265 | 437094.6842 | kWh | RES
8784 | 0 | 0 | [6 empty] | 2019-05-02 | 8 | 1.0673 | 454440.9995 | kWh | RES
8784 | 0 | 0 | [6 empty] | 2019-05-02 | 9 | 1.0169 | 433010.86 | kWh | RES
8784 | 0 | 0 | [6 empty] | 2019-05-02 | 10 | 1.0438 | 444462.5223 | kWh | RES
8784 | 0 | 0 | [6 empty] | 2019-05-02 | 11 | 1.1514 | 490276.2618 | kWh | RES
8784 | 0 | 0 | [6 empty] | 2019-05-02 | 12 | 1.2886 | 548696.9058 | kWh | RES
8784 | 0 | 0 | [6 empty] | 2019-05-02 | 13 | 1.4861 | 632756.7535 | kWh | RES
8784 | 0 | 0 | [6 empty] | 2019-05-02 | 14 | 1.6401 | 698342.0382 | kWh | RES
8784 | 0 | 0 | [6 empty] | 2019-05-02 | 15 | 1.7236 | 733893.5465 | kWh | RES
8784 | 0 | 0 | [6 empty] | 2019-05-02 | 16 | 1.8432 | 784805.9556 | kWh | RES
8784 | 0 | 0 | [6 empty] | 2019-05-02 | 17 | 1.9493 | 829997.5874 | kWh | RES
8784 | 0 | 0 | [6 empty] | 2019-05-02 | 18 | 1.9409 | 826434.4294 | kWh | RES
8784 | 0 | 0 | [6 empty] | 2019-05-02 | 19 | 1.9191 | 817127.6741 | kWh | RES
8784 | 0 | 0 | [6 empty] | 2019-05-02 | 20 | 1.7983 | 765692.3523 | kWh | RES
8784 | 0 | 0 | [6 empty] | 2019-05-02 | 21 | 1.7784 | 757215.8187 | kWh | RES
8784 | 0 | 0 | [6 empty] | 2019-05-02 | 22 | 1.6999 | 723829.5514 | kWh | RES
8784 | 0 | 0 | [6 empty] | 2019-05-02 | 23 | 1.5112 | 643467.5822 | kWh | RES
8784 | 0 | 0 | [6 empty] | 2019-05-02 | 24 | 1.2468 | 530870.9643 | kWh | RES
8784 | 0 | 0 | [6 empty] | 2019-05-03 | 1 | 1.0771 | 458634.8214 | kWh | RES
8784 | 0 | 0 | [6 empty] | 2019-05-03 | 2 | 0.94728 | 403346.2561 | kWh | RES
8784 | 0 | 0 | [6 empty] | 2019-05-03 | 3 | 0.90089 | 383594.1086 | kWh | RES
8784 | 0 | 0 | [6 empty] | 2019-05-03 | 4 | 0.83409 | 355153.1336 | kWh | RES
8784 | 0 | 0 | [6 empty] | 2019-05-03 | 5 | 0.81852 | 348523.0959 | kWh | RES
8784 | 0 | 0 | [6 empty] | 2019-05-03 | 6 | 0.88379 | 376315.9096 | kWh | RES
8784 | 0 | 0 | [6 empty] | 2019-05-03 | 7 | 1.0329 | 439812.5615 | kWh | RES
8784 | 0 | 0 | [6 empty] | 2019-05-03 | 8 | 1.0581 | 450518.6918 | kWh | RES
8784 | 0 | 0 | [6 empty] | 2019-05-03 | 9 | 1.0282 | 437811.5736 | kWh | RES
8784 | 0 | 0 | [6 empty] | 2019-05-03 | 10 | 1.0827 | 461029.1156 | kWh | RES
8784 | 0 | 0 | [6 empty] | 2019-05-03 | 11 | 1.1618 | 494701.6161 | kWh | RES
8784 | 0 | 0 | [6 empty] | 2019-05-03 | 12 | 1.2937 | 550833.676 | kWh | RES
8784 | 0 | 0 | [6 empty] | 2019-05-03 | 13 | 1.4445 | 615049.9143 | kWh | RES
8784 | 0 | 0 | [6 empty] | 2019-05-03 | 14 | 1.6173 | 688622.4808 | kWh | RES
8784 | 0 | 0 | [6 empty] | 2019-05-03 | 15 | 1.6794 | 715088.8275 | kWh | RES
8784 | 0 | 0 | [6 empty] | 2019-05-03 | 16 | 1.5993 | 680969.1499 | kWh | RES
8784 | 0 | 0 | [6 empty] | 2019-05-03 | 17 | 1.6763 | 713782.7979 | kWh | RES
8784 | 0 | 0 | [6 empty] | 2019-05-03 | 18 | 1.772 | 754504.1167 | kWh | RES
8784 | 0 | 0 | [6 empty] | 2019-05-03 | 19 | 1.7573 | 748255.6467 | kWh | RES
8784 | 0 | 0 | [6 empty] | 2019-05-03 | 20 | 1.6583 | 706111.9697 | kWh | RES
8784 | 0 | 0 | [6 empty] | 2019-05-03 | 21 | 1.6434 | 699756.0094 | kWh | RES
8784 | 0 | 0 | [6 empty] | 2019-05-03 | 22 | 1.5859 | 675272.2212 | kWh | RES
8784 | 0 | 0 | [6 empty] | 2019-05-03 | 23 | 1.472 | 626776.2289 | kWh | RES
8784 | 0 | 0 | [6 empty] | 2019-05-03 | 24 | 1.2956 | 551641.1975 | kWh | RES
8784 | 0 | 0 | [6 empty] | 2019-05-04 | 1 | 1.1534 | 491092.1549 | kWh | RES
8784 | 0 | 0 | [6 empty] | 2019-05-04 | 2 | 1.0014 | 426404.7005 | kWh | RES
8784 | 0 | 0 | [6 empty] | 2019-05-04 | 3 | 0.88799 | 378101.4409 | kWh | RES
8784 | 0 | 0 | [6 empty] | 2019-05-04 | 4 | 0.81399 | 346594.8284 | kWh | RES
8784 | 0 | 0 | [6 empty] | 2019-05-04 | 5 | 0.78411 | 333869.0653 | kWh | RES
8784 | 0 | 0 | [6 empty] | 2019-05-04 | 6 | 0.77576 | 330313.8635 | kWh | RES
8784 | 0 | 0 | [6 empty] | 2019-05-04 | 7 | 0.82329 | 350554.1528 | kWh | RES
8784 | 0 | 0 | [6 empty] | 2019-05-04 | 8 | 0.91501 | 389605.731 | kWh | RES
8784 | 0 | 0 | [6 empty] | 2019-05-04 | 9 | 1.1293 | 480833.8749 | kWh | RES
8784 | 0 | 0 | [6 empty] | 2019-05-04 | 10 | 1.3793 | 587281.3671 | kWh | RES
8784 | 0 | 0 | [6 empty] | 2019-05-04 | 11 | 1.5577 | 663274.5343 | kWh | RES
8784 | 0 | 0 | [6 empty] | 2019-05-04 | 12 | 1.7509 | 745528.6707 | kWh | RES
8784 | 0 | 0 | [6 empty] | 2019-05-04 | 13 | 2.0075 | 854788.9668 | kWh | RES
8784 | 0 | 0 | [6 empty] | 2019-05-04 | 14 | 2.1787 | 927690.7733 | kWh | RES
8784 | 0 | 0 | [6 empty] | 2019-05-04 | 15 | 2.3838 | 1015008.046 | kWh | RES
8784 | 0 | 0 | [6 empty] | 2019-05-04 | 16 | 2.5076 | 1067716.493 | kWh | RES
8784 | 0 | 0 | [6 empty] | 2019-05-04 | 17 | 2.6174 | 1114460.667 | kWh | RES
8784 | 0 | 0 | [6 empty] | 2019-05-04 | 18 | 2.611 | 1111763.648 | kWh | RES
8784 | 0 | 0 | [6 empty] | 2019-05-04 | 19 | 2.4819 | 1056774.43 | kWh | RES
8784 | 0 | 0 | [6 empty] | 2019-05-04 | 20 | 2.3483 | 999877.9198 | kWh | RES
8784 | 0 | 0 | [6 empty] | 2019-05-04 | 21 | 2.1834 | 929685.4312 | kWh | RES
8784 | 0 | 0 | [6 empty] | 2019-05-04 | 22 | 2.0024 | 852609.7305 | kWh | RES
8784 | 0 | 0 | [6 empty] | 2019-05-04 | 23 | 1.8284 | 778538.833 | kWh | RES
8784 | 0 | 0 | [6 empty] | 2019-05-04 | 24 | 1.6074 | 684414.2124 | kWh | RES
8784 | 0 | 0 | [6 empty] | 2019-05-05 | 1 | 1.3948 | 593907.5613 | kWh | RES
8784 | 0 | 0 | [6 empty] | 2019-05-05 | 2 | 1.2187 | 518935.5886 | kWh | RES
8784 | 0 | 0 | [6 empty] | 2019-05-05 | 3 | 1.0713 | 456136.6762 | kWh | RES
8784 | 0 | 0 | [6 empty] | 2019-05-05 | 4 | 0.99743 | 424701.0673 | kWh | RES
8784 | 0 | 0 | [6 empty] | 2019-05-05 | 5 | 0.95154 | 405159.9716 | kWh | RES
8784 | 0 | 0 | [6 empty] | 2019-05-05 | 6 | 0.9073 | 386325.1866 | kWh | RES
8784 | 0 | 0 | [6 empty] | 2019-05-05 | 7 | 0.91805 | 390901.6262 | kWh | RES
8784 | 0 | 0 | [6 empty] | 2019-05-05 | 8 | 1.0286 | 437977.5907 | kWh | RES
8784 | 0 | 0 | [6 empty] | 2019-05-05 | 9 | 1.2373 | 526847.973 | kWh | RES
8784 | 0 | 0 | [6 empty] | 2019-05-05 | 10 | 1.4671 | 624692.821 | kWh | RES
8784 | 0 | 0 | [6 empty] | 2019-05-05 | 11 | 1.6339 | 695720.0123 | kWh | RES
8784 | 0 | 0 | [6 empty] | 2019-05-05 | 12 | 1.6941 | 721323.6866 | kWh | RES
8784 | 0 | 0 | [6 empty] | 2019-05-05 | 13 | 1.5394 | 655478.8059 | kWh | RES
8784 | 0 | 0 | [6 empty] | 2019-05-05 | 14 | 1.499 | 638267.4343 | kWh | RES
8784 | 0 | 0 | [6 empty] | 2019-05-05 | 15 | 1.436 | 611441.163 | kWh | RES
8784 | 0 | 0 | [6 empty] | 2019-05-05 | 16 | 1.4005 | 596328.1606 | kWh | RES
8784 | 0 | 0 | [6 empty] | 2019-05-05 | 17 | 1.4385 | 612514.7851 | kWh | RES
8784 | 0 | 0 | [6 empty] | 2019-05-05 | 18 | 1.5204 | 647386.0474 | kWh | RES
8784 | 0 | 0 | [6 empty] | 2019-05-05 | 19 | 1.5944 | 678892.8436 | kWh | RES
8784 | 0 | 0 | [6 empty] | 2019-05-05 | 20 | 1.6155 | 687855.6308 | kWh | RES
8784 | 0 | 0 | [6 empty] | 2019-05-05 | 21 | 1.6386 | 697706.8674 | kWh | RES
8784 | 0 | 0 | [6 empty] | 2019-05-05 | 22 | 1.5477 | 659022.6184 | kWh | RES
8784 | 0 | 0 | [6 empty] | 2019-05-05 | 23 | 1.3534 | 576256.0571 | kWh | RES
8784 | 0 | 0 | [6 empty] | 2019-05-05 | 24 | 1.1478 | 488726.5074 | kWh | RES
8784 | 0 | 0 | [6 empty] | 2019-05-06 | 1 | 0.9822 | 418216.4895 | kWh | RES
8784 | 0 | 0 | [6 empty] | 2019-05-06 | 2 | 0.84555 | 360030.7398 | kWh | RES
8784 | 0 | 0 | [6 empty] | 2019-05-06 | 3 | 0.78723 | 335198.5405 | kWh | RES
8784 | 0 | 0 | [6 empty] | 2019-05-06 | 4 | 0.73579 | 313297.9627 | kWh | RES
8784 | 0 | 0 | [6 empty] | 2019-05-06 | 5 | 0.74311 | 316413.6305 | kWh | RES
8784 | 0 | 0 | [6 empty] | 2019-05-06 | 6 | 0.82609 | 351745.6698 | kWh | RES
8784 | 0 | 0 | [6 empty] | 2019-05-06 | 7 | 0.98644 | 420023.3121 | kWh | RES
8784 | 0 | 0 | [6 empty] | 2019-05-06 | 8 | 0.9966 | 424348.8174 | kWh | RES
8784 | 0 | 0 | [6 empty] | 2019-05-06 | 9 | 0.97249 | 414081.0933 | kWh | RES
8784 | 0 | 0 | [6 empty] | 2019-05-06 | 10 | 1.0237 | 435895.7997 | kWh | RES
8784 | 0 | 0 | [6 empty] | 2019-05-06 | 11 | 1.1737 | 499740.104 | kWh | RES
8784 | 0 | 0 | [6 empty] | 2019-05-06 | 12 | 1.342 | 571426.8347 | kWh | RES
8784 | 0 | 0 | [6 empty] | 2019-05-06 | 13 | 1.5493 | 659704.2619 | kWh | RES
8784 | 0 | 0 | [6 empty] | 2019-05-06 | 14 | 1.7762 | 756291.6257 | kWh | RES
8784 | 0 | 0 | [6 empty] | 2019-05-06 | 15 | 1.9622 | 835505.4008 | kWh | RES
8784 | 0 | 0 | [6 empty] | 2019-05-06 | 16 | 2.1498 | 915395.7916 | kWh | RES
8784 | 0 | 0 | [6 empty] | 2019-05-06 | 17 | 2.291 | 975517.8088 | kWh | RES
8784 | 0 | 0 | [6 empty] | 2019-05-06 | 18 | 2.4178 | 1029488.944 | kWh | RES
8784 | 0 | 0 | [6 empty] | 2019-05-06 | 19 | 2.4312 | 1035181.373 | kWh | RES
8784 | 0 | 0 | [6 empty] | 2019-05-06 | 20 | 2.303 | 980597.8389 | kWh | RES
8784 | 0 | 0 | [6 empty] | 2019-05-06 | 21 | 2.138 | 910336.2764 | kWh | RES
8784 | 0 | 0 | [6 empty] | 2019-05-06 | 22 | 1.9386 | 825436.1012 | kWh | RES
8784 | 0 | 0 | [6 empty] | 2019-05-06 | 23 | 1.6884 | 718932.9234 | kWh | RES
8784 | 0 | 0 | [6 empty] | 2019-05-06 | 24 | 1.3864 | 590339.8226 | kWh | RES
8784 | 0 | 0 | [6 empty] | 2019-05-07 | 1 | 1.1297 | 481037.6408 | kWh | RES
8784 | 0 | 0 | [6 empty] | 2019-05-07 | 2 | 0.94306 | 401550.9897 | kWh | RES
8784 | 0 | 0 | [6 empty] | 2019-05-07 | 3 | 0.84152 | 358315.8441 | kWh | RES
8784 | 0 | 0 | [6 empty] | 2019-05-07 | 4 | 0.76863 | 327279.4693 | kWh | RES
8784 | 0 | 0 | [6 empty] | 2019-05-07 | 5 | 0.73958 | 314911.2742 | kWh | RES
8784 | 0 | 0 | [6 empty] | 2019-05-07 | 6 | 0.80474 | 342654.1438 | kWh | RES
8784 | 0 | 0 | [6 empty] | 2019-05-07 | 7 | 0.96774 | 412058.0676 | kWh | RES
8784 | 0 | 0 | [6 empty] | 2019-05-07 | 8 | 1.0011 | 426266.0258 | kWh | RES
8784 | 0 | 0 | [6 empty] | 2019-05-07 | 9 | 1.0004 | 425967.4364 | kWh | RES
8784 | 0 | 0 | [6 empty] | 2019-05-07 | 10 | 1.0919 | 464928.6631 | kWh | RES
8784 | 0 | 0 | [6 empty] | 2019-05-07 | 11 | 1.3014 | 554140.6166 | kWh | RES
8784 | 0 | 0 | [6 empty] | 2019-05-07 | 12 | 1.5208 | 647554.2757 | kWh | RES
8784 | 0 | 0 | [6 empty] | 2019-05-07 | 13 | 1.7152 | 730342.7441 | kWh | RES
8784 | 0 | 0 | [6 empty] | 2019-05-07 | 14 | 1.9154 | 815570.1868 | kWh | RES
8784 | 0 | 0 | [6 empty] | 2019-05-07 | 15 | 2.0212 | 860631.8029 | kWh | RES
8784 | 0 | 0 | [6 empty] | 2019-05-07 | 16 | 2.1483 | 914735.836 | kWh | RES
8784 | 0 | 0 | [6 empty] | 2019-05-07 | 17 | 2.3116 | 984268.2029 | kWh | RES
8784 | 0 | 0 | [6 empty] | 2019-05-07 | 18 | 2.3937 | 1019212.809 | kWh | RES
8784 | 0 | 0 | [6 empty] | 2019-05-07 | 19 | 2.3706 | 1009402.989 | kWh | RES
8784 | 0 | 0 | [6 empty] | 2019-05-07 | 20 | 2.2527 | 959194.4951 | kWh | RES
8784 | 0 | 0 | [6 empty] | 2019-05-07 | 21 | 2.0833 | 887061.7386 | kWh | RES
8784 | 0 | 0 | [6 empty] | 2019-05-07 | 22 | 1.8986 | 808430.7821 | kWh | RES
8784 | 0 | 0 | [6 empty] | 2019-05-07 | 23 | 1.6692 | 710754.6252 | kWh | RES
8784 | 0 | 0 | [6 empty] | 2019-05-07 | 24 | 1.3818 | 588380.8256 | kWh | RES
8784 | 0 | 0 | [6 empty] | 2019-05-08 | 1 | 1.1278 | 480191.4683 | kWh | RES
8784 | 0 | 0 | [6 empty] | 2019-05-08 | 2 | 0.94893 | 404049.2062 | kWh | RES
8784 | 0 | 0 | [6 empty] | 2019-05-08 | 3 | 0.86663 | 369009.091 | kWh | RES
8784 | 0 | 0 | [6 empty] | 2019-05-08 | 4 | 0.79784 | 339719.148 | kWh | RES
8784 | 0 | 0 | [6 empty] | 2019-05-08 | 5 | 0.77355 | 329372.5699 | kWh | RES
8784 | 0 | 0 | [6 empty] | 2019-05-08 | 6 | 0.82698 | 352126.2619 | kWh | RES
8784 | 0 | 0 | [6 empty] | 2019-05-08 | 7 | 0.95912 | 408389.7999 | kWh | RES
8784 | 0 | 0 | [6 empty] | 2019-05-08 | 8 | 0.99875 | 425261.7822 | kWh | RES
8784 | 0 | 0 | [6 empty] | 2019-05-08 | 9 | 0.99878 | 425275.4499 | kWh | RES
8784 | 0 | 0 | [6 empty] | 2019-05-08 | 10 | 1.1025 | 469453.1633 | kWh | RES
8784 | 0 | 0 | [6 empty] | 2019-05-08 | 11 | 1.2526 | 533365.365 | kWh | RES
8784 | 0 | 0 | [6 empty] | 2019-05-08 | 12 | 1.4611 | 622121.9282 | kWh | RES
8784 | 0 | 0 | [6 empty] | 2019-05-08 | 13 | 1.6514 | 703150.8101 | kWh | RES
8784 | 0 | 0 | [6 empty] | 2019-05-08 | 14 | 1.8385 | 782808.8889 | kWh | RES
8784 | 0 | 0 | [6 empty] | 2019-05-08 | 15 | 1.9843 | 844920.01 | kWh | RES
8784 | 0 | 0 | [6 empty] | 2019-05-08 | 16 | 2.1463 | 913883.2738 | kWh | RES
8784 | 0 | 0 | [6 empty] | 2019-05-08 | 17 | 2.2156 | 943377.364 | kWh | RES
8784 | 0 | 0 | [6 empty] | 2019-05-08 | 18 | 2.2971 | 978116.7341 | kWh | RES
8784 | 0 | 0 | [6 empty] | 2019-05-08 | 19 | 2.2558 | 960499.0847 | kWh | RES
8784 | 0 | 0 | [6 empty] | 2019-05-08 | 20 | 2.1475 | 914394.3048 | kWh | RES
8784 | 0 | 0 | [6 empty] | 2019-05-08 | 21 | 2.0536 | 874431.3288 | kWh | RES
8784 | 0 | 0 | [6 empty] | 2019-05-08 | 22 | 1.8979 | 808124.2151 | kWh | RES
8784 | 0 | 0 | [6 empty] | 2019-05-08 | 23 | 1.6429 | 699547.0165 | kWh | RES
8784 | 0 | 0 | [6 empty] | 2019-05-08 | 24 | 1.3222 | 562969.1075 | kWh | RES
8784 | 0 | 0 | [6 empty] | 2019-05-09 | 1 | 1.0797 | 459745.8235 | kWh | RES
8784 | 0 | 0 | [6 empty] | 2019-05-09 | 2 | 0.91997 | 391718.7357 | kWh | RES
8784 | 0 | 0 | [6 empty] | 2019-05-09 | 3 | 0.83982 | 357593.004 | kWh | RES
8784 | 0 | 0 | [6 empty] | 2019-05-09 | 4 | 0.74756 | 318310.016 | kWh | RES
8784 | 0 | 0 | [6 empty] | 2019-05-09 | 5 | 0.72156 | 307239.0484 | kWh | RES
8784 | 0 | 0 | [6 empty] | 2019-05-09 | 6 | 0.80022 | 340732.0168 | kWh | RES
8784 | 0 | 0 | [6 empty] | 2019-05-09 | 7 | 0.94161 | 400934.3015 | kWh | RES
8784 | 0 | 0 | [6 empty] | 2019-05-09 | 8 | 0.94384 | 401882.8177 | kWh | RES
8784 | 0 | 0 | [6 empty] | 2019-05-09 | 9 | 0.97869 | 416721.2796 | kWh | RES
8784 | 0 | 0 | [6 empty] | 2019-05-09 | 10 | 1.0681 | 454771.6827 | kWh | RES
8784 | 0 | 0 | [6 empty] | 2019-05-09 | 11 | 1.2027 | 512102.0365 | kWh | RES
8784 | 0 | 0 | [6 empty] | 2019-05-09 | 12 | 1.4284 | 608194.3195 | kWh | RES
8784 | 0 | 0 | [6 empty] | 2019-05-09 | 13 | 1.6401 | 698341.3855 | kWh | RES
8784 | 0 | 0 | [6 empty] | 2019-05-09 | 14 | 1.8315 | 779850.5253 | kWh | RES
8784 | 0 | 0 | [6 empty] | 2019-05-09 | 15 | 2.0127 | 856981.7826 | kWh | RES
8784 | 0 | 0 | [6 empty] | 2019-05-09 | 16 | 2.1794 | 927993.8662 | kWh | RES
8784 | 0 | 0 | [6 empty] | 2019-05-09 | 17 | 2.3167 | 986425.7724 | kWh | RES
8784 | 0 | 0 | [6 empty] | 2019-05-09 | 18 | 2.3688 | 1008624.501 | kWh | RES
8784 | 0 | 0 | [6 empty] | 2019-05-09 | 19 | 2.3601 | 1004909.717 | kWh | RES
8784 | 0 | 0 | [6 empty] | 2019-05-09 | 20 | 2.1932 | 933838.6432 | kWh | RES
8784 | 0 | 0 | [6 empty] | 2019-05-09 | 21 | 2.1202 | 902791.172 | kWh | RES
8784 | 0 | 0 | [6 empty] | 2019-05-09 | 22 | 1.9812 | 843591.894 | kWh | RES
8784 | 0 | 0 | [6 empty] | 2019-05-09 | 23 | 1.7491 | 744754.879 | kWh | RES
8784 | 0 | 0 | [6 empty] | 2019-05-09 | 24 | 1.499 | 638282.217 | kWh | RES
8784 | 0 | 0 | [6 empty] | 2019-05-10 | 1 | 1.2688 | 540243.2302 | kWh | RES
8784 | 0 | 0 | [6 empty] | 2019-05-10 | 2 | 1.0727 | 456731.6451 | kWh | RES
8784 | 0 | 0 | [6 empty] | 2019-05-10 | 3 | 0.96893 | 412566.2302 | kWh | RES
8784 | 0 | 0 | [6 empty] | 2019-05-10 | 4 | 0.88367 | 376263.0632 | kWh | RES
8784 | 0 | 0 | [6 empty] | 2019-05-10 | 5 | 0.84741 | 360822.3651 | kWh | RES
8784 | 0 | 0 | [6 empty] | 2019-05-10 | 6 | 0.90964 | 387319.5876 | kWh | RES
8784 | 0 | 0 | [6 empty] | 2019-05-10 | 7 | 1.0846 | 461803.2604 | kWh | RES
8784 | 0 | 0 | [6 empty] | 2019-05-10 | 8 | 1.1083 | 471892.6149 | kWh | RES
8784 | 0 | 0 | [6 empty] | 2019-05-10 | 9 | 1.1142 | 474430.2846 | kWh | RES
8784 | 0 | 0 | [6 empty] | 2019-05-10 | 10 | 1.1926 | 507789.4578 | kWh | RES
8784 | 0 | 0 | [6 empty] | 2019-05-10 | 11 | 1.3764 | 586064.4072 | kWh | RES
8784 | 0 | 0 | [6 empty] | 2019-05-10 | 12 | 1.5442 | 657533.6272 | kWh | RES
8784 | 0 | 0 | [6 empty] | 2019-05-10 | 13 | 1.7959 | 764685.9267 | kWh | RES
8784 | 0 | 0 | [6 empty] | 2019-05-10 | 14 | 1.9848 | 845138.3232 | kWh | RES
8784 | 0 | 0 | [6 empty] | 2019-05-10 | 15 | 2.1596 | 919567.2526 | kWh | RES
8784 | 0 | 0 | [6 empty] | 2019-05-10 | 16 | 2.3286 | 991499.9 | kWh | RES
8784 | 0 | 0 | [6 empty] | 2019-05-10 | 17 | 2.4676 | 1050697.27 | kWh | RES
8784 | 0 | 0 | [6 empty] | 2019-05-10 | 18 | 2.4728 | 1052894.53 | kWh | RES
8784 | 0 | 0 | [6 empty] | 2019-05-10 | 19 | 2.3754 | 1011447.892 | kWh | RES
8784 | 0 | 0 | [6 empty] | 2019-05-10 | 20 | 2.164 | 921417.2377 | kWh | RES
8784 | 0 | 0 | [6 empty] | 2019-05-10 | 21 | 2.0236 | 861655.3905 | kWh | RES
8784 | 0 | 0 | [6 empty] | 2019-05-10 | 22 | 1.882 | 801341.1098 | kWh | RES
8784 | 0 | 0 | [6 empty] | 2019-05-10 | 23 | 1.6552 | 704773.3971 | kWh | RES
8784 | 0 | 0 | [6 empty] | 2019-05-10 | 24 | 1.4604 | 621819.985 | kWh | RES
8784 | 0 | 0 | [6 empty] | 2019-05-11 | 1 | 1.2125 | 516257.5645 | kWh | RES
8784 | 0 | 0 | [6 empty] | 2019-05-11 | 2 | 1.0359 | 441089.8203 | kWh | RES
8784 | 0 | 0 | [6 empty] | 2019-05-11 | 3 | 0.94746 | 403423.0576 | kWh | RES
8784 | 0 | 0 | [6 empty] | 2019-05-11 | 4 | 0.8661 | 368781.1749 | kWh | RES
8784 | 0 | 0 | [6 empty] | 2019-05-11 | 5 | 0.81124 | 345422.8759 | kWh | RES
8784 | 0 | 0 | [6 empty] | 2019-05-11 | 6 | 0.80593 | 343163.8599 | kWh | RES
8784 | 0 | 0 | [6 empty] | 2019-05-11 | 7 | 0.81195 | 345724.0075 | kWh | RES
8784 | 0 | 0 | [6 empty] | 2019-05-11 | 8 | 0.93363 | 397534.4119 | kWh | RES
8784 | 0 | 0 | [6 empty] | 2019-05-11 | 9 | 1.1509 | 490069.5211 | kWh | RES
8784 | 0 | 0 | [6 empty] | 2019-05-11 | 10 | 1.3514 | 575433.7827 | kWh | RES
8784 | 0 | 0 | [6 empty] | 2019-05-11 | 11 | 1.5809 | 673135.6491 | kWh | RES
8784 | 0 | 0 | [6 empty] | 2019-05-11 | 12 | 1.861 | 792392.9187 | kWh | RES
8784 | 0 | 0 | [6 empty] | 2019-05-11 | 13 | 2.0587 | 876599.5811 | kWh | RES
8784 | 0 | 0 | [6 empty] | 2019-05-11 | 14 | 2.2461 | 956387.8249 | kWh | RES
8784 | 0 | 0 | [6 empty] | 2019-05-11 | 15 | 2.4303 | 1034819.147 | kWh | RES
8784 | 0 | 0 | [6 empty] | 2019-05-11 | 16 | 2.5618 | 1090818.271 | kWh | RES
8784 | 0 | 0 | [6 empty] | 2019-05-11 | 17 | 2.6191 | 1115208.033 | kWh | RES
8784 | 0 | 0 | [6 empty] | 2019-05-11 | 18 | 2.6429 | 1125320.858 | kWh | RES
8784 | 0 | 0 | [6 empty] | 2019-05-11 | 19 | 2.5898 | 1102722.585 | kWh | RES
8784 | 0 | 0 | [6 empty] | 2019-05-11 | 20 | 2.4448 | 1041006.125 | kWh | RES
8784 | 0 | 0 | [6 empty] | 2019-05-11 | 21 | 2.2624 | 963308.0757 | kWh | RES
8784 | 0 | 0 | [6 empty] | 2019-05-11 | 22 | 2.0916 | 890610.2333 | kWh | RES
8784 | 0 | 0 | [6 empty] | 2019-05-11 | 23 | 1.9314 | 822386.2804 | kWh | RES
8784 | 0 | 0 | [6 empty] | 2019-05-11 | 24 | 1.6655 | 709174.9423 | kWh | RES
8784 | 0 | 0 | [6 empty] | 2019-05-12 | 1 | 1.4327 | 610042.4068 | kWh | RES
8784 | 0 | 0 | [6 empty] | 2019-05-12 | 2 | 1.2504 | 532397.1038 | kWh | RES
8784 | 0 | 0 | [6 empty] | 2019-05-12 | 3 | 1.1067 | 471224.9253 | kWh | RES
8784 | 0 | 0 | [6 empty] | 2019-05-12 | 4 | 1.0216 | 434987.1922 | kWh | RES
8784 | 0 | 0 | [6 empty] | 2019-05-12 | 5 | 0.94419 | 402032.3922 | kWh | RES
8784 | 0 | 0 | [6 empty] | 2019-05-12 | 6 | 0.93077 | 396317.0235 | kWh | RES
8784 | 0 | 0 | [6 empty] | 2019-05-12 | 7 | 0.90555 | 385577.6698 | kWh | RES
8784 | 0 | 0 | [6 empty] | 2019-05-12 | 8 | 1.0611 | 451791.407 | kWh | RES
8784 | 0 | 0 | [6 empty] | 2019-05-12 | 9 | 1.3071 | 556559.5496 | kWh | RES
8784 | 0 | 0 | [6 empty] | 2019-05-12 | 10 | 1.5209 | 647586.2844 | kWh | RES
8784 | 0 | 0 | [6 empty] | 2019-05-12 | 11 | 1.7449 | 742973.547 | kWh | RES
8784 | 0 | 0 | [6 empty] | 2019-05-12 | 12 | 1.976 | 841357.1439 | kWh | RES
8784 | 0 | 0 | [6 empty] | 2019-05-12 | 13 | 2.1813 | 928801.0225 | kWh | RES
8784 | 0 | 0 | [6 empty] | 2019-05-12 | 14 | 2.4174 | 1029326.649 | kWh | RES
8784 | 0 | 0 | [6 empty] | 2019-05-12 | 15 | 2.4564 | 1045913.73 | kWh | RES
8784 | 0 | 0 | [6 empty] | 2019-05-12 | 16 | 2.5307 | 1077582.645 | kWh | RES
8784 | 0 | 0 | [6 empty] | 2019-05-12 | 17 | 2.6225 | 1116669.072 | kWh | RES
8784 | 0 | 0 | [6 empty] | 2019-05-12 | 18 | 2.5789 | 1098071.161 | kWh | RES
8784 | 0 | 0 | [6 empty] | 2019-05-12 | 19 | 2.3598 | 1004786.022 | kWh | RES
8784 | 0 | 0 | [6 empty] | 2019-05-12 | 20 | 2.163 | 921009.8425 | kWh | RES
8784 | 0 | 0 | [6 empty] | 2019-05-12 | 21 | 2.0392 | 868274.6441 | kWh | RES
8784 | 0 | 0 | [6 empty] | 2019-05-12 | 22 | 1.8888 | 804232.2022 | kWh | RES
8784 | 0 | 0 | [6 empty] | 2019-05-12 | 23 | 1.661 | 707227.1188 | kWh | RES
8784 | 0 | 0 | [6 empty] | 2019-05-12 | 24 | 1.4369 | 611807.0353 | kWh | RES
8784 | 0 | 0 | [6 empty] | 2019-05-13 | 1 | 1.1894 | 506446.3027 | kWh | RES
8784 | 0 | 0 | [6 empty] | 2019-05-13 | 2 | 1.0367 | 441435.4718 | kWh | RES
8784 | 0 | 0 | [6 empty] | 2019-05-13 | 3 | 0.9312 | 396500.1266 | kWh | RES
8784 | 0 | 0 | [6 empty] | 2019-05-13 | 4 | 0.87758 | 373670.4466 | kWh | RES
8784 | 0 | 0 | [6 empty] | 2019-05-13 | 5 | 0.85125 | 362458.6998 | kWh | RES
8784 | 0 | 0 | [6 empty] | 2019-05-13 | 6 | 0.90373 | 384802.5911 | kWh | RES
8784 | 0 | 0 | [6 empty] | 2019-05-13 | 7 | 1.0456 | 445199.0717 | kWh | RES
8784 | 0 | 0 | [6 empty] | 2019-05-13 | 8 | 1.0852 | 462065.1959 | kWh | RES
8784 | 0 | 0 | [6 empty] | 2019-05-13 | 9 | 1.0214 | 434889.05 | kWh | RES
8784 | 0 | 0 | [6 empty] | 2019-05-13 | 10 | 1.08 | 459870.9638 | kWh | RES
8784 | 0 | 0 | [6 empty] | 2019-05-13 | 11 | 1.2454 | 530293.8682 | kWh | RES
8784 | 0 | 0 | [6 empty] | 2019-05-13 | 12 | 1.502 | 639536.4775 | kWh | RES
8784 | 0 | 0 | [6 empty] | 2019-05-13 | 13 | 1.7046 | 725794.0147 | kWh | RES
8784 | 0 | 0 | [6 empty] | 2019-05-13 | 14 | 1.7922 | 763114.8336 | kWh | RES
8784 | 0 | 0 | [6 empty] | 2019-05-13 | 15 | 1.6941 | 721352.859 | kWh | RES
8784 | 0 | 0 | [6 empty] | 2019-05-13 | 16 | 1.7126 | 729229.6036 | kWh | RES
8784 | 0 | 0 | [6 empty] | 2019-05-13 | 17 | 1.8509 | 788125.3453 | kWh | RES
8784 | 0 | 0 | [6 empty] | 2019-05-13 | 18 | 2.1414 | 911797.8481 | kWh | RES
8784 | 0 | 0 | [6 empty] | 2019-05-13 | 19 | 2.2231 | 946579.2092 | kWh | RES
8784 | 0 | 0 | [6 empty] | 2019-05-13 | 20 | 2.2057 | 939193.3578 | kWh | RES
8784 | 0 | 0 | [6 empty] | 2019-05-13 | 21 | 2.1464 | 913925.0064 | kWh | RES
8784 | 0 | 0 | [6 empty] | 2019-05-13 | 22 | 1.9989 | 851108.677 | kWh | RES
8784 | 0 | 0 | [6 empty] | 2019-05-13 | 23 | 1.7476 | 744108.6129 | kWh | RES
8784 | 0 | 0 | [6 empty] | 2019-05-13 | 24 | 1.4285 | 608232.1211 | kWh | RES
8784 | 0 | 0 | [6 empty] | 2019-05-14 | 1 | 1.1731 | 499491.3928 | kWh | RES
8784 | 0 | 0 | [6 empty] | 2019-05-14 | 2 | 1.004 | 427492.0559 | kWh | RES
8784 | 0 | 0 | [6 empty] | 2019-05-14 | 3 | 0.89148 | 379590.2321 | kWh | RES
8784 | 0 | 0 | [6 empty] | 2019-05-14 | 4 | 0.80562 | 343030.5237 | kWh | RES
8784 | 0 | 0 | [6 empty] | 2019-05-14 | 5 | 0.80077 | 340966.067 | kWh | RES
8784 | 0 | 0 | [6 empty] | 2019-05-14 | 6 | 0.83602 | 355972.6038 | kWh | RES
8784 | 0 | 0 | [6 empty] | 2019-05-14 | 7 | 0.97887 | 416800.8153 | kWh | RES
8784 | 0 | 0 | [6 empty] | 2019-05-14 | 8 | 0.95697 | 407473.503 | kWh | RES
8784 | 0 | 0 | [6 empty] | 2019-05-14 | 9 | 0.91328 | 388872.3696 | kWh | RES
8784 | 0 | 0 | [6 empty] | 2019-05-14 | 10 | 0.94609 | 402841.2791 | kWh | RES
8784 | 0 | 0 | [6 empty] | 2019-05-14 | 11 | 1.0712 | 456101.1804 | kWh | RES
8784 | 0 | 0 | [6 empty] | 2019-05-14 | 12 | 1.1872 | 505502.8916 | kWh | RES
8784 | 0 | 0 | [6 empty] | 2019-05-14 | 13 | 1.3336 | 567835.0214 | kWh | RES
8784 | 0 | 0 | [6 empty] | 2019-05-14 | 14 | 1.555 | 662119.8231 | kWh | RES
8784 | 0 | 0 | [6 empty] | 2019-05-14 | 15 | 1.7226 | 733457.0653 | kWh | RES
8784 | 0 | 0 | [6 empty] | 2019-05-14 | 16 | 1.9442 | 827839.4661 | kWh | RES
8784 | 0 | 0 | [6 empty] | 2019-05-14 | 17 | 2.0897 | 889788.7175 | kWh | RES
8784 | 0 | 0 | [6 empty] | 2019-05-14 | 18 | 2.2122 | 941965.9429 | kWh | RES
8784 | 0 | 0 | [6 empty] | 2019-05-14 | 19 | 2.1718 | 924732.6053 | kWh | RES
8784 | 0 | 0 | [6 empty] | 2019-05-14 | 20 | 2.0048 | 853652.0756 | kWh | RES
8784 | 0 | 0 | [6 empty] | 2019-05-14 | 21 | 1.8891 | 804363.0532 | kWh | RES
8784 | 0 | 0 | [6 empty] | 2019-05-14 | 22 | 1.8012 | 766932.6913 | kWh | RES
8784 | 0 | 0 | [6 empty] | 2019-05-14 | 23 | 1.5263 | 649903.28 | kWh | RES
8784 | 0 | 0 | [6 empty] | 2019-05-14 | 24 | 1.2215 | 520088.5319 | kWh | RES
8784 | 0 | 0 | [6 empty] | 2019-05-15 | 1 | 0.99263 | 422658.0882 | kWh | RES
8784 | 0 | 0 | [6 empty] | 2019-05-15 | 2 | 0.8037 | 342213.5323 | kWh | RES
8784 | 0 | 0 | [6 empty] | 2019-05-15 | 3 | 0.70945 | 302079.4725 | kWh | RES
8784 | 0 | 0 | [6 empty] | 2019-05-15 | 4 | 0.66081 | 281370.328 | kWh | RES
8784 | 0 | 0 | [6 empty] | 2019-05-15 | 5 | 0.64696 | 275471.2465 | kWh | RES
8784 | 0 | 0 | [6 empty] | 2019-05-15 | 6 | 0.73032 | 310968.1816 | kWh | RES
8784 | 0 | 0 | [6 empty] | 2019-05-15 | 7 | 0.89074 | 379273.2724 | kWh | RES
8784 | 0 | 0 | [6 empty] | 2019-05-15 | 8 | 0.88795 | 378084.1656 | kWh | RES
8784 | 0 | 0 | [6 empty] | 2019-05-15 | 9 | 0.86539 | 368481.6079 | kWh | RES
8784 | 0 | 0 | [6 empty] | 2019-05-15 | 10 | 0.9385 | 399609.3492 | kWh | RES
8784 | 0 | 0 | [6 empty] | 2019-05-15 | 11 | 1.0269 | 437244.8482 | kWh | RES
8784 | 0 | 0 | [6 empty] | 2019-05-15 | 12 | 1.1968 | 509588.8539 | kWh | RES
8784 | 0 | 0 | [6 empty] | 2019-05-15 | 13 | 1.3396 | 570402.8086 | kWh | RES
8784 | 0 | 0 | [6 empty] | 2019-05-15 | 14 | 1.4817 | 630893.7758 | kWh | RES
8784 | 0 | 0 | [6 empty] | 2019-05-15 | 15 | 1.6385 | 697668.7841 | kWh | RES
8784 | 0 | 0 | [6 empty] | 2019-05-15 | 16 | 1.7984 | 765764.0155 | kWh | RES
8784 | 0 | 0 | [6 empty] | 2019-05-15 | 17 | 1.9696 | 838631.8772 | kWh | RES
8784 | 0 | 0 | [6 empty] | 2019-05-15 | 18 | 2.0287 | 863821.7903 | kWh | RES
8784 | 0 | 0 | [6 empty] | 2019-05-15 | 19 | 2.0307 | 864644.8389 | kWh | RES
8784 | 0 | 0 | [6 empty] | 2019-05-15 | 20 | 1.9215 | 818153.7791 | kWh | RES
8784 | 0 | 0 | [6 empty] | 2019-05-15 | 21 | 1.8175 | 773882.8479 | kWh | RES
8784 | 0 | 0 | [6 empty] | 2019-05-15 | 22 | 1.7137 | 729698.7443 | kWh | RES
8784 | 0 | 0 | [6 empty] | 2019-05-15 | 23 | 1.4776 | 629151.3522 | kWh | RES
8784 | 0 | 0 | [6 empty] | 2019-05-15 | 24 | 1.1931 | 508001.5003 | kWh | RES
8784 | 0 | 0 | [6 empty] | 2019-05-16 | 1 | 0.96141 | 409363.2444 | kWh | RES
8784 | 0 | 0 | [6 empty] | 2019-05-16 | 2 | 0.81072 | 345202.7791 | kWh | RES
8784 | 0 | 0 | [6 empty] | 2019-05-16 | 3 | 0.71726 | 305405.5525 | kWh | RES
8784 | 0 | 0 | [6 empty] | 2019-05-16 | 4 | 0.65941 | 280772.8746 | kWh | RES
8784 | 0 | 0 | [6 empty] | 2019-05-16 | 5 | 0.65321 | 278135.6357 | kWh | RES
8784 | 0 | 0 | [6 empty] | 2019-05-16 | 6 | 0.70654 | 300840.5189 | kWh | RES
8784 | 0 | 0 | [6 empty] | 2019-05-16 | 7 | 0.90676 | 386094.086 | kWh | RES
8784 | 0 | 0 | [6 empty] | 2019-05-16 | 8 | 0.9134 | 388922.5081 | kWh | RES
8784 | 0 | 0 | [6 empty] | 2019-05-16 | 9 | 0.89816 | 382434.4708 | kWh | RES
8784 | 0 | 0 | [6 empty] | 2019-05-16 | 10 | 0.95851 | 408130.3614 | kWh | RES
8784 | 0 | 0 | [6 empty] | 2019-05-16 | 11 | 1.0974 | 467264.0893 | kWh | RES
8784 | 0 | 0 | [6 empty] | 2019-05-16 | 12 | 1.2702 | 540830.8502 | kWh | RES
8784 | 0 | 0 | [6 empty] | 2019-05-16 | 13 | 1.455 | 619524.4768 | kWh | RES
8784 | 0 | 0 | [6 empty] | 2019-05-16 | 14 | 1.6541 | 704293.9263 | kWh | RES
8784 | 0 | 0 | [6 empty] | 2019-05-16 | 15 | 1.7731 | 754974.1275 | kWh | RES
8784 | 0 | 0 | [6 empty] | 2019-05-16 | 16 | 1.9639 | 836241.7322 | kWh | RES
8784 | 0 | 0 | [6 empty] | 2019-05-16 | 17 | 2.0976 | 893148.9124 | kWh | RES
8784 | 0 | 0 | [6 empty] | 2019-05-16 | 18 | 2.194 | 934194.686 | kWh | RES
8784 | 0 | 0 | [6 empty] | 2019-05-16 | 19 | 2.2319 | 950323.9893 | kWh | RES
8784 | 0 | 0 | [6 empty] | 2019-05-16 | 20 | 2.117 | 901401.8879 | kWh | RES
8784 | 0 | 0 | [6 empty] | 2019-05-16 | 21 | 2.0005 | 851796.8395 | kWh | RES
8784 | 0 | 0 | [6 empty] | 2019-05-16 | 22 | 1.8219 | 775757.9838 | kWh | RES
8784 | 0 | 0 | [6 empty] | 2019-05-16 | 23 | 1.6147 | 687537.6565 | kWh | RES
8784 | 0 | 0 | [6 empty] | 2019-05-16 | 24 | 1.3343 | 568126.4192 | kWh | RES
8784 | 0 | 0 | [6 empty] | 2019-05-17 | 1 | 1.102 | 469243.8574 | kWh | RES
8784 | 0 | 0 | [6 empty] | 2019-05-17 | 2 | 0.91501 | 389607.7589 | kWh | RES
8784 | 0 | 0 | [6 empty] | 2019-05-17 | 3 | 0.79969 | 340504.2951 | kWh | RES
8784 | 0 | 0 | [6 empty] | 2019-05-17 | 4 | 0.73065 | 311106.3622 | kWh | RES
8784 | 0 | 0 | [6 empty] | 2019-05-17 | 5 | 0.69152 | 294444.5685 | kWh | RES
8784 | 0 | 0 | [6 empty] | 2019-05-17 | 6 | 0.77659 | 330667.1189 | kWh | RES
8784 | 0 | 0 | [6 empty] | 2019-05-17 | 7 | 0.9112 | 387985.8393 | kWh | RES
8784 | 0 | 0 | [6 empty] | 2019-05-17 | 8 | 0.93389 | 397647.9918 | kWh | RES
8784 | 0 | 0 | [6 empty] | 2019-05-17 | 9 | 0.93574 | 398434.3917 | kWh | RES
8784 | 0 | 0 | [6 empty] | 2019-05-17 | 10 | 1.0548 | 449130.433 | kWh | RES
8784 | 0 | 0 | [6 empty] | 2019-05-17 | 11 | 1.2399 | 527929.7828 | kWh | RES
8784 | 0 | 0 | [6 empty] | 2019-05-17 | 12 | 1.4486 | 616804.5584 | kWh | RES
8784 | 0 | 0 | [6 empty] | 2019-05-17 | 13 | 1.7066 | 726658.1196 | kWh | RES
8784 | 0 | 0 | [6 empty] | 2019-05-17 | 14 | 1.9431 | 827367.0748 | kWh | RES
8784 | 0 | 0 | [6 empty] | 2019-05-17 | 15 | 2.1782 | 927474.8137 | kWh | RES
8784 | 0 | 0 | [6 empty] | 2019-05-17 | 16 | 2.3217 | 988558.0054 | kWh | RES
8784 | 0 | 0 | [6 empty] | 2019-05-17 | 17 | 2.4664 | 1050197.092 | kWh | RES
8784 | 0 | 0 | [6 empty] | 2019-05-17 | 18 | 2.5065 | 1067252.648 | kWh | RES
8784 | 0 | 0 | [6 empty] | 2019-05-17 | 19 | 2.4617 | 1048162.289 | kWh | RES
8784 | 0 | 0 | [6 empty] | 2019-05-17 | 20 | 2.2094 | 940743.8771 | kWh | RES
8784 | 0 | 0 | [6 empty] | 2019-05-17 | 21 | 2.0395 | 868404.9552 | kWh | RES
8784 | 0 | 0 | [6 empty] | 2019-05-17 | 22 | 1.8671 | 795008.1833 | kWh | RES
8784 | 0 | 0 | [6 empty] | 2019-05-17 | 23 | 1.6802 | 715426.9858 | kWh | RES
8784 | 0 | 0 | [6 empty] | 2019-05-17 | 24 | 1.4348 | 610953.2624 | kWh | RES
8784 | 0 | 0 | [6 empty] | 2019-05-18 | 1 | 1.2234 | 520934.888 | kWh | RES
8784 | 0 | 0 | [6 empty] | 2019-05-18 | 2 | 1.0367 | 441430.5904 | kWh | RES
8784 | 0 | 0 | [6 empty] | 2019-05-18 | 3 | 0.89302 | 380244.0396 | kWh | RES
8784 | 0 | 0 | [6 empty] | 2019-05-18 | 4 | 0.78643 | 334858.8866 | kWh | RES
8784 | 0 | 0 | [6 empty] | 2019-05-18 | 5 | 0.75164 | 320047.2321 | kWh | RES
8784 | 0 | 0 | [6 empty] | 2019-05-18 | 6 | 0.73522 | 313054.6176 | kWh | RES
8784 | 0 | 0 | [6 empty] | 2019-05-18 | 7 | 0.75785 | 322687.8642 | kWh | RES
8784 | 0 | 0 | [6 empty] | 2019-05-18 | 8 | 0.83886 | 357184.0275 | kWh | RES
8784 | 0 | 0 | [6 empty] | 2019-05-18 | 9 | 1.0336 | 440113.2268 | kWh | RES
8784 | 0 | 0 | [6 empty] | 2019-05-18 | 10 | 1.2406 | 528256.0504 | kWh | RES
8784 | 0 | 0 | [6 empty] | 2019-05-18 | 11 | 1.4477 | 616417.1143 | kWh | RES
8784 | 0 | 0 | [6 empty] | 2019-05-18 | 12 | 1.713 | 729397.0296 | kWh | RES
8784 | 0 | 0 | [6 empty] | 2019-05-18 | 13 | 1.999 | 851181.606 | kWh | RES
8784 | 0 | 0 | [6 empty] | 2019-05-18 | 14 | 2.2727 | 967724.8891 | kWh | RES
8784 | 0 | 0 | [6 empty] | 2019-05-18 | 15 | 2.4654 | 1049736.873 | kWh | RES
8784 | 0 | 0 | [6 empty] | 2019-05-18 | 16 | 2.6078 | 1110394.864 | kWh | RES
8784 | 0 | 0 | [6 empty] | 2019-05-18 | 17 | 2.6901 | 1145422.586 | kWh | RES
8784 | 0 | 0 | [6 empty] | 2019-05-18 | 18 | 2.689 | 1144967.495 | kWh | RES
8784 | 0 | 0 | [6 empty] | 2019-05-18 | 19 | 2.5174 | 1071906.312 | kWh | RES
8784 | 0 | 0 | [6 empty] | 2019-05-18 | 20 | 2.3045 | 981245.2415 | kWh | RES
8784 | 0 | 0 | [6 empty] | 2019-05-18 | 21 | 2.0952 | 892131.1796 | kWh | RES
8784 | 0 | 0 | [6 empty] | 2019-05-18 | 22 | 1.9158 | 815729.4346 | kWh | RES
8784 | 0 | 0 | [6 empty] | 2019-05-18 | 23 | 1.6567 | 705399.3943 | kWh | RES
8784 | 0 | 0 | [6 empty] | 2019-05-18 | 24 | 1.4426 | 614261.9106 | kWh | RES
8784 | 0 | 0 | [6 empty] | 2019-05-19 | 1 | 1.1861 | 505051.4116 | kWh | RES
8784 | 0 | 0 | [6 empty] | 2019-05-19 | 2 | 1.0039 | 427473.5856 | kWh | RES
8784 | 0 | 0 | [6 empty] | 2019-05-19 | 3 | 0.85512 | 364106.4392 | kWh | RES
8784 | 0 | 0 | [6 empty] | 2019-05-19 | 4 | 0.75674 | 322217.3475 | kWh | RES
8784 | 0 | 0 | [6 empty] | 2019-05-19 | 5 | 0.72578 | 309036.223 | kWh | RES
8784 | 0 | 0 | [6 empty] | 2019-05-19 | 6 | 0.70495 | 300163.0059 | kWh | RES
8784 | 0 | 0 | [6 empty] | 2019-05-19 | 7 | 0.71882 | 306069.37 | kWh | RES
8784 | 0 | 0 | [6 empty] | 2019-05-19 | 8 | 0.83537 | 355699.2984 | kWh | RES
8784 | 0 | 0 | [6 empty] | 2019-05-19 | 9 | 1.0823 | 460855.4655 | kWh | RES
8784 | 0 | 0 | [6 empty] | 2019-05-19 | 10 | 1.3017 | 554260.3831 | kWh | RES
8784 | 0 | 0 | [6 empty] | 2019-05-19 | 11 | 1.5168 | 645854.6612 | kWh | RES
8784 | 0 | 0 | [6 empty] | 2019-05-19 | 12 | 1.7274 | 735509.4952 | kWh | RES
8784 | 0 | 0 | [6 empty] | 2019-05-19 | 13 | 1.9762 | 841474.0313 | kWh | RES
8784 | 0 | 0 | [6 empty] | 2019-05-19 | 14 | 2.225 | 947402.2969 | kWh | RES
8784 | 0 | 0 | [6 empty] | 2019-05-19 | 15 | 2.3568 | 1003497.169 | kWh | RES
8784 | 0 | 0 | [6 empty] | 2019-05-19 | 16 | 2.4801 | 1056005.417 | kWh | RES
8784 | 0 | 0 | [6 empty] | 2019-05-19 | 17 | 2.5957 | 1105223.746 | kWh | RES
8784 | 0 | 0 | [6 empty] | 2019-05-19 | 18 | 2.6402 | 1124174.925 | kWh | RES
8784 | 0 | 0 | [6 empty] | 2019-05-19 | 19 | 2.6174 | 1114486.666 | kWh | RES
8784 | 0 | 0 | [6 empty] | 2019-05-19 | 20 | 2.4521 | 1044077.032 | kWh | RES
8784 | 0 | 0 | [6 empty] | 2019-05-19 | 21 | 2.3556 | 1003003.712 | kWh | RES
8784 | 0 | 0 | [6 empty] | 2019-05-19 | 22 | 2.1407 | 911486.893 | kWh | RES
8784 | 0 | 0 | [6 empty] | 2019-05-19 | 23 | 1.9011 | 809483.1638 | kWh | RES
8784 | 0 | 0 | [6 empty] | 2019-05-19 | 24 | 1.601 | 681705.4989 | kWh | RES
8784 | 0 | 0 | [6 empty] | 2019-05-20 | 1 | 1.3127 | 558950.2153 | kWh | RES
8784 | 0 | 0 | [6 empty] | 2019-05-20 | 2 | 1.1159 | 475131.1347 | kWh | RES
8784 | 0 | 0 | [6 empty] | 2019-05-20 | 3 | 0.97412 | 414776.5547 | kWh | RES
8784 | 0 | 0 | [6 empty] | 2019-05-20 | 4 | 0.88186 | 375494.5114 | kWh | RES
8784 | 0 | 0 | [6 empty] | 2019-05-20 | 5 | 0.85713 | 364961.5055 | kWh | RES
8784 | 0 | 0 | [6 empty] | 2019-05-20 | 6 | 0.89735 | 382089.3146 | kWh | RES
8784 | 0 | 0 | [6 empty] | 2019-05-20 | 7 | 1.0659 | 453845.6759 | kWh | RES
8784 | 0 | 0 | [6 empty] | 2019-05-20 | 8 | 1.0869 | 462801.0109 | kWh | RES
8784 | 0 | 0 | [6 empty] | 2019-05-20 | 9 | 1.1088 | 472129.5922 | kWh | RES
8784 | 0 | 0 | [6 empty] | 2019-05-20 | 10 | 1.2505 | 532437.972 | kWh | RES
8784 | 0 | 0 | [6 empty] | 2019-05-20 | 11 | 1.4544 | 619270.0931 | kWh | RES
8784 | 0 | 0 | [6 empty] | 2019-05-20 | 12 | 1.7248 | 734399.6767 | kWh | RES
8784 | 0 | 0 | [6 empty] | 2019-05-20 | 13 | 1.9714 | 839401.1404 | kWh | RES
8784 | 0 | 0 | [6 empty] | 2019-05-20 | 14 | 2.2122 | 941960.2342 | kWh | RES
8784 | 0 | 0 | [6 empty] | 2019-05-20 | 15 | 2.3913 | 1018204.741 | kWh | RES
8784 | 0 | 0 | [6 empty] | 2019-05-20 | 16 | 2.4344 | 1036562.341 | kWh | RES
8784 | 0 | 0 | [6 empty] | 2019-05-20 | 17 | 2.4864 | 1058693.768 | kWh | RES
8784 | 0 | 0 | [6 empty] | 2019-05-20 | 18 | 2.556 | 1088353.107 | kWh | RES
8784 | 0 | 0 | [6 empty] | 2019-05-20 | 19 | 2.578 | 1097709.107 | kWh | RES
8784 | 0 | 0 | [6 empty] | 2019-05-20 | 20 | 2.4359 | 1037177.888 | kWh | RES
8784 | 0 | 0 | [6 empty] | 2019-05-20 | 21 | 2.3023 | 980318.5741 | kWh | RES
8784 | 0 | 0 | [6 empty] | 2019-05-20 | 22 | 2.1755 | 926338.8317 | kWh | RES
8784 | 0 | 0 | [6 empty] | 2019-05-20 | 23 | 1.8468 | 786342.6463 | kWh | RES
8784 | 0 | 0 | [6 empty] | 2019-05-20 | 24 | 1.5834 | 674192.1853 | kWh | RES
8784 | 0 | 0 | [6 empty] | 2019-05-21 | 1 | 1.3172 | 560873.8174 | kWh | RES
8784 | 0 | 0 | [6 empty] | 2019-05-21 | 2 | 1.1523 | 490644.7334 | kWh | RES
8784 | 0 | 0 | [6 empty] | 2019-05-21 | 3 | 1.0225 | 435386.506 | kWh | RES
8784 | 0 | 0 | [6 empty] | 2019-05-21 | 4 | 0.94909 | 404117.9559 | kWh | RES
8784 | 0 | 0 | [6 empty] | 2019-05-21 | 5 | 0.92979 | 395901.497 | kWh | RES
8784 | 0 | 0 | [6 empty] | 2019-05-21 | 6 | 0.95382 | 406133.673 | kWh | RES
8784 | 0 | 0 | [6 empty] | 2019-05-21 | 7 | 1.1309 | 481550.9924 | kWh | RES
8784 | 0 | 0 | [6 empty] | 2019-05-21 | 8 | 1.1348 | 483180.7921 | kWh | RES
8784 | 0 | 0 | [6 empty] | 2019-05-21 | 9 | 1.1779 | 501524.8661 | kWh | RES
8784 | 0 | 0 | [6 empty] | 2019-05-21 | 10 | 1.2947 | 551257.3412 | kWh | RES
8784 | 0 | 0 | [6 empty] | 2019-05-21 | 11 | 1.5322 | 652399.9745 | kWh | RES
8784 | 0 | 0 | [6 empty] | 2019-05-21 | 12 | 1.8324 | 780227.6704 | kWh | RES
8784 | 0 | 0 | [6 empty] | 2019-05-21 | 13 | 2.1227 | 903823.7563 | kWh | RES
8784 | 0 | 0 | [6 empty] | 2019-05-21 | 14 | 2.3285 | 991447.4011 | kWh | RES
8784 | 0 | 0 | [6 empty] | 2019-05-21 | 15 | 2.484 | 1057678.763 | kWh | RES
8784 | 0 | 0 | [6 empty] | 2019-05-21 | 16 | 2.565 | 1092186.02 | kWh | RES
8784 | 0 | 0 | [6 empty] | 2019-05-21 | 17 | 2.6792 | 1140794.438 | kWh | RES
8784 | 0 | 0 | [6 empty] | 2019-05-21 | 18 | 2.7688 | 1178963.579 | kWh | RES
8784 | 0 | 0 | [6 empty] | 2019-05-21 | 19 | 2.7956 | 1190373.434 | kWh | RES
8784 | 0 | 0 | [6 empty] | 2019-05-21 | 20 | 2.6405 | 1124307.942 | kWh | RES
8784 | 0 | 0 | [6 empty] | 2019-05-21 | 21 | 2.5062 | 1067127.335 | kWh | RES
8784 | 0 | 0 | [6 empty] | 2019-05-21 | 22 | 2.3111 | 984075.7638 | kWh | RES
8784 | 0 | 0 | [6 empty] | 2019-05-21 | 23 | 2.0173 | 858965.3651 | kWh | RES
8784 | 0 | 0 | [6 empty] | 2019-05-21 | 24 | 1.7028 | 725053.5231 | kWh | RES
8784 | 0 | 0 | [6 empty] | 2019-05-22 | 1 | 1.4441 | 614895.8882 | kWh | RES
8784 | 0 | 0 | [6 empty] | 2019-05-22 | 2 | 1.2445 | 529911.8752 | kWh | RES
8784 | 0 | 0 | [6 empty] | 2019-05-22 | 3 | 1.1143 | 474449.1133 | kWh | RES
8784 | 0 | 0 | [6 empty] | 2019-05-22 | 4 | 1.0354 | 440865.5849 | kWh | RES
8784 | 0 | 0 | [6 empty] | 2019-05-22 | 5 | 1.0082 | 429289.5278 | kWh | RES
8784 | 0 | 0 | [6 empty] | 2019-05-22 | 6 | 1.0399 | 442789.4603 | kWh | RES
8784 | 0 | 0 | [6 empty] | 2019-05-22 | 7 | 1.1623 | 494886.8424 | kWh | RES
8784 | 0 | 0 | [6 empty] | 2019-05-22 | 8 | 1.1734 | 499611.1218 | kWh | RES
8784 | 0 | 0 | [6 empty] | 2019-05-22 | 9 | 1.1638 | 495525.1105 | kWh | RES
8784 | 0 | 0 | [6 empty] | 2019-05-22 | 10 | 1.3092 | 557433.0452 | kWh | RES
8784 | 0 | 0 | [6 empty] | 2019-05-22 | 11 | 1.5437 | 657294.0498 | kWh | RES
8784 | 0 | 0 | [6 empty] | 2019-05-22 | 12 | 1.8123 | 771685.1493 | kWh | RES
8784 | 0 | 0 | [6 empty] | 2019-05-22 | 13 | 2.1103 | 898555.0475 | kWh | RES
8784 | 0 | 0 | [6 empty] | 2019-05-22 | 14 | 2.346 | 998936.2845 | kWh | RES
8784 | 0 | 0 | [6 empty] | 2019-05-22 | 15 | 2.4945 | 1062128.445 | kWh | RES
8784 | 0 | 0 | [6 empty] | 2019-05-22 | 16 | 2.6083 | 1110624.853 | kWh | RES
8784 | 0 | 0 | [6 empty] | 2019-05-22 | 17 | 2.7036 | 1151197.482 | kWh | RES
8784 | 0 | 0 | [6 empty] | 2019-05-22 | 18 | 2.7098 | 1153825.411 | kWh | RES
8784 | 0 | 0 | [6 empty] | 2019-05-22 | 19 | 2.6508 | 1128701.878 | kWh | RES
8784 | 0 | 0 | [6 empty] | 2019-05-22 | 20 | 2.531 | 1077669.95 | kWh | RES
8784 | 0 | 0 | [6 empty] | 2019-05-22 | 21 | 2.3907 | 1017942.17 | kWh | RES
8784 | 0 | 0 | [6 empty] | 2019-05-22 | 22 | 2.2595 | 962106.598 | kWh | RES
8784 | 0 | 0 | [6 empty] | 2019-05-22 | 23 | 1.9904 | 847500.8113 | kWh | RES
8784 | 0 | 0 | [6 empty] | 2019-05-22 | 24 | 1.6736 | 712628.5271 | kWh | RES
8784 | 0 | 0 | [6 empty] | 2019-05-23 | 1 | 1.439 | 612713.5478 | kWh | RES
8784 | 0 | 0 | [6 empty] | 2019-05-23 | 2 | 1.2502 | 532335.4449 | kWh | RES
8784 | 0 | 0 | [6 empty] | 2019-05-23 | 3 | 1.1209 | 477285.6092 | kWh | RES
8784 | 0 | 0 | [6 empty] | 2019-05-23 | 4 | 1.0474 | 445963.4418 | kWh | RES
8784 | 0 | 0 | [6 empty] | 2019-05-23 | 5 | 0.99824 | 425048.2754 | kWh | RES
8784 | 0 | 0 | [6 empty] | 2019-05-23 | 6 | 1.0284 | 437892.4127 | kWh | RES
8784 | 0 | 0 | [6 empty] | 2019-05-23 | 7 | 1.1263 | 479588.836 | kWh | RES
8784 | 0 | 0 | [6 empty] | 2019-05-23 | 8 | 1.1834 | 503866.2329 | kWh | RES
8784 | 0 | 0 | [6 empty] | 2019-05-23 | 9 | 1.2143 | 517059.4806 | kWh | RES
8784 | 0 | 0 | [6 empty] | 2019-05-23 | 10 | 1.2892 | 548951.4195 | kWh | RES
8784 | 0 | 0 | [6 empty] | 2019-05-23 | 11 | 1.4874 | 633311.371 | kWh | RES
8784 | 0 | 0 | [6 empty] | 2019-05-23 | 12 | 1.7334 | 738076.825 | kWh | RES
8784 | 0 | 0 | [6 empty] | 2019-05-23 | 13 | 1.9317 | 822493.5868 | kWh | RES
8784 | 0 | 0 | [6 empty] | 2019-05-23 | 14 | 2.1446 | 913181.0578 | kWh | RES
8784 | 0 | 0 | [6 empty] | 2019-05-23 | 15 | 2.2536 | 959580.23 | kWh | RES
8784 | 0 | 0 | [6 empty] | 2019-05-23 | 16 | 2.3575 | 1003811.246 | kWh | RES
8784 | 0 | 0 | [6 empty] | 2019-05-23 | 17 | 2.4322 | 1035640.33 | kWh | RES
8784 | 0 | 0 | [6 empty] | 2019-05-23 | 18 | 2.5072 | 1067538.902 | kWh | RES
8784 | 0 | 0 | [6 empty] | 2019-05-23 | 19 | 2.4902 | 1060302.444 | kWh | RES
8784 | 0 | 0 | [6 empty] | 2019-05-23 | 20 | 2.3469 | 999319.5094 | kWh | RES
8784 | 0 | 0 | [6 empty] | 2019-05-23 | 21 | 2.1807 | 928535.7852 | kWh | RES
8784 | 0 | 0 | [6 empty] | 2019-05-23 | 22 | 2.0662 | 879791.8 | kWh | RES
8784 | 0 | 0 | [6 empty] | 2019-05-23 | 23 | 1.8157 | 773102.7699 | kWh | RES
8784 | 0 | 0 | [6 empty] | 2019-05-23 | 24 | 1.5091 | 642569.3595 | kWh | RES
8784 | 0 | 0 | [6 empty] | 2019-05-24 | 1 | 1.2592 | 536154.5133 | kWh | RES
8784 | 0 | 0 | [6 empty] | 2019-05-24 | 2 | 1.0443 | 444671.0471 | kWh | RES
8784 | 0 | 0 | [6 empty] | 2019-05-24 | 3 | 0.92393 | 393406.7851 | kWh | RES
8784 | 0 | 0 | [6 empty] | 2019-05-24 | 4 | 0.83264 | 354534.7841 | kWh | RES
8784 | 0 | 0 | [6 empty] | 2019-05-24 | 5 | 0.77592 | 330385.4325 | kWh | RES
8784 | 0 | 0 | [6 empty] | 2019-05-24 | 6 | 0.81996 | 349135.4202 | kWh | RES
8784 | 0 | 0 | [6 empty] | 2019-05-24 | 7 | 0.92994 | 395965.1913 | kWh | RES
8784 | 0 | 0 | [6 empty] | 2019-05-24 | 8 | 0.98892 | 421080.0024 | kWh | RES
8784 | 0 | 0 | [6 empty] | 2019-05-24 | 9 | 1.0288 | 438038.6748 | kWh | RES
8784 | 0 | 0 | [6 empty] | 2019-05-24 | 10 | 1.1659 | 496441.7253 | kWh | RES
8784 | 0 | 0 | [6 empty] | 2019-05-24 | 11 | 1.3427 | 571724.7059 | kWh | RES
8784 | 0 | 0 | [6 empty] | 2019-05-24 | 12 | 1.6073 | 684396.4514 | kWh | RES
8784 | 0 | 0 | [6 empty] | 2019-05-24 | 13 | 1.8828 | 801694.9459 | kWh | RES
8784 | 0 | 0 | [6 empty] | 2019-05-24 | 14 | 2.1496 | 915306.2016 | kWh | RES
8784 | 0 | 0 | [6 empty] | 2019-05-24 | 15 | 2.3484 | 999940.3309 | kWh | RES
8784 | 0 | 0 | [6 empty] | 2019-05-24 | 16 | 2.6022 | 1107997.693 | kWh | RES
8784 | 0 | 0 | [6 empty] | 2019-05-24 | 17 | 2.7068 | 1152563.632 | kWh | RES
8784 | 0 | 0 | [6 empty] | 2019-05-24 | 18 | 2.7745 | 1181375.334 | kWh | RES
8784 | 0 | 0 | [6 empty] | 2019-05-24 | 19 | 2.713 | 1155181.033 | kWh | RES
8784 | 0 | 0 | [6 empty] | 2019-05-24 | 20 | 2.5047 | 1066472.173 | kWh | RES
8784 | 0 | 0 | [6 empty] | 2019-05-24 | 21 | 2.2771 | 969588.5408 | kWh | RES
8784 | 0 | 0 | [6 empty] | 2019-05-24 | 22 | 2.1413 | 911759.4447 | kWh | RES
8784 | 0 | 0 | [6 empty] | 2019-05-24 | 23 | 1.9287 | 821248.0927 | kWh | RES
8784 | 0 | 0 | [6 empty] | 2019-05-24 | 24 | 1.6368 | 696925.1443 | kWh | RES
8784 | 0 | 0 | [6 empty] | 2019-05-25 | 1 | 1.3798 | 587508.0079 | kWh | RES
8784 | 0 | 0 | [6 empty] | 2019-05-25 | 2 | 1.1749 | 500254.8593 | kWh | RES
8784 | 0 | 0 | [6 empty] | 2019-05-25 | 3 | 1.0711 | 456072.0659 | kWh | RES
8784 | 0 | 0 | [6 empty] | 2019-05-25 | 4 | 0.97225 | 413981.0319 | kWh | RES
8784 | 0 | 0 | [6 empty] | 2019-05-25 | 5 | 0.9141 | 389222.1592 | kWh | RES
8784 | 0 | 0 | [6 empty] | 2019-05-25 | 6 | 0.86889 | 369971.3082 | kWh | RES
8784 | 0 | 0 | [6 empty] | 2019-05-25 | 7 | 0.89094 | 379358.3956 | kWh | RES
8784 | 0 | 0 | [6 empty] | 2019-05-25 | 8 | 0.97927 | 416967.6103 | kWh | RES
8784 | 0 | 0 | [6 empty] | 2019-05-25 | 9 | 1.2064 | 513697.3285 | kWh | RES
8784 | 0 | 0 | [6 empty] | 2019-05-25 | 10 | 1.4421 | 614058.1291 | kWh | RES
8784 | 0 | 0 | [6 empty] | 2019-05-25 | 11 | 1.7536 | 746657.9139 | kWh | RES
8784 | 0 | 0 | [6 empty] | 2019-05-25 | 12 | 2.0521 | 873777.6835 | kWh | RES
8784 | 0 | 0 | [6 empty] | 2019-05-25 | 13 | 2.377 | 1012132.119 | kWh | RES
8784 | 0 | 0 | [6 empty] | 2019-05-25 | 14 | 2.6724 | 1137879.855 | kWh | RES
8784 | 0 | 0 | [6 empty] | 2019-05-25 | 15 | 2.88 | 1226274.8 | kWh | RES
8784 | 0 | 0 | [6 empty] | 2019-05-25 | 16 | 3.0058 | 1279863.82 | kWh | RES
8784 | 0 | 0 | [6 empty] | 2019-05-25 | 17 | 3.0681 | 1306384.503 | kWh | RES
8784 | 0 | 0 | [6 empty] | 2019-05-25 | 18 | 3.0727 | 1308355.654 | kWh | RES
8784 | 0 | 0 | [6 empty] | 2019-05-25 | 19 | 2.9321 | 1248493.281 | kWh | RES
8784 | 0 | 0 | [6 empty] | 2019-05-25 | 20 | 2.7412 | 1167181.584 | kWh | RES
8784 | 0 | 0 | [6 empty] | 2019-05-25 | 21 | 2.5073 | 1067586.144 | kWh | RES
8784 | 0 | 0 | [6 empty] | 2019-05-25 | 22 | 2.356 | 1003195.673 | kWh | RES
8784 | 0 | 0 | [6 empty] | 2019-05-25 | 23 | 2.1014 | 894770.8156 | kWh | RES
8784 | 0 | 0 | [6 empty] | 2019-05-25 | 24 | 1.8372 | 782270.8179 | kWh | RES
8784 | 0 | 0 | [6 empty] | 2019-05-26 | 1 | 1.5872 | 675808.5977 | kWh | RES
8784 | 0 | 0 | [6 empty] | 2019-05-26 | 2 | 1.3768 | 586229.3138 | kWh | RES
8784 | 0 | 0 | [6 empty] | 2019-05-26 | 3 | 1.2128 | 516395.6848 | kWh | RES
8784 | 0 | 0 | [6 empty] | 2019-05-26 | 4 | 1.0901 | 464159.756 | kWh | RES
8784 | 0 | 0 | [6 empty] | 2019-05-26 | 5 | 1.0233 | 435714.8595 | kWh | RES
8784 | 0 | 0 | [6 empty] | 2019-05-26 | 6 | 0.98075 | 417599.4202 | kWh | RES
8784 | 0 | 0 | [6 empty] | 2019-05-26 | 7 | 0.96689 | 411697.9542 | kWh | RES
8784 | 0 | 0 | [6 empty] | 2019-05-26 | 8 | 1.0812 | 460376.1813 | kWh | RES
8784 | 0 | 0 | [6 empty] | 2019-05-26 | 9 | 1.3138 | 559413.2975 | kWh | RES
8784 | 0 | 0 | [6 empty] | 2019-05-26 | 10 | 1.5661 | 666843.2069 | kWh | RES
8784 | 0 | 0 | [6 empty] | 2019-05-26 | 11 | 1.86 | 791970.4739 | kWh | RES
8784 | 0 | 0 | [6 empty] | 2019-05-26 | 12 | 2.1534 | 916890.2029 | kWh | RES
8784 | 0 | 0 | [6 empty] | 2019-05-26 | 13 | 2.4365 | 1037454.313 | kWh | RES
8784 | 0 | 0 | [6 empty] | 2019-05-26 | 14 | 2.7362 | 1165071.657 | kWh | RES
8784 | 0 | 0 | [6 empty] | 2019-05-26 | 15 | 2.9582 | 1259601.228 | kWh | RES
8784 | 0 | 0 | [6 empty] | 2019-05-26 | 16 | 3.1024 | 1320991.904 | kWh | RES
8784 | 0 | 0 | [6 empty] | 2019-05-26 | 17 | 3.174 | 1351482.382 | kWh | RES
8784 | 0 | 0 | [6 empty] | 2019-05-26 | 18 | 3.1363 | 1335428.218 | kWh | RES
8784 | 0 | 0 | [6 empty] | 2019-05-26 | 19 | 3.0651 | 1305123.452 | kWh | RES
8784 | 0 | 0 | [6 empty] | 2019-05-26 | 20 | 2.9272 | 1246403.928 | kWh | RES
8784 | 0 | 0 | [6 empty] | 2019-05-26 | 21 | 2.737 | 1165417.989 | kWh | RES
8784 | 0 | 0 | [6 empty] | 2019-05-26 | 22 | 2.5387 | 1080966.374 | kWh | RES
8784 | 0 | 0 | [6 empty] | 2019-05-26 | 23 | 2.2968 | 977950.842 | kWh | RES
8784 | 0 | 0 | [6 empty] | 2019-05-26 | 24 | 1.994 | 849048.4 | kWh | RES
8784 | 0 | 0 | [6 empty] | 2019-05-27 | 1 | 1.76 | 749390.8356 | kWh | RES
8784 | 0 | 0 | [6 empty] | 2019-05-27 | 2 | 1.5432 | 657074.0765 | kWh | RES
8784 | 0 | 0 | [6 empty] | 2019-05-27 | 3 | 1.4187 | 604089.4885 | kWh | RES
8784 | 0 | 0 | [6 empty] | 2019-05-27 | 4 | 1.302 | 554400.179 | kWh | RES
8784 | 0 | 0 | [6 empty] | 2019-05-27 | 5 | 1.2227 | 520619.0597 | kWh | RES
8784 | 0 | 0 | [6 empty] | 2019-05-27 | 6 | 1.1709 | 498578.614 | kWh | RES
8784 | 0 | 0 | [6 empty] | 2019-05-27 | 7 | 1.1596 | 493742.1639 | kWh | RES
8784 | 0 | 0 | [6 empty] | 2019-05-27 | 8 | 1.2249 | 521563.4158 | kWh | RES
8784 | 0 | 0 | [6 empty] | 2019-05-27 | 9 | 1.4431 | 614458.1113 | kWh | RES
8784 | 0 | 0 | [6 empty] | 2019-05-27 | 10 | 1.7727 | 754795.5839 | kWh | RES
8784 | 0 | 0 | [6 empty] | 2019-05-27 | 11 | 2.1523 | 916443.372 | kWh | RES
8784 | 0 | 0 | [6 empty] | 2019-05-27 | 12 | 2.5163 | 1071436.332 | kWh | RES
8784 | 0 | 0 | [6 empty] | 2019-05-27 | 13 | 2.7896 | 1187818.31 | kWh | RES
8784 | 0 | 0 | [6 empty] | 2019-05-27 | 14 | 3.0823 | 1312447.745 | kWh | RES
8784 | 0 | 0 | [6 empty] | 2019-05-27 | 15 | 3.2563 | 1386518.028 | kWh | RES
8784 | 0 | 0 | [6 empty] | 2019-05-27 | 16 | 3.3537 | 1427978.768 | kWh | RES
8784 | 0 | 0 | [6 empty] | 2019-05-27 | 17 | 3.4167 | 1454813.876 | kWh | RES
8784 | 0 | 0 | [6 empty] | 2019-05-27 | 18 | 3.4099 | 1451914.993 | kWh | RES
8784 | 0 | 0 | [6 empty] | 2019-05-27 | 19 | 3.3229 | 1414895.126 | kWh | RES
8784 | 0 | 0 | [6 empty] | 2019-05-27 | 20 | 3.1342 | 1334512.553 | kWh | RES
8784 | 0 | 0 | [6 empty] | 2019-05-27 | 21 | 2.9779 | 1267961.328 | kWh | RES
8784 | 0 | 0 | [6 empty] | 2019-05-27 | 22 | 2.8346 | 1206981.616 | kWh | RES
8784 | 0 | 0 | [6 empty] | 2019-05-27 | 23 | 2.5187 | 1072459.811 | kWh | RES
8784 | 0 | 0 | [6 empty] | 2019-05-27 | 24 | 2.1702 | 924051.7714 | kWh | RES
8784 | 0 | 0 | [6 empty] | 2019-05-28 | 1 | 1.8981 | 808201.0145 | kWh | RES
8784 | 0 | 0 | [6 empty] | 2019-05-28 | 2 | 1.7017 | 724576.5781 | kWh | RES
8784 | 0 | 0 | [6 empty] | 2019-05-28 | 3 | 1.5535 | 661461.1644 | kWh | RES
8784 | 0 | 0 | [6 empty] | 2019-05-28 | 4 | 1.4384 | 612485.725 | kWh | RES
8784 | 0 | 0 | [6 empty] | 2019-05-28 | 5 | 1.3935 | 593357.2252 | kWh | RES
8784 | 0 | 0 | [6 empty] | 2019-05-28 | 6 | 1.3832 | 588953.79 | kWh | RES
8784 | 0 | 0 | [6 empty] | 2019-05-28 | 7 | 1.4579 | 620746.8993 | kWh | RES
8784 | 0 | 0 | [6 empty] | 2019-05-28 | 8 | 1.482 | 631022.2421 | kWh | RES
8784 | 0 | 0 | [6 empty] | 2019-05-28 | 9 | 1.4938 | 636066.6618 | kWh | RES
8784 | 0 | 0 | [6 empty] | 2019-05-28 | 10 | 1.6534 | 703993.791 | kWh | RES
8784 | 0 | 0 | [6 empty] | 2019-05-28 | 11 | 1.9262 | 820170.0267 | kWh | RES
8784 | 0 | 0 | [6 empty] | 2019-05-28 | 12 | 2.2468 | 956690.209 | kWh | RES
8784 | 0 | 0 | [6 empty] | 2019-05-28 | 13 | 2.5728 | 1095480.258 | kWh | RES
8784 | 0 | 0 | [6 empty] | 2019-05-28 | 14 | 2.7696 | 1179297.092 | kWh | RES
8784 | 0 | 0 | [6 empty] | 2019-05-28 | 15 | 2.9172 | 1242121.848 | kWh | RES
8784 | 0 | 0 | [6 empty] | 2019-05-28 | 16 | 2.8738 | 1223638.175 | kWh | RES
8784 | 0 | 0 | [6 empty] | 2019-05-28 | 17 | 2.5514 | 1086372.212 | kWh | RES
8784 | 0 | 0 | [6 empty] | 2019-05-28 | 18 | 2.3949 | 1019730.643 | kWh | RES
8784 | 0 | 0 | [6 empty] | 2019-05-28 | 19 | 2.3351 | 994284.9091 | kWh | RES
8784 | 0 | 0 | [6 empty] | 2019-05-28 | 20 | 2.3403 | 996486.9178 | kWh | RES
8784 | 0 | 0 | [6 empty] | 2019-05-28 | 21 | 2.2609 | 962679.0618 | kWh | RES
8784 | 0 | 0 | [6 empty] | 2019-05-28 | 22 | 2.1307 | 907247.3439 | kWh | RES
8784 | 0 | 0 | [6 empty] | 2019-05-28 | 23 | 1.9302 | 821862.0467 | kWh | RES
8784 | 0 | 0 | [6 empty] | 2019-05-28 | 24 | 1.6479 | 701687.9515 | kWh | RES
8784 | 0 | 0 | [6 empty] | 2019-05-29 | 1 | 1.3781 | 586791.732 | kWh | RES
8784 | 0 | 0 | [6 empty] | 2019-05-29 | 2 | 1.2024 | 511957.3023 | kWh | RES
8784 | 0 | 0 | [6 empty] | 2019-05-29 | 3 | 1.0872 | 462917.6365 | kWh | RES
8784 | 0 | 0 | [6 empty] | 2019-05-29 | 4 | 1.0171 | 433083.6832 | kWh | RES
8784 | 0 | 0 | [6 empty] | 2019-05-29 | 5 | 0.97858 | 416676.5313 | kWh | RES
8784 | 0 | 0 | [6 empty] | 2019-05-29 | 6 | 1.0241 | 436051.8602 | kWh | RES
8784 | 0 | 0 | [6 empty] | 2019-05-29 | 7 | 1.1516 | 490331.8325 | kWh | RES
8784 | 0 | 0 | [6 empty] | 2019-05-29 | 8 | 1.1635 | 495406.8929 | kWh | RES
8784 | 0 | 0 | [6 empty] | 2019-05-29 | 9 | 1.2026 | 512068.9872 | kWh | RES
8784 | 0 | 0 | [6 empty] | 2019-05-29 | 10 | 1.3764 | 586069.0087 | kWh | RES
8784 | 0 | 0 | [6 empty] | 2019-05-29 | 11 | 1.6668 | 709700.4197 | kWh | RES
8784 | 0 | 0 | [6 empty] | 2019-05-29 | 12 | 1.9407 | 826343.9698 | kWh | RES
8784 | 0 | 0 | [6 empty] | 2019-05-29 | 13 | 2.2739 | 968220.9436 | kWh | RES
8784 | 0 | 0 | [6 empty] | 2019-05-29 | 14 | 2.5298 | 1077171.142 | kWh | RES
8784 | 0 | 0 | [6 empty] | 2019-05-29 | 15 | 2.739 | 1166272.039 | kWh | RES
8784 | 0 | 0 | [6 empty] | 2019-05-29 | 16 | 2.9068 | 1237723.707 | kWh | RES
8784 | 0 | 0 | [6 empty] | 2019-05-29 | 17 | 3.0377 | 1293447.946 | kWh | RES
8784 | 0 | 0 | [6 empty] | 2019-05-29 | 18 | 3.089 | 1315277.352 | kWh | RES
8784 | 0 | 0 | [6 empty] | 2019-05-29 | 19 | 3.0786 | 1310861.669 | kWh | RES
8784 | 0 | 0 | [6 empty] | 2019-05-29 | 20 | 2.8777 | 1225330.959 | kWh | RES
8784 | 0 | 0 | [6 empty] | 2019-05-29 | 21 | 2.681 | 1141541.271 | kWh | RES
8784 | 0 | 0 | [6 empty] | 2019-05-29 | 22 | 2.5029 | 1065709.882 | kWh | RES
8784 | 0 | 0 | [6 empty] | 2019-05-29 | 23 | 2.1992 | 936417.4611 | kWh | RES
8784 | 0 | 0 | [6 empty] | 2019-05-29 | 24 | 1.8395 | 783233.09 | kWh | RES
8784 | 0 | 0 | [6 empty] | 2019-05-30 | 1 | 1.5539 | 661655.2588 | kWh | RES
8784 | 0 | 0 | [6 empty] | 2019-05-30 | 2 | 1.3482 | 574061.301 | kWh | RES
8784 | 0 | 0 | [6 empty] | 2019-05-30 | 3 | 1.2125 | 516287.1049 | kWh | RES
8784 | 0 | 0 | [6 empty] | 2019-05-30 | 4 | 1.0891 | 463736.2888 | kWh | RES
8784 | 0 | 0 | [6 empty] | 2019-05-30 | 5 | 1.0651 | 453520.4831 | kWh | RES
8784 | 0 | 0 | [6 empty] | 2019-05-30 | 6 | 1.0542 | 448854.1776 | kWh | RES
8784 | 0 | 0 | [6 empty] | 2019-05-30 | 7 | 1.1482 | 488908.5634 | kWh | RES
8784 | 0 | 0 | [6 empty] | 2019-05-30 | 8 | 1.1546 | 491631.8293 | kWh | RES
8784 | 0 | 0 | [6 empty] | 2019-05-30 | 9 | 1.1902 | 506774.4849 | kWh | RES
8784 | 0 | 0 | [6 empty] | 2019-05-30 | 10 | 1.3696 | 583154.0736 | kWh | RES
8784 | 0 | 0 | [6 empty] | 2019-05-30 | 11 | 1.6376 | 697299.2215 | kWh | RES
8784 | 0 | 0 | [6 empty] | 2019-05-30 | 12 | 1.963 | 835833.7365 | kWh | RES
8784 | 0 | 0 | [6 empty] | 2019-05-30 | 13 | 2.2669 | 965237.6257 | kWh | RES
8784 | 0 | 0 | [6 empty] | 2019-05-30 | 14 | 2.5182 | 1072242.531 | kWh | RES
8784 | 0 | 0 | [6 empty] | 2019-05-30 | 15 | 2.7398 | 1166581.613 | kWh | RES
8784 | 0 | 0 | [6 empty] | 2019-05-30 | 16 | 2.914 | 1240783.352 | kWh | RES
8784 | 0 | 0 | [6 empty] | 2019-05-30 | 17 | 3.0053 | 1279664.884 | kWh | RES
8784 | 0 | 0 | [6 empty] | 2019-05-30 | 18 | 3.0913 | 1316247.786 | kWh | RES
8784 | 0 | 0 | [6 empty] | 2019-05-30 | 19 | 3.0627 | 1304078.32 | kWh | RES
8784 | 0 | 0 | [6 empty] | 2019-05-30 | 20 | 2.9032 | 1236154.12 | kWh | RES
8784 | 0 | 0 | [6 empty] | 2019-05-30 | 21 | 2.7566 | 1173753.409 | kWh | RES
8784 | 0 | 0 | [6 empty] | 2019-05-30 | 22 | 2.5951 | 1104986.173 | kWh | RES
8784 | 0 | 0 | [6 empty] | 2019-05-30 | 23 | 2.2848 | 972861.4505 | kWh | RES
8784 | 0 | 0 | [6 empty] | 2019-05-30 | 24 | 1.9908 | 847682.8528 | kWh | RES
8784 | 0 | 0 | [6 empty] | 2019-05-31 | 1 | 1.6959 | 722097.7857 | kWh | RES
8784 | 0 | 0 | [6 empty] | 2019-05-31 | 2 | 1.4675 | 624844.4968 | kWh | RES
8784 | 0 | 0 | [6 empty] | 2019-05-31 | 3 | 1.3006 | 553810.8627 | kWh | RES
8784 | 0 | 0 | [6 empty] | 2019-05-31 | 4 | 1.141 | 485833.8164 | kWh | RES
8784 | 0 | 0 | [6 empty] | 2019-05-31 | 5 | 1.0905 | 464321.844 | kWh | RES
8784 | 0 | 0 | [6 empty] | 2019-05-31 | 6 | 1.0886 | 463531.2942 | kWh | RES
8784 | 0 | 0 | [6 empty] | 2019-05-31 | 7 | 1.1646 | 495882.9107 | kWh | RES
8784 | 0 | 0 | [6 empty] | 2019-05-31 | 8 | 1.2203 | 519609.3657 | kWh | RES
8784 | 0 | 0 | [6 empty] | 2019-05-31 | 9 | 1.3139 | 559432.6971 | kWh | RES
8784 | 0 | 0 | [6 empty] | 2019-05-31 | 10 | 1.4927 | 635566.892 | kWh | RES
8784 | 0 | 0 | [6 empty] | 2019-05-31 | 11 | 1.7667 | 752254.8348 | kWh | RES
8784 | 0 | 0 | [6 empty] | 2019-05-31 | 12 | 1.9906 | 847600.1284 | kWh | RES
8784 | 0 | 0 | [6 empty] | 2019-05-31 | 13 | 2.2481 | 957232.4257 | kWh | RES
8784 | 0 | 0 | [6 empty] | 2019-05-31 | 14 | 2.4658 | 1049924.05 | kWh | RES
8784 | 0 | 0 | [6 empty] | 2019-05-31 | 15 | 2.6248 | 1117633.232 | kWh | RES
8784 | 0 | 0 | [6 empty] | 2019-05-31 | 16 | 2.7616 | 1175895.091 | kWh | RES
8784 | 0 | 0 | [6 empty] | 2019-05-31 | 17 | 2.7759 | 1181970.968 | kWh | RES
8784 | 0 | 0 | [6 empty] | 2019-05-31 | 18 | 2.7161 | 1156500.161 | kWh | RES
8784 | 0 | 0 | [6 empty] | 2019-05-31 | 19 | 2.7643 | 1177033.525 | kWh | RES
8784 | 0 | 0 | [6 empty] | 2019-05-31 | 20 | 2.6752 | 1139086.428 | kWh | RES
8784 | 0 | 0 | [6 empty] | 2019-05-31 | 21 | 2.4622 | 1048413.014 | kWh | RES
8784 | 0 | 0 | [6 empty] | 2019-05-31 | 22 | 2.3416 | 997035.1862 | kWh | RES
8784 | 0 | 0 | [6 empty] | 2019-05-31 | 23 | 2.1401 | 911232.1999 | kWh | RES
8784 | 0 | 0 | [6 empty] | 2019-05-31 | 24 | 1.9193 | 817238.8592 | kWh | RES
8784 | 0 | 0 | [6 empty] | 2019-06-01 | 1 | 1.7018 | 724625.674 | kWh | RES
8784 | 0 | 0 | [6 empty] | 2019-06-01 | 2 | 1.5273 | 650302.6966 | kWh | RES
8784 | 0 | 0 | [6 empty] | 2019-06-01 | 3 | 1.3836 | 589113.0223 | kWh | RES
8784 | 0 | 0 | [6 empty] | 2019-06-01 | 4 | 1.2768 | 543660.0605 | kWh | RES
8784 | 0 | 0 | [6 empty] | 2019-06-01 | 5 | 1.2276 | 522688.1766 | kWh | RES
8784 | 0 | 0 | [6 empty] | 2019-06-01 | 6 | 1.205 | 513089.1912 | kWh | RES
8784 | 0 | 0 | [6 empty] | 2019-06-01 | 7 | 1.1971 | 509732.7667 | kWh | RES
8784 | 0 | 0 | [6 empty] | 2019-06-01 | 8 | 1.2943 | 551127.3036 | kWh | RES
8784 | 0 | 0 | [6 empty] | 2019-06-01 | 9 | 1.5098 | 642855.3265 | kWh | RES
8784 | 0 | 0 | [6 empty] | 2019-06-01 | 10 | 1.7606 | 749637.436 | kWh | RES
8784 | 0 | 0 | [6 empty] | 2019-06-01 | 11 | 2.0243 | 861927.2532 | kWh | RES
8784 | 0 | 0 | [6 empty] | 2019-06-01 | 12 | 2.3879 | 1016739.849 | kWh | RES
8784 | 0 | 0 | [6 empty] | 2019-06-01 | 13 | 2.6135 | 1112810.108 | kWh | RES
8784 | 0 | 0 | [6 empty] | 2019-06-01 | 14 | 2.7388 | 1166184.15 | kWh | RES
8784 | 0 | 0 | [6 empty] | 2019-06-01 | 15 | 2.9096 | 1238899.782 | kWh | RES
8784 | 0 | 0 | [6 empty] | 2019-06-01 | 16 | 3.0101 | 1281708.717 | kWh | RES
8784 | 0 | 0 | [6 empty] | 2019-06-01 | 17 | 3.0316 | 1290862.089 | kWh | RES
8784 | 0 | 0 | [6 empty] | 2019-06-01 | 18 | 3.0962 | 1318341.879 | kWh | RES
8784 | 0 | 0 | [6 empty] | 2019-06-01 | 19 | 2.9567 | 1258958.277 | kWh | RES
8784 | 0 | 0 | [6 empty] | 2019-06-01 | 20 | 2.8048 | 1194273.426 | kWh | RES
8784 | 0 | 0 | [6 empty] | 2019-06-01 | 21 | 2.7036 | 1151198.642 | kWh | RES
8784 | 0 | 0 | [6 empty] | 2019-06-01 | 22 | 2.533 | 1078529.335 | kWh | RES
8784 | 0 | 0 | [6 empty] | 2019-06-01 | 23 | 2.3252 | 990066.3561 | kWh | RES
8784 | 0 | 0 | [6 empty] | 2019-06-01 | 24 | 2.0889 | 889460.5435 | kWh | RES
8784 | 0 | 0 | [6 empty] | 2019-06-02 | 1 | 1.8822 | 801416.9836 | kWh | RES
8784 | 0 | 0 | [6 empty] | 2019-06-02 | 2 | 1.663 | 708099.5105 | kWh | RES
8784 | 0 | 0 | [6 empty] | 2019-06-02 | 3 | 1.5345 | 653383.6009 | kWh | RES
8784 | 0 | 0 | [6 empty] | 2019-06-02 | 4 | 1.4182 | 603843.4117 | kWh | RES
8784 | 0 | 0 | [6 empty] | 2019-06-02 | 5 | 1.3446 | 572508.4866 | kWh | RES
8784 | 0 | 0 | [6 empty] | 2019-06-02 | 6 | 1.2927 | 550445.3075 | kWh | RES
8784 | 0 | 0 | [6 empty] | 2019-06-02 | 7 | 1.2588 | 536005.1596 | kWh | RES
8784 | 0 | 0 | [6 empty] | 2019-06-02 | 8 | 1.3388 | 570052.7263 | kWh | RES
8784 | 0 | 0 | [6 empty] | 2019-06-02 | 9 | 1.555 | 662124.5654 | kWh | RES
8784 | 0 | 0 | [6 empty] | 2019-06-02 | 10 | 1.8762 | 798883.9382 | kWh | RES
8784 | 0 | 0 | [6 empty] | 2019-06-02 | 11 | 2.172 | 924809.9703 | kWh | RES
8784 | 0 | 0 | [6 empty] | 2019-06-02 | 12 | 2.4505 | 1043412.393 | kWh | RES
8784 | 0 | 0 | [6 empty] | 2019-06-02 | 13 | 2.7464 | 1169404.672 | kWh | RES
8784 | 0 | 0 | [6 empty] | 2019-06-02 | 14 | 2.9149 | 1241154.391 | kWh | RES
8784 | 0 | 0 | [6 empty] | 2019-06-02 | 15 | 3.0922 | 1316628.638 | kWh | RES
8784 | 0 | 0 | [6 empty] | 2019-06-02 | 16 | 3.133 | 1334020.057 | kWh | RES
8784 | 0 | 0 | [6 empty] | 2019-06-02 | 17 | 3.1694 | 1349534.84 | kWh | RES
8784 | 0 | 0 | [6 empty] | 2019-06-02 | 18 | 3.1047 | 1321989.197 | kWh | RES
8784 | 0 | 0 | [6 empty] | 2019-06-02 | 19 | 2.9766 | 1267443.255 | kWh | RES
8784 | 0 | 0 | [6 empty] | 2019-06-02 | 20 | 2.7177 | 1157167.2 | kWh | RES
8784 | 0 | 0 | [6 empty] | 2019-06-02 | 21 | 2.5785 | 1097914.85 | kWh | RES
8784 | 0 | 0 | [6 empty] | 2019-06-02 | 22 | 2.4367 | 1037558.253 | kWh | RES
8784 | 0 | 0 | [6 empty] | 2019-06-02 | 23 | 2.1719 | 924806.7284 | kWh | RES
8784 | 0 | 0 | [6 empty] | 2019-06-02 | 24 | 1.8762 | 798869.9959 | kWh | RES
8784 | 0 | 0 | [6 empty] | 2019-06-03 | 1 | 1.6039 | 682949.3676 | kWh | RES
8784 | 0 | 0 | [6 empty] | 2019-06-03 | 2 | 1.4206 | 604906.7616 | kWh | RES
8784 | 0 | 0 | [6 empty] | 2019-06-03 | 3 | 1.2738 | 542399.3922 | kWh | RES
8784 | 0 | 0 | [6 empty] | 2019-06-03 | 4 | 1.1804 | 502629.0874 | kWh | RES
8784 | 0 | 0 | [6 empty] | 2019-06-03 | 5 | 1.1111 | 473095.6976 | kWh | RES
8784 | 0 | 0 | [6 empty] | 2019-06-03 | 6 | 1.1636 | 495441.0271 | kWh | RES
8784 | 0 | 0 | [6 empty] | 2019-06-03 | 7 | 1.2216 | 520163.0375 | kWh | RES
8784 | 0 | 0 | [6 empty] | 2019-06-03 | 8 | 1.2299 | 523703.3108 | kWh | RES
8784 | 0 | 0 | [6 empty] | 2019-06-03 | 9 | 1.3136 | 559331.5164 | kWh | RES
8784 | 0 | 0 | [6 empty] | 2019-06-03 | 10 | 1.4702 | 626014.0772 | kWh | RES
8784 | 0 | 0 | [6 empty] | 2019-06-03 | 11 | 1.7647 | 751411.5526 | kWh | RES
8784 | 0 | 0 | [6 empty] | 2019-06-03 | 12 | 2.1245 | 904591.4218 | kWh | RES
8784 | 0 | 0 | [6 empty] | 2019-06-03 | 13 | 2.4035 | 1023391.866 | kWh | RES
8784 | 0 | 0 | [6 empty] | 2019-06-03 | 14 | 2.6595 | 1132408.343 | kWh | RES
8784 | 0 | 0 | [6 empty] | 2019-06-03 | 15 | 2.8061 | 1194837.039 | kWh | RES
8784 | 0 | 0 | [6 empty] | 2019-06-03 | 16 | 2.9213 | 1243867.828 | kWh | RES
8784 | 0 | 0 | [6 empty] | 2019-06-03 | 17 | 3.0179 | 1284988.621 | kWh | RES
8784 | 0 | 0 | [6 empty] | 2019-06-03 | 18 | 3.0471 | 1297457.718 | kWh | RES
8784 | 0 | 0 | [6 empty] | 2019-06-03 | 19 | 3.0336 | 1291699.215 | kWh | RES
8784 | 0 | 0 | [6 empty] | 2019-06-03 | 20 | 2.879 | 1225869.348 | kWh | RES
8784 | 0 | 0 | [6 empty] | 2019-06-03 | 21 | 2.6947 | 1147385.753 | kWh | RES
8784 | 0 | 0 | [6 empty] | 2019-06-03 | 22 | 2.5128 | 1069943.479 | kWh | RES
8784 | 0 | 0 | [6 empty] | 2019-06-03 | 23 | 2.2337 | 951098.6858 | kWh | RES
8784 | 0 | 0 | [6 empty] | 2019-06-03 | 24 | 1.9268 | 820425.7359 | kWh | RES
8784 | 0 | 0 | [6 empty] | 2019-06-04 | 1 | 1.6647 | 708825.1248 | kWh | RES
8784 | 0 | 0 | [6 empty] | 2019-06-04 | 2 | 1.4677 | 624922.1411 | kWh | RES
8784 | 0 | 0 | [6 empty] | 2019-06-04 | 3 | 1.3634 | 580551.4584 | kWh | RES
8784 | 0 | 0 | [6 empty] | 2019-06-04 | 4 | 1.2775 | 543968.4284 | kWh | RES
8784 | 0 | 0 | [6 empty] | 2019-06-04 | 5 | 1.2378 | 527055.354 | kWh | RES
8784 | 0 | 0 | [6 empty] | 2019-06-04 | 6 | 1.2297 | 523593.7274 | kWh | RES
8784 | 0 | 0 | [6 empty] | 2019-06-04 | 7 | 1.3437 | 572148.9759 | kWh | RES
8784 | 0 | 0 | [6 empty] | 2019-06-04 | 8 | 1.3582 | 578335.1542 | kWh | RES
8784 | 0 | 0 | [6 empty] | 2019-06-04 | 9 | 1.4456 | 615524.6159 | kWh | RES
8784 | 0 | 0 | [6 empty] | 2019-06-04 | 10 | 1.6119 | 686339.1362 | kWh | RES
8784 | 0 | 0 | [6 empty] | 2019-06-04 | 11 | 1.9554 | 832592.7794 | kWh | RES
8784 | 0 | 0 | [6 empty] | 2019-06-04 | 12 | 2.3262 | 990499.2744 | kWh | RES
8784 | 0 | 0 | [6 empty] | 2019-06-04 | 13 | 2.5447 | 1083503.11 | kWh | RES
8784 | 0 | 0 | [6 empty] | 2019-06-04 | 14 | 2.6568 | 1131266.221 | kWh | RES
8784 | 0 | 0 | [6 empty] | 2019-06-04 | 15 | 2.5752 | 1096528.232 | kWh | RES
8784 | 0 | 0 | [6 empty] | 2019-06-04 | 16 | 2.2995 | 979099.0242 | kWh | RES
8784 | 0 | 0 | [6 empty] | 2019-06-04 | 17 | 2.2938 | 976669.9466 | kWh | RES
8784 | 0 | 0 | [6 empty] | 2019-06-04 | 18 | 2.4363 | 1037375.844 | kWh | RES
8784 | 0 | 0 | [6 empty] | 2019-06-04 | 19 | 2.4525 | 1044248.149 | kWh | RES
8784 | 0 | 0 | [6 empty] | 2019-06-04 | 20 | 2.4069 | 1024834.742 | kWh | RES
8784 | 0 | 0 | [6 empty] | 2019-06-04 | 21 | 2.3854 | 1015699.737 | kWh | RES
8784 | 0 | 0 | [6 empty] | 2019-06-04 | 22 | 2.2774 | 969711.0981 | kWh | RES
8784 | 0 | 0 | [6 empty] | 2019-06-04 | 23 | 2.0764 | 884127.85 | kWh | RES
8784 | 0 | 0 | [6 empty] | 2019-06-04 | 24 | 1.8442 | 785264.2398 | kWh | RES
8784 | 0 | 0 | [6 empty] | 2019-06-05 | 1 | 1.6219 | 690598.9256 | kWh | RES
8784 | 0 | 0 | [6 empty] | 2019-06-05 | 2 | 1.4573 | 620496.4184 | kWh | RES
8784 | 0 | 0 | [6 empty] | 2019-06-05 | 3 | 1.3448 | 572593.9509 | kWh | RES
8784 | 0 | 0 | [6 empty] | 2019-06-05 | 4 | 1.252 | 533083.7591 | kWh | RES
8784 | 0 | 0 | [6 empty] | 2019-06-05 | 5 | 1.2003 | 511093.7804 | kWh | RES
8784 | 0 | 0 | [6 empty] | 2019-06-05 | 6 | 1.1915 | 507333.0614 | kWh | RES
8784 | 0 | 0 | [6 empty] | 2019-06-05 | 7 | 1.272 | 541607.4973 | kWh | RES
8784 | 0 | 0 | [6 empty] | 2019-06-05 | 8 | 1.2818 | 545784.6404 | kWh | RES
8784 | 0 | 0 | [6 empty] | 2019-06-05 | 9 | 1.3585 | 578433.5481 | kWh | RES
8784 | 0 | 0 | [6 empty] | 2019-06-05 | 10 | 1.5244 | 649099.6047 | kWh | RES
8784 | 0 | 0 | [6 empty] | 2019-06-05 | 11 | 1.7887 | 761615.8436 | kWh | RES
8784 | 0 | 0 | [6 empty] | 2019-06-05 | 12 | 2.1047 | 896177.7795 | kWh | RES
8784 | 0 | 0 | [6 empty] | 2019-06-05 | 13 | 2.3594 | 1004622.334 | kWh | RES
8784 | 0 | 0 | [6 empty] | 2019-06-05 | 14 | 2.5816 | 1099247.544 | kWh | RES
8784 | 0 | 0 | [6 empty] | 2019-06-05 | 15 | 2.6854 | 1143424.336 | kWh | RES
8784 | 0 | 0 | [6 empty] | 2019-06-05 | 16 | 2.7707 | 1179766.183 | kWh | RES
8784 | 0 | 0 | [6 empty] | 2019-06-05 | 17 | 2.8582 | 1217027.784 | kWh | RES
8784 | 0 | 0 | [6 empty] | 2019-06-05 | 18 | 2.8009 | 1192597.057 | kWh | RES
8784 | 0 | 0 | [6 empty] | 2019-06-05 | 19 | 2.7444 | 1168562.357 | kWh | RES
8784 | 0 | 0 | [6 empty] | 2019-06-05 | 20 | 2.5912 | 1103313.556 | kWh | RES
8784 | 0 | 0 | [6 empty] | 2019-06-05 | 21 | 2.427 | 1033408.603 | kWh | RES
8784 | 0 | 0 | [6 empty] | 2019-06-05 | 22 | 2.2946 | 977039.3185 | kWh | RES
8784 | 0 | 0 | [6 empty] | 2019-06-05 | 23 | 2.0762 | 884051.3573 | kWh | RES
8784 | 0 | 0 | [6 empty] | 2019-06-05 | 24 | 1.8513 | 788258.4254 | kWh | RES
8784 | 0 | 0 | [6 empty] | 2019-06-06 | 1 | 1.6287 | 693504.0434 | kWh | RES
8784 | 0 | 0 | [6 empty] | 2019-06-06 | 2 | 1.4648 | 623687.0534 | kWh | RES
8784 | 0 | 0 | [6 empty] | 2019-06-06 | 3 | 1.364 | 580773.4843 | kWh | RES
8784 | 0 | 0 | [6 empty] | 2019-06-06 | 4 | 1.2663 | 539182.7475 | kWh | RES
8784 | 0 | 0 | [6 empty] | 2019-06-06 | 5 | 1.2237 | 521053.3943 | kWh | RES
8784 | 0 | 0 | [6 empty] | 2019-06-06 | 6 | 1.2233 | 520893.756 | kWh | RES
8784 | 0 | 0 | [6 empty] | 2019-06-06 | 7 | 1.2812 | 545530.6578 | kWh | RES
8784 | 0 | 0 | [6 empty] | 2019-06-06 | 8 | 1.2977 | 552575.1069 | kWh | RES
8784 | 0 | 0 | [6 empty] | 2019-06-06 | 9 | 1.3539 | 576489.7373 | kWh | RES
8784 | 0 | 0 | [6 empty] | 2019-06-06 | 10 | 1.4948 | 636471.5138 | kWh | RES
8784 | 0 | 0 | [6 empty] | 2019-06-06 | 11 | 1.6897 | 719468.8116 | kWh | RES
8784 | 0 | 0 | [6 empty] | 2019-06-06 | 12 | 1.9768 | 841734.2732 | kWh | RES
8784 | 0 | 0 | [6 empty] | 2019-06-06 | 13 | 2.2334 | 950978.337 | kWh | RES
8784 | 0 | 0 | [6 empty] | 2019-06-06 | 14 | 2.4751 | 1053896.399 | kWh | RES
8784 | 0 | 0 | [6 empty] | 2019-06-06 | 15 | 2.5069 | 1067421.267 | kWh | RES
8784 | 0 | 0 | [6 empty] | 2019-06-06 | 16 | 2.5364 | 1079976.803 | kWh | RES
8784 | 0 | 0 | [6 empty] | 2019-06-06 | 17 | 2.5694 | 1094049.608 | kWh | RES
8784 | 0 | 0 | [6 empty] | 2019-06-06 | 18 | 2.5609 | 1090434.586 | kWh | RES
8784 | 0 | 0 | [6 empty] | 2019-06-06 | 19 | 2.4791 | 1055577.753 | kWh | RES
8784 | 0 | 0 | [6 empty] | 2019-06-06 | 20 | 2.379 | 1012951.469 | kWh | RES
8784 | 0 | 0 | [6 empty] | 2019-06-06 | 21 | 2.2887 | 974518.6436 | kWh | RES
8784 | 0 | 0 | [6 empty] | 2019-06-06 | 22 | 2.2364 | 952270.9427 | kWh | RES
8784 | 0 | 0 | [6 empty] | 2019-06-06 | 23 | 1.9966 | 850139.8822 | kWh | RES
8784 | 0 | 0 | [6 empty] | 2019-06-06 | 24 | 1.7616 | 750101.5892 | kWh | RES
8784 | 0 | 0 | [6 empty] | 2019-06-07 | 1 | 1.5502 | 660061.8505 | kWh | RES
8784 | 0 | 0 | [6 empty] | 2019-06-07 | 2 | 1.4009 | 596497.6386 | kWh | RES
8784 | 0 | 0 | [6 empty] | 2019-06-07 | 3 | 1.2796 | 544828.5383 | kWh | RES
8784 | 0 | 0 | [6 empty] | 2019-06-07 | 4 | 1.2137 | 516804.6841 | kWh | RES
8784 | 0 | 0 | [6 empty] | 2019-06-07 | 5 | 1.1596 | 493732.604 | kWh | RES
8784 | 0 | 0 | [6 empty] | 2019-06-07 | 6 | 1.199 | 510538.6901 | kWh | RES
8784 | 0 | 0 | [6 empty] | 2019-06-07 | 7 | 1.2665 | 539284.7974 | kWh | RES
8784 | 0 | 0 | [6 empty] | 2019-06-07 | 8 | 1.2739 | 542416.539 | kWh | RES
8784 | 0 | 0 | [6 empty] | 2019-06-07 | 9 | 1.3218 | 562817.5165 | kWh | RES
8784 | 0 | 0 | [6 empty] | 2019-06-07 | 10 | 1.4197 | 604484.1441 | kWh | RES
8784 | 0 | 0 | [6 empty] | 2019-06-07 | 11 | 1.5709 | 668897.8902 | kWh | RES
8784 | 0 | 0 | [6 empty] | 2019-06-07 | 12 | 1.7875 | 761108.2368 | kWh | RES
8784 | 0 | 0 | [6 empty] | 2019-06-07 | 13 | 2.0769 | 884353.6285 | kWh | RES
8784 | 0 | 0 | [6 empty] | 2019-06-07 | 14 | 2.3001 | 979357.4585 | kWh | RES
8784 | 0 | 0 | [6 empty] | 2019-06-07 | 15 | 2.3424 | 997375.9987 | kWh | RES
8784 | 0 | 0 | [6 empty] | 2019-06-07 | 16 | 2.0981 | 893378.3596 | kWh | RES
8784 | 0 | 0 | [6 empty] | 2019-06-07 | 17 | 2.115 | 900570.1268 | kWh | RES
8784 | 0 | 0 | [6 empty] | 2019-06-07 | 18 | 2.1635 | 921225.6429 | kWh | RES
8784 | 0 | 0 | [6 empty] | 2019-06-07 | 19 | 2.1587 | 919164.809 | kWh | RES
8784 | 0 | 0 | [6 empty] | 2019-06-07 | 20 | 2.0485 | 872251.0828 | kWh | RES
8784 | 0 | 0 | [6 empty] | 2019-06-07 | 21 | 1.9783 | 842365.0339 | kWh | RES
8784 | 0 | 0 | [6 empty] | 2019-06-07 | 22 | 1.8883 | 804048.2259 | kWh | RES
8784 | 0 | 0 | [6 empty] | 2019-06-07 | 23 | 1.8003 | 766544.4211 | kWh | RES
8784 | 0 | 0 | [6 empty] | 2019-06-07 | 24 | 1.5819 | 673577.2416 | kWh | RES
8784 | 0 | 0 | [6 empty] | 2019-06-08 | 1 | 1.4361 | 611504.4836 | kWh | RES
8784 | 0 | 0 | [6 empty] | 2019-06-08 | 2 | 1.2585 | 535854.3717 | kWh | RES
8784 | 0 | 0 | [6 empty] | 2019-06-08 | 3 | 1.1506 | 489907.1046 | kWh | RES
8784 | 0 | 0 | [6 empty] | 2019-06-08 | 4 | 1.0678 | 454670.0816 | kWh | RES
8784 | 0 | 0 | [6 empty] | 2019-06-08 | 5 | 1.0291 | 438181.1469 | kWh | RES
8784 | 0 | 0 | [6 empty] | 2019-06-08 | 6 | 1.0183 | 433571.9885 | kWh | RES
8784 | 0 | 0 | [6 empty] | 2019-06-08 | 7 | 1.0818 | 460622.9589 | kWh | RES
8784 | 0 | 0 | [6 empty] | 2019-06-08 | 8 | 1.1307 | 481431.8887 | kWh | RES
8784 | 0 | 0 | [6 empty] | 2019-06-08 | 9 | 1.3028 | 554722.7077 | kWh | RES
8784 | 0 | 0 | [6 empty] | 2019-06-08 | 10 | 1.4616 | 622361.3622 | kWh | RES
8784 | 0 | 0 | [6 empty] | 2019-06-08 | 11 | 1.6185 | 689142.468 | kWh | RES
8784 | 0 | 0 | [6 empty] | 2019-06-08 | 12 | 1.8269 | 777899.4706 | kWh | RES
8784 | 0 | 0 | [6 empty] | 2019-06-08 | 13 | 1.9498 | 830201.555 | kWh | RES
8784 | 0 | 0 | [6 empty] | 2019-06-08 | 14 | 2.0382 | 867840.3867 | kWh | RES
8784 | 0 | 0 | [6 empty] | 2019-06-08 | 15 | 2.2492 | 957693.0875 | kWh | RES
8784 | 0 | 0 | [6 empty] | 2019-06-08 | 16 | 2.4335 | 1036173.401 | kWh | RES
8784 | 0 | 0 | [6 empty] | 2019-06-08 | 17 | 2.5824 | 1099589.887 | kWh | RES
8784 | 0 | 0 | [6 empty] | 2019-06-08 | 18 | 2.5304 | 1077429.423 | kWh | RES
8784 | 0 | 0 | [6 empty] | 2019-06-08 | 19 | 2.4619 | 1048261.444 | kWh | RES
8784 | 0 | 0 | [6 empty] | 2019-06-08 | 20 | 2.3086 | 982987.383 | kWh | RES
8784 | 0 | 0 | [6 empty] | 2019-06-08 | 21 | 2.0681 | 880589.9749 | kWh | RES
8784 | 0 | 0 | [6 empty] | 2019-06-08 | 22 | 1.9064 | 811745.9224 | kWh | RES
8784 | 0 | 0 | [6 empty] | 2019-06-08 | 23 | 1.7178 | 731427.449 | kWh | RES
8784 | 0 | 0 | [6 empty] | 2019-06-08 | 24 | 1.5742 | 670300.2111 | kWh | RES
8784 | 0 | 0 | [6 empty] | 2019-06-09 | 1 | 1.3793 | 587318.3314 | kWh | RES
8784 | 0 | 0 | [6 empty] | 2019-06-09 | 2 | 1.2332 | 525084.9282 | kWh | RES
8784 | 0 | 0 | [6 empty] | 2019-06-09 | 3 | 1.1148 | 474684.6777 | kWh | RES
8784 | 0 | 0 | [6 empty] | 2019-06-09 | 4 | 1.0362 | 441225.5791 | kWh | RES
8784 | 0 | 0 | [6 empty] | 2019-06-09 | 5 | 0.97484 | 415084.0715 | kWh | RES
8784 | 0 | 0 | [6 empty] | 2019-06-09 | 6 | 0.9735 | 414513.9756 | kWh | RES
8784 | 0 | 0 | [6 empty] | 2019-06-09 | 7 | 0.99119 | 422042.9751 | kWh | RES
8784 | 0 | 0 | [6 empty] | 2019-06-09 | 8 | 1.1013 | 468930.3194 | kWh | RES
8784 | 0 | 0 | [6 empty] | 2019-06-09 | 9 | 1.2945 | 551176.5187 | kWh | RES
8784 | 0 | 0 | [6 empty] | 2019-06-09 | 10 | 1.5161 | 645563.8893 | kWh | RES
8784 | 0 | 0 | [6 empty] | 2019-06-09 | 11 | 1.7542 | 746944.4567 | kWh | RES
8784 | 0 | 0 | [6 empty] | 2019-06-09 | 12 | 2.022 | 860950.0151 | kWh | RES
8784 | 0 | 0 | [6 empty] | 2019-06-09 | 13 | 2.1842 | 930022.3153 | kWh | RES
8784 | 0 | 0 | [6 empty] | 2019-06-09 | 14 | 2.1295 | 906714.4515 | kWh | RES
8784 | 0 | 0 | [6 empty] | 2019-06-09 | 15 | 2.2032 | 938102.309 | kWh | RES
8784 | 0 | 0 | [6 empty] | 2019-06-09 | 16 | 2.2989 | 978868.2083 | kWh | RES
8784 | 0 | 0 | [6 empty] | 2019-06-09 | 17 | 2.3694 | 1008899.114 | kWh | RES
8784 | 0 | 0 | [6 empty] | 2019-06-09 | 18 | 2.3343 | 993929.6494 | kWh | RES
8784 | 0 | 0 | [6 empty] | 2019-06-09 | 19 | 2.1209 | 903055.5876 | kWh | RES
8784 | 0 | 0 | [6 empty] | 2019-06-09 | 20 | 2.0054 | 853877.1961 | kWh | RES
8784 | 0 | 0 | [6 empty] | 2019-06-09 | 21 | 1.9535 | 831774.9574 | kWh | RES
8784 | 0 | 0 | [6 empty] | 2019-06-09 | 22 | 1.8459 | 785992.061 | kWh | RES
8784 | 0 | 0 | [6 empty] | 2019-06-09 | 23 | 1.6688 | 710570.5894 | kWh | RES
8784 | 0 | 0 | [6 empty] | 2019-06-09 | 24 | 1.4225 | 605702.0695 | kWh | RES
8784 | 0 | 0 | [6 empty] | 2019-06-10 | 1 | 1.1978 | 510015.9697 | kWh | RES
8784 | 0 | 0 | [6 empty] | 2019-06-10 | 2 | 1.0523 | 448049.7429 | kWh | RES
8784 | 0 | 0 | [6 empty] | 2019-06-10 | 3 | 0.95009 | 404542.9602 | kWh | RES
8784 | 0 | 0 | [6 empty] | 2019-06-10 | 4 | 0.90071 | 383519.0617 | kWh | RES
8784 | 0 | 0 | [6 empty] | 2019-06-10 | 5 | 0.89543 | 381270.1491 | kWh | RES
8784 | 0 | 0 | [6 empty] | 2019-06-10 | 6 | 0.93024 | 396091.1468 | kWh | RES
8784 | 0 | 0 | [6 empty] | 2019-06-10 | 7 | 1.0309 | 438968.7779 | kWh | RES
8784 | 0 | 0 | [6 empty] | 2019-06-10 | 8 | 1.0914 | 464703.949 | kWh | RES
8784 | 0 | 0 | [6 empty] | 2019-06-10 | 9 | 1.1403 | 485517.8487 | kWh | RES
8784 | 0 | 0 | [6 empty] | 2019-06-10 | 10 | 1.3095 | 557558.6739 | kWh | RES
8784 | 0 | 0 | [6 empty] | 2019-06-10 | 11 | 1.5645 | 666142.5742 | kWh | RES
8784 | 0 | 0 | [6 empty] | 2019-06-10 | 12 | 1.8651 | 794150.3008 | kWh | RES
8784 | 0 | 0 | [6 empty] | 2019-06-10 | 13 | 2.1299 | 906909.6857 | kWh | RES
8784 | 0 | 0 | [6 empty] | 2019-06-10 | 14 | 2.37 | 1009128.452 | kWh | RES
8784 | 0 | 0 | [6 empty] | 2019-06-10 | 15 | 2.3602 | 1004958.575 | kWh | RES
8784 | 0 | 0 | [6 empty] | 2019-06-10 | 16 | 2.1368 | 909857.0469 | kWh | RES
8784 | 0 | 0 | [6 empty] | 2019-06-10 | 17 | 2.2308 | 949865.1256 | kWh | RES
8784 | 0 | 0 | [6 empty] | 2019-06-10 | 18 | 2.3803 | 1013534.244 | kWh | RES
8784 | 0 | 0 | [6 empty] | 2019-06-10 | 19 | 2.4064 | 1024624.613 | kWh | RES
8784 | 0 | 0 | [6 empty] | 2019-06-10 | 20 | 2.3194 | 987598.1119 | kWh | RES
8784 | 0 | 0 | [6 empty] | 2019-06-10 | 21 | 2.2175 | 944189.9248 | kWh | RES
8784 | 0 | 0 | [6 empty] | 2019-06-10 | 22 | 2.126 | 905238.2569 | kWh | RES
8784 | 0 | 0 | [6 empty] | 2019-06-10 | 23 | 1.9172 | 816332.808 | kWh | RES
8784 | 0 | 0 | [6 empty] | 2019-06-10 | 24 | 1.6195 | 689570.8003 | kWh | RES
8784 | 0 | 0 | [6 empty] | 2019-06-11 | 1 | 1.4288 | 608385.9846 | kWh | RES
8784 | 0 | 0 | [6 empty] | 2019-06-11 | 2 | 1.2445 | 529901.4883 | kWh | RES
8784 | 0 | 0 | [6 empty] | 2019-06-11 | 3 | 1.1215 | 477532.8296 | kWh | RES
8784 | 0 | 0 | [6 empty] | 2019-06-11 | 4 | 1.0491 | 446717.6681 | kWh | RES
8784 | 0 | 0 | [6 empty] | 2019-06-11 | 5 | 1.0044 | 427685.8724 | kWh | RES
8784 | 0 | 0 | [6 empty] | 2019-06-11 | 6 | 1.0094 | 429808.9286 | kWh | RES
8784 | 0 | 0 | [6 empty] | 2019-06-11 | 7 | 1.1145 | 474562.4134 | kWh | RES
8784 | 0 | 0 | [6 empty] | 2019-06-11 | 8 | 1.1362 | 483770.5479 | kWh | RES
8784 | 0 | 0 | [6 empty] | 2019-06-11 | 9 | 1.2108 | 515553.7731 | kWh | RES
8784 | 0 | 0 | [6 empty] | 2019-06-11 | 10 | 1.3503 | 574973.0644 | kWh | RES
8784 | 0 | 0 | [6 empty] | 2019-06-11 | 11 | 1.5687 | 667927.8624 | kWh | RES
8784 | 0 | 0 | [6 empty] | 2019-06-11 | 12 | 1.836 | 781767.1643 | kWh | RES
8784 | 0 | 0 | [6 empty] | 2019-06-11 | 13 | 2.0755 | 883752.1676 | kWh | RES
8784 | 0 | 0 | [6 empty] | 2019-06-11 | 14 | 2.2983 | 978606.2496 | kWh | RES
8784 | 0 | 0 | [6 empty] | 2019-06-11 | 15 | 2.4721 | 1052630.288 | kWh | RES
8784 | 0 | 0 | [6 empty] | 2019-06-11 | 16 | 2.4679 | 1050807.657 | kWh | RES
8784 | 0 | 0 | [6 empty] | 2019-06-11 | 17 | 2.3282 | 991343.136 | kWh | RES
8784 | 0 | 0 | [6 empty] | 2019-06-11 | 18 | 2.2928 | 976246.1604 | kWh | RES
8784 | 0 | 0 | [6 empty] | 2019-06-11 | 19 | 2.2119 | 941830.5209 | kWh | RES
8784 | 0 | 0 | [6 empty] | 2019-06-11 | 20 | 2.1276 | 905928.4749 | kWh | RES
8784 | 0 | 0 | [6 empty] | 2019-06-11 | 21 | 2.002 | 852430.4618 | kWh | RES
8784 | 0 | 0 | [6 empty] | 2019-06-11 | 22 | 1.9089 | 812780.7984 | kWh | RES
8784 | 0 | 0 | [6 empty] | 2019-06-11 | 23 | 1.7634 | 750839.338 | kWh | RES
8784 | 0 | 0 | [6 empty] | 2019-06-11 | 24 | 1.507 | 641663.2169 | kWh | RES
8784 | 0 | 0 | [6 empty] | 2019-06-12 | 1 | 1.3028 | 554713.6634 | kWh | RES
8784 | 0 | 0 | [6 empty] | 2019-06-12 | 2 | 1.1667 | 496778.6257 | kWh | RES
8784 | 0 | 0 | [6 empty] | 2019-06-12 | 3 | 1.0574 | 450215.7004 | kWh | RES
8784 | 0 | 0 | [6 empty] | 2019-06-12 | 4 | 1.0085 | 429403.895 | kWh | RES
8784 | 0 | 0 | [6 empty] | 2019-06-12 | 5 | 0.99095 | 421941.0545 | kWh | RES
8784 | 0 | 0 | [6 empty] | 2019-06-12 | 6 | 1.0298 | 438483.1911 | kWh | RES
8784 | 0 | 0 | [6 empty] | 2019-06-12 | 7 | 1.1023 | 469354.1114 | kWh | RES
8784 | 0 | 0 | [6 empty] | 2019-06-12 | 8 | 1.1524 | 490691.9973 | kWh | RES
8784 | 0 | 0 | [6 empty] | 2019-06-12 | 9 | 1.2233 | 520860.6017 | kWh | RES
8784 | 0 | 0 | [6 empty] | 2019-06-12 | 10 | 1.397 | 594854.2971 | kWh | RES
8784 | 0 | 0 | [6 empty] | 2019-06-12 | 11 | 1.6214 | 690380.302 | kWh | RES
8784 | 0 | 0 | [6 empty] | 2019-06-12 | 12 | 1.6203 | 689931.0957 | kWh | RES
8784 | 0 | 0 | [6 empty] | 2019-06-12 | 13 | 1.4477 | 616421.693 | kWh | RES
8784 | 0 | 0 | [6 empty] | 2019-06-12 | 14 | 1.4457 | 615589.3725 | kWh | RES
8784 | 0 | 0 | [6 empty] | 2019-06-12 | 15 | 1.5683 | 667793.6798 | kWh | RES
8784 | 0 | 0 | [6 empty] | 2019-06-12 | 16 | 1.7925 | 763238.9699 | kWh | RES
8784 | 0 | 0 | [6 empty] | 2019-06-12 | 17 | 1.9436 | 827587.5545 | kWh | RES
8784 | 0 | 0 | [6 empty] | 2019-06-12 | 18 | 1.943 | 827306.5844 | kWh | RES
8784 | 0 | 0 | [6 empty] | 2019-06-12 | 19 | 1.8321 | 780111.2238 | kWh | RES
8784 | 0 | 0 | [6 empty] | 2019-06-12 | 20 | 1.7303 | 736738.089 | kWh | RES
8784 | 0 | 0 | [6 empty] | 2019-06-12 | 21 | 1.7343 | 738459.2106 | kWh | RES
8784 | 0 | 0 | [6 empty] | 2019-06-12 | 22 | 1.6542 | 704349.211 | kWh | RES
8784 | 0 | 0 | [6 empty] | 2019-06-12 | 23 | 1.5534 | 661413.4228 | kWh | RES
8784 | 0 | 0 | [6 empty] | 2019-06-12 | 24 | 1.2771 | 543792.6765 | kWh | RES
8784 | 0 | 0 | [6 empty] | 2019-06-13 | 1 | 1.0878 | 463182.7443 | kWh | RES
8784 | 0 | 0 | [6 empty] | 2019-06-13 | 2 | 0.97218 | 413951.2163 | kWh | RES
8784 | 0 | 0 | [6 empty] | 2019-06-13 | 3 | 0.89584 | 381446.8101 | kWh | RES
8784 | 0 | 0 | [6 empty] | 2019-06-13 | 4 | 0.87026 | 370553.9852 | kWh | RES
8784 | 0 | 0 | [6 empty] | 2019-06-13 | 5 | 0.89274 | 380126.7782 | kWh | RES
8784 | 0 | 0 | [6 empty] | 2019-06-13 | 6 | 0.94382 | 401874.5514 | kWh | RES
8784 | 0 | 0 | [6 empty] | 2019-06-13 | 7 | 1.0807 | 460146.9365 | kWh | RES
8784 | 0 | 0 | [6 empty] | 2019-06-13 | 8 | 1.1114 | 473237.3017 | kWh | RES
8784 | 0 | 0 | [6 empty] | 2019-06-13 | 9 | 1.1035 | 469850.5057 | kWh | RES
8784 | 0 | 0 | [6 empty] | 2019-06-13 | 10 | 1.0965 | 466883.1156 | kWh | RES
8784 | 0 | 0 | [6 empty] | 2019-06-13 | 11 | 1.1781 | 501641.8413 | kWh | RES
8784 | 0 | 0 | [6 empty] | 2019-06-13 | 12 | 1.3208 | 562371.091 | kWh | RES
8784 | 0 | 0 | [6 empty] | 2019-06-13 | 13 | 1.5475 | 658935.1917 | kWh | RES
8784 | 0 | 0 | [6 empty] | 2019-06-13 | 14 | 1.7997 | 766295.4937 | kWh | RES
8784 | 0 | 0 | [6 empty] | 2019-06-13 | 15 | 1.9291 | 821382.6541 | kWh | RES
8784 | 0 | 0 | [6 empty] | 2019-06-13 | 16 | 2.0594 | 876894.4264 | kWh | RES
8784 | 0 | 0 | [6 empty] | 2019-06-13 | 17 | 2.1575 | 918643.6258 | kWh | RES
8784 | 0 | 0 | [6 empty] | 2019-06-13 | 18 | 2.1508 | 915803.3148 | kWh | RES
8784 | 0 | 0 | [6 empty] | 2019-06-13 | 19 | 2.0814 | 886237.1735 | kWh | RES
8784 | 0 | 0 | [6 empty] | 2019-06-13 | 20 | 1.9758 | 841270.774 | kWh | RES
8784 | 0 | 0 | [6 empty] | 2019-06-13 | 21 | 1.8958 | 807228.5332 | kWh | RES
8784 | 0 | 0 | [6 empty] | 2019-06-13 | 22 | 1.8345 | 781110.8226 | kWh | RES
8784 | 0 | 0 | [6 empty] | 2019-06-13 | 23 | 1.7022 | 724774.9359 | kWh | RES
8784 | 0 | 0 | [6 empty] | 2019-06-13 | 24 | 1.4485 | 616768.5849 | kWh | RES
8784 | 0 | 0 | [6 empty] | 2019-06-14 | 1 | 1.2522 | 533169.3317 | kWh | RES
8784 | 0 | 0 | [6 empty] | 2019-06-14 | 2 | 1.0917 | 464836.2999 | kWh | RES
8784 | 0 | 0 | [6 empty] | 2019-06-14 | 3 | 0.96524 | 410993.6555 | kWh | RES
8784 | 0 | 0 | [6 empty] | 2019-06-14 | 4 | 0.90036 | 383370.3349 | kWh | RES
8784 | 0 | 0 | [6 empty] | 2019-06-14 | 5 | 0.85741 | 365080.3899 | kWh | RES
8784 | 0 | 0 | [6 empty] | 2019-06-14 | 6 | 0.90536 | 385500.4469 | kWh | RES
8784 | 0 | 0 | [6 empty] | 2019-06-14 | 7 | 0.99357 | 423058.2077 | kWh | RES
8784 | 0 | 0 | [6 empty] | 2019-06-14 | 8 | 1.028 | 437701.3419 | kWh | RES
8784 | 0 | 0 | [6 empty] | 2019-06-14 | 9 | 1.0631 | 452645.838 | kWh | RES
8784 | 0 | 0 | [6 empty] | 2019-06-14 | 10 | 1.1876 | 505693.0187 | kWh | RES
8784 | 0 | 0 | [6 empty] | 2019-06-14 | 11 | 1.4029 | 597338.6757 | kWh | RES
8784 | 0 | 0 | [6 empty] | 2019-06-14 | 12 | 1.6096 | 685373.1885 | kWh | RES
8784 | 0 | 0 | [6 empty] | 2019-06-14 | 13 | 1.7617 | 750128.471 | kWh | RES
8784 | 0 | 0 | [6 empty] | 2019-06-14 | 14 | 1.9772 | 841903.1729 | kWh | RES
8784 | 0 | 0 | [6 empty] | 2019-06-14 | 15 | 2.1103 | 898563.5907 | kWh | RES
8784 | 0 | 0 | [6 empty] | 2019-06-14 | 16 | 2.27 | 966562.8907 | kWh | RES
8784 | 0 | 0 | [6 empty] | 2019-06-14 | 17 | 2.3523 | 1001594.76 | kWh | RES
8784 | 0 | 0 | [6 empty] | 2019-06-14 | 18 | 2.402 | 1022781.989 | kWh | RES
8784 | 0 | 0 | [6 empty] | 2019-06-14 | 19 | 2.3599 | 1004815.802 | kWh | RES
8784 | 0 | 0 | [6 empty] | 2019-06-14 | 20 | 2.2377 | 952794.7943 | kWh | RES
8784 | 0 | 0 | [6 empty] | 2019-06-14 | 21 | 2.0554 | 875168.6506 | kWh | RES
8784 | 0 | 0 | [6 empty] | 2019-06-14 | 22 | 1.9052 | 811223.6221 | kWh | RES
8784 | 0 | 0 | [6 empty] | 2019-06-14 | 23 | 1.729 | 736211.7847 | kWh | RES
8784 | 0 | 0 | [6 empty] | 2019-06-14 | 24 | 1.5047 | 640714.8199 | kWh | RES
8784 | 0 | 0 | [6 empty] | 2019-06-15 | 1 | 1.2889 | 548825.7008 | kWh | RES
8784 | 0 | 0 | [6 empty] | 2019-06-15 | 2 | 1.0769 | 458536.7149 | kWh | RES
8784 | 0 | 0 | [6 empty] | 2019-06-15 | 3 | 0.9415 | 400888.7761 | kWh | RES
8784 | 0 | 0 | [6 empty] | 2019-06-15 | 4 | 0.86667 | 369025.1777 | kWh | RES
8784 | 0 | 0 | [6 empty] | 2019-06-15 | 5 | 0.83571 | 355841.4063 | kWh | RES
8784 | 0 | 0 | [6 empty] | 2019-06-15 | 6 | 0.82929 | 353107.9453 | kWh | RES
8784 | 0 | 0 | [6 empty] | 2019-06-15 | 7 | 0.84339 | 359112.3871 | kWh | RES
8784 | 0 | 0 | [6 empty] | 2019-06-15 | 8 | 0.96759 | 411998.0489 | kWh | RES
8784 | 0 | 0 | [6 empty] | 2019-06-15 | 9 | 1.1846 | 504381.1602 | kWh | RES
8784 | 0 | 0 | [6 empty] | 2019-06-15 | 10 | 1.4377 | 612175.1236 | kWh | RES
8784 | 0 | 0 | [6 empty] | 2019-06-15 | 11 | 1.6607 | 707125.878 | kWh | RES
8784 | 0 | 0 | [6 empty] | 2019-06-15 | 12 | 1.8381 | 782673.2557 | kWh | RES
8784 | 0 | 0 | [6 empty] | 2019-06-15 | 13 | 2 | 851590.9392 | kWh | RES
8784 | 0 | 0 | [6 empty] | 2019-06-15 | 14 | 2.1455 | 913540.5518 | kWh | RES
8784 | 0 | 0 | [6 empty] | 2019-06-15 | 15 | 2.3571 | 1003635.595 | kWh | RES
8784 | 0 | 0 | [6 empty] | 2019-06-15 | 16 | 2.4691 | 1051345.431 | kWh | RES
8784 | 0 | 0 | [6 empty] | 2019-06-15 | 17 | 2.5748 | 1096326.121 | kWh | RES
8784 | 0 | 0 | [6 empty] | 2019-06-15 | 18 | 2.6036 | 1108589.379 | kWh | RES
8784 | 0 | 0 | [6 empty] | 2019-06-15 | 19 | 2.5286 | 1076675.183 | kWh | RES
8784 | 0 | 0 | [6 empty] | 2019-06-15 | 20 | 2.4124 | 1027184.885 | kWh | RES
8784 | 0 | 0 | [6 empty] | 2019-06-15 | 21 | 2.2449 | 955878.9195 | kWh | RES
8784 | 0 | 0 | [6 empty] | 2019-06-15 | 22 | 2.0973 | 893038.6012 | kWh | RES
8784 | 0 | 0 | [6 empty] | 2019-06-15 | 23 | 1.9148 | 815316.215 | kWh | RES
8784 | 0 | 0 | [6 empty] | 2019-06-15 | 24 | 1.6654 | 709112.3911 | kWh | RES
8784 | 0 | 0 | [6 empty] | 2019-06-16 | 1 | 1.478 | 629308.4439 | kWh | RES
8784 | 0 | 0 | [6 empty] | 2019-06-16 | 2 | 1.2735 | 542262.8279 | kWh | RES
8784 | 0 | 0 | [6 empty] | 2019-06-16 | 3 | 1.1494 | 489425.2787 | kWh | RES
8784 | 0 | 0 | [6 empty] | 2019-06-16 | 4 | 1.0383 | 442104.3293 | kWh | RES
8784 | 0 | 0 | [6 empty] | 2019-06-16 | 5 | 0.98646 | 420029.9141 | kWh | RES
8784 | 0 | 0 | [6 empty] | 2019-06-16 | 6 | 0.94897 | 404069.4097 | kWh | RES
8784 | 0 | 0 | [6 empty] | 2019-06-16 | 7 | 0.95593 | 407032.3751 | kWh | RES
8784 | 0 | 0 | [6 empty] | 2019-06-16 | 8 | 1.0961 | 466698.5442 | kWh | RES
8784 | 0 | 0 | [6 empty] | 2019-06-16 | 9 | 1.373 | 584600.7849 | kWh | RES
8784 | 0 | 0 | [6 empty] | 2019-06-16 | 10 | 1.6535 | 704038.871 | kWh | RES
8784 | 0 | 0 | [6 empty] | 2019-06-16 | 11 | 1.9119 | 814060.4238 | kWh | RES
8784 | 0 | 0 | [6 empty] | 2019-06-16 | 12 | 2.1818 | 928991.7297 | kWh | RES
8784 | 0 | 0 | [6 empty] | 2019-06-16 | 13 | 2.2486 | 957430.9744 | kWh | RES
8784 | 0 | 0 | [6 empty] | 2019-06-16 | 14 | 2.2982 | 978579.9847 | kWh | RES
8784 | 0 | 0 | [6 empty] | 2019-06-16 | 15 | 2.3403 | 996491.2904 | kWh | RES
8784 | 0 | 0 | [6 empty] | 2019-06-16 | 16 | 2.3712 | 1009662.958 | kWh | RES
8784 | 0 | 0 | [6 empty] | 2019-06-16 | 17 | 2.57 | 1094295.215 | kWh | RES
8784 | 0 | 0 | [6 empty] | 2019-06-16 | 18 | 2.6395 | 1123873.458 | kWh | RES
8784 | 0 | 0 | [6 empty] | 2019-06-16 | 19 | 2.6141 | 1113072.803 | kWh | RES
8784 | 0 | 0 | [6 empty] | 2019-06-16 | 20 | 2.4805 | 1056204.04 | kWh | RES
8784 | 0 | 0 | [6 empty] | 2019-06-16 | 21 | 2.3608 | 1005233.562 | kWh | RES
8784 | 0 | 0 | [6 empty] | 2019-06-16 | 22 | 2.2536 | 959569.9606 | kWh | RES
8784 | 0 | 0 | [6 empty] | 2019-06-16 | 23 | 2.0424 | 869645.1514 | kWh | RES
8784 | 0 | 0 | [6 empty] | 2019-06-16 | 24 | 1.751 | 745567.7869 | kWh | RES
8784 | 0 | 0 | [6 empty] | 2019-06-17 | 1 | 1.4898 | 634363.9537 | kWh | RES
8784 | 0 | 0 | [6 empty] | 2019-06-17 | 2 | 1.3061 | 556134.8808 | kWh | RES
8784 | 0 | 0 | [6 empty] | 2019-06-17 | 3 | 1.1429 | 486639.3829 | kWh | RES
8784 | 0 | 0 | [6 empty] | 2019-06-17 | 4 | 1.0431 | 444146.2518 | kWh | RES
8784 | 0 | 0 | [6 empty] | 2019-06-17 | 5 | 1.015 | 432175.7621 | kWh | RES
8784 | 0 | 0 | [6 empty] | 2019-06-17 | 6 | 1.027 | 437313.3192 | kWh | RES
8784 | 0 | 0 | [6 empty] | 2019-06-17 | 7 | 1.111 | 473063.05 | kWh | RES
8784 | 0 | 0 | [6 empty] | 2019-06-17 | 8 | 1.1484 | 489001.9227 | kWh | RES
8784 | 0 | 0 | [6 empty] | 2019-06-17 | 9 | 1.2426 | 529076.9943 | kWh | RES
8784 | 0 | 0 | [6 empty] | 2019-06-17 | 10 | 1.4336 | 610430.822 | kWh | RES
8784 | 0 | 0 | [6 empty] | 2019-06-17 | 11 | 1.6954 | 721895.8071 | kWh | RES
8784 | 0 | 0 | [6 empty] | 2019-06-17 | 12 | 1.9275 | 820733.9923 | kWh | RES
8784 | 0 | 0 | [6 empty] | 2019-06-17 | 13 | 2.0398 | 868542.1461 | kWh | RES
8784 | 0 | 0 | [6 empty] | 2019-06-17 | 14 | 1.9016 | 809686.7164 | kWh | RES
8784 | 0 | 0 | [6 empty] | 2019-06-17 | 15 | 1.9184 | 816848.5191 | kWh | RES
8784 | 0 | 0 | [6 empty] | 2019-06-17 | 16 | 2.0874 | 888811.822 | kWh | RES
8784 | 0 | 0 | [6 empty] | 2019-06-17 | 17 | 2.1653 | 921955.0239 | kWh | RES
8784 | 0 | 0 | [6 empty] | 2019-06-17 | 18 | 2.1902 | 932557.9348 | kWh | RES
8784 | 0 | 0 | [6 empty] | 2019-06-17 | 19 | 2.2419 | 954612.3244 | kWh | RES
8784 | 0 | 0 | [6 empty] | 2019-06-17 | 20 | 2.2021 | 937664.8205 | kWh | RES
8784 | 0 | 0 | [6 empty] | 2019-06-17 | 21 | 2.1156 | 900809.1725 | kWh | RES
8784 | 0 | 0 | [6 empty] | 2019-06-17 | 22 | 2.0139 | 857495.2487 | kWh | RES
8784 | 0 | 0 | [6 empty] | 2019-06-17 | 23 | 1.8337 | 780765.0125 | kWh | RES
8784 | 0 | 0 | [6 empty] | 2019-06-17 | 24 | 1.5772 | 671548.3134 | kWh | RES
8784 | 0 | 0 | [6 empty] | 2019-06-18 | 1 | 1.3454 | 572882.7263 | kWh | RES
8784 | 0 | 0 | [6 empty] | 2019-06-18 | 2 | 1.1878 | 505756.8386 | kWh | RES
8784 | 0 | 0 | [6 empty] | 2019-06-18 | 3 | 1.0673 | 454441.5596 | kWh | RES
8784 | 0 | 0 | [6 empty] | 2019-06-18 | 4 | 0.9816 | 417961.6348 | kWh | RES
8784 | 0 | 0 | [6 empty] | 2019-06-18 | 5 | 0.95671 | 407364.6425 | kWh | RES
8784 | 0 | 0 | [6 empty] | 2019-06-18 | 6 | 0.97267 | 414160.8894 | kWh | RES
8784 | 0 | 0 | [6 empty] | 2019-06-18 | 7 | 1.1032 | 469727.1933 | kWh | RES
8784 | 0 | 0 | [6 empty] | 2019-06-18 | 8 | 1.128 | 480315.1089 | kWh | RES
8784 | 0 | 0 | [6 empty] | 2019-06-18 | 9 | 1.1481 | 488865.23 | kWh | RES
8784 | 0 | 0 | [6 empty] | 2019-06-18 | 10 | 1.2382 | 527236.0348 | kWh | RES
8784 | 0 | 0 | [6 empty] | 2019-06-18 | 11 | 1.4525 | 618457.8844 | kWh | RES
8784 | 0 | 0 | [6 empty] | 2019-06-18 | 12 | 1.7048 | 725915.3601 | kWh | RES
8784 | 0 | 0 | [6 empty] | 2019-06-18 | 13 | 1.973 | 840113.5613 | kWh | RES
8784 | 0 | 0 | [6 empty] | 2019-06-18 | 14 | 2.1937 | 934077.7623 | kWh | RES
8784 | 0 | 0 | [6 empty] | 2019-06-18 | 15 | 2.3187 | 987285.7349 | kWh | RES
8784 | 0 | 0 | [6 empty] | 2019-06-18 | 16 | 2.3706 | 1009406.313 | kWh | RES
8784 | 0 | 0 | [6 empty] | 2019-06-18 | 17 | 2.2518 | 958821.2577 | kWh | RES
8784 | 0 | 0 | [6 empty] | 2019-06-18 | 18 | 2.2074 | 939894.913 | kWh | RES
8784 | 0 | 0 | [6 empty] | 2019-06-18 | 19 | 2.2096 | 940841.5294 | kWh | RES
8784 | 0 | 0 | [6 empty] | 2019-06-18 | 20 | 2.1453 | 913443.8679 | kWh | RES
8784 | 0 | 0 | [6 empty] | 2019-06-18 | 21 | 2.1006 | 894406.444 | kWh | RES
8784 | 0 | 0 | [6 empty] | 2019-06-18 | 22 | 2.0033 | 853015.7941 | kWh | RES
8784 | 0 | 0 | [6 empty] | 2019-06-18 | 23 | 1.8378 | 782529.3051 | kWh | RES
8784 | 0 | 0 | [6 empty] | 2019-06-18 | 24 | 1.6249 | 691884.3768 | kWh | RES
8784 | 0 | 0 | [6 empty] | 2019-06-19 | 1 | 1.4106 | 600643.7844 | kWh | RES
8784 | 0 | 0 | [6 empty] | 2019-06-19 | 2 | 1.2428 | 529159.8681 | kWh | RES
8784 | 0 | 0 | [6 empty] | 2019-06-19 | 3 | 1.1552 | 491862.6099 | kWh | RES
8784 | 0 | 0 | [6 empty] | 2019-06-19 | 4 | 1.0694 | 455340.2414 | kWh | RES
8784 | 0 | 0 | [6 empty] | 2019-06-19 | 5 | 1.0421 | 443725.8008 | kWh | RES
8784 | 0 | 0 | [6 empty] | 2019-06-19 | 6 | 1.0961 | 466728.6143 | kWh | RES
8784 | 0 | 0 | [6 empty] | 2019-06-19 | 7 | 1.1993 | 510666.4264 | kWh | RES
8784 | 0 | 0 | [6 empty] | 2019-06-19 | 8 | 1.2464 | 530706.6134 | kWh | RES
8784 | 0 | 0 | [6 empty] | 2019-06-19 | 9 | 1.2097 | 515103.3602 | kWh | RES
8784 | 0 | 0 | [6 empty] | 2019-06-19 | 10 | 1.2423 | 528949.9767 | kWh | RES
8784 | 0 | 0 | [6 empty] | 2019-06-19 | 11 | 1.4102 | 600455.2025 | kWh | RES
8784 | 0 | 0 | [6 empty] | 2019-06-19 | 12 | 1.7208 | 732712.8039 | kWh | RES
8784 | 0 | 0 | [6 empty] | 2019-06-19 | 13 | 1.8771 | 799257.1402 | kWh | RES
8784 | 0 | 0 | [6 empty] | 2019-06-19 | 14 | 1.6935 | 721067.1394 | kWh | RES
8784 | 0 | 0 | [6 empty] | 2019-06-19 | 15 | 1.5206 | 647459.2463 | kWh | RES
8784 | 0 | 0 | [6 empty] | 2019-06-19 | 16 | 1.4603 | 621796.6662 | kWh | RES
8784 | 0 | 0 | [6 empty] | 2019-06-19 | 17 | 1.483 | 631457.3773 | kWh | RES
8784 | 0 | 0 | [6 empty] | 2019-06-19 | 18 | 1.6898 | 719507.3474 | kWh | RES
8784 | 0 | 0 | [6 empty] | 2019-06-19 | 19 | 1.7779 | 757029.9162 | kWh | RES
8784 | 0 | 0 | [6 empty] | 2019-06-19 | 20 | 1.795 | 764313.9059 | kWh | RES
8784 | 0 | 0 | [6 empty] | 2019-06-19 | 21 | 1.8168 | 773595.9079 | kWh | RES
8784 | 0 | 0 | [6 empty] | 2019-06-19 | 22 | 1.7754 | 755975.7705 | kWh | RES
8784 | 0 | 0 | [6 empty] | 2019-06-19 | 23 | 1.5938 | 678623.1996 | kWh | RES
8784 | 0 | 0 | [6 empty] | 2019-06-19 | 24 | 1.3693 | 583046.9506 | kWh | RES
8784 | 0 | 0 | [6 empty] | 2019-06-20 | 1 | 1.1993 | 510675.9587 | kWh | RES
8784 | 0 | 0 | [6 empty] | 2019-06-20 | 2 | 1.0935 | 465588.1327 | kWh | RES
8784 | 0 | 0 | [6 empty] | 2019-06-20 | 3 | 1.031 | 439005.3252 | kWh | RES
8784 | 0 | 0 | [6 empty] | 2019-06-20 | 4 | 1.0055 | 428120.0522 | kWh | RES
8784 | 0 | 0 | [6 empty] | 2019-06-20 | 5 | 1.0211 | 434791.0245 | kWh | RES
8784 | 0 | 0 | [6 empty] | 2019-06-20 | 6 | 1.0862 | 462520.7133 | kWh | RES
8784 | 0 | 0 | [6 empty] | 2019-06-20 | 7 | 1.2279 | 522841.3105 | kWh | RES
8784 | 0 | 0 | [6 empty] | 2019-06-20 | 8 | 1.304 | 555236.0161 | kWh | RES
8784 | 0 | 0 | [6 empty] | 2019-06-20 | 9 | 1.3576 | 578045.6885 | kWh | RES
8784 | 0 | 0 | [6 empty] | 2019-06-20 | 10 | 1.4946 | 636385.9354 | kWh | RES
8784 | 0 | 0 | [6 empty] | 2019-06-20 | 11 | 1.6079 | 684618.3701 | kWh | RES
8784 | 0 | 0 | [6 empty] | 2019-06-20 | 12 | 1.4861 | 632784.929 | kWh | RES
8784 | 0 | 0 | [6 empty] | 2019-06-20 | 13 | 1.4843 | 632007.1155 | kWh | RES
8784 | 0 | 0 | [6 empty] | 2019-06-20 | 14 | 1.6622 | 707764.6191 | kWh | RES
8784 | 0 | 0 | [6 empty] | 2019-06-20 | 15 | 1.6468 | 701202.6951 | kWh | RES
8784 | 0 | 0 | [6 empty] | 2019-06-20 | 16 | 1.6816 | 716008.1033 | kWh | RES
8784 | 0 | 0 | [6 empty] | 2019-06-20 | 17 | 1.8915 | 805381.2837 | kWh | RES
8784 | 0 | 0 | [6 empty] | 2019-06-20 | 18 | 2.2536 | 959584.797 | kWh | RES
8784 | 0 | 0 | [6 empty] | 2019-06-20 | 19 | 2.4042 | 1023714.257 | kWh | RES
8784 | 0 | 0 | [6 empty] | 2019-06-20 | 20 | 2.4238 | 1032065.58 | kWh | RES
8784 | 0 | 0 | [6 empty] | 2019-06-20 | 21 | 2.3739 | 1010787.453 | kWh | RES
8784 | 0 | 0 | [6 empty] | 2019-06-20 | 22 | 2.2679 | 965663.4884 | kWh | RES
8784 | 0 | 0 | [6 empty] | 2019-06-20 | 23 | 2.1195 | 902456.435 | kWh | RES
8784 | 0 | 0 | [6 empty] | 2019-06-20 | 24 | 1.7252 | 734575.5504 | kWh | RES
8784 | 0 | 0 | [6 empty] | 2019-06-21 | 1 | 1.4176 | 603622.6008 | kWh | RES
8784 | 0 | 0 | [6 empty] | 2019-06-21 | 2 | 1.2357 | 526172.2516 | kWh | RES
8784 | 0 | 0 | [6 empty] | 2019-06-21 | 3 | 1.0949 | 466192.838 | kWh | RES
8784 | 0 | 0 | [6 empty] | 2019-06-21 | 4 | 1.0472 | 445891.8757 | kWh | RES
8784 | 0 | 0 | [6 empty] | 2019-06-21 | 5 | 1.0703 | 455733.6889 | kWh | RES
8784 | 0 | 0 | [6 empty] | 2019-06-21 | 6 | 1.147 | 488370.7369 | kWh | RES
8784 | 0 | 0 | [6 empty] | 2019-06-21 | 7 | 1.2284 | 523040.2639 | kWh | RES
8784 | 0 | 0 | [6 empty] | 2019-06-21 | 8 | 1.3186 | 561448.8426 | kWh | RES
8784 | 0 | 0 | [6 empty] | 2019-06-21 | 9 | 1.4217 | 605364.6105 | kWh | RES
8784 | 0 | 0 | [6 empty] | 2019-06-21 | 10 | 1.6112 | 686050.4439 | kWh | RES
8784 | 0 | 0 | [6 empty] | 2019-06-21 | 11 | 1.8487 | 787177.7099 | kWh | RES
8784 | 0 | 0 | [6 empty] | 2019-06-21 | 12 | 2.09 | 889930.4592 | kWh | RES
8784 | 0 | 0 | [6 empty] | 2019-06-21 | 13 | 2.3693 | 1008827.433 | kWh | RES
8784 | 0 | 0 | [6 empty] | 2019-06-21 | 14 | 2.6187 | 1115018.127 | kWh | RES
8784 | 0 | 0 | [6 empty] | 2019-06-21 | 15 | 2.7861 | 1186291.522 | kWh | RES
8784 | 0 | 0 | [6 empty] | 2019-06-21 | 16 | 2.9576 | 1259337.975 | kWh | RES
8784 | 0 | 0 | [6 empty] | 2019-06-21 | 17 | 3.0852 | 1313665.266 | kWh | RES
8784 | 0 | 0 | [6 empty] | 2019-06-21 | 18 | 3.1569 | 1344186.464 | kWh | RES
8784 | 0 | 0 | [6 empty] | 2019-06-21 | 19 | 3.1406 | 1337247.388 | kWh | RES
8784 | 0 | 0 | [6 empty] | 2019-06-21 | 20 | 2.9903 | 1273268.783 | kWh | RES
8784 | 0 | 0 | [6 empty] | 2019-06-21 | 21 | 2.8192 | 1200398.356 | kWh | RES
8784 | 0 | 0 | [6 empty] | 2019-06-21 | 22 | 2.7025 | 1150695.287 | kWh | RES
8784 | 0 | 0 | [6 empty] | 2019-06-21 | 23 | 2.4944 | 1062091.308 | kWh | RES
8784 | 0 | 0 | [6 empty] | 2019-06-21 | 24 | 2.2445 | 955699.6099 | kWh | RES
8784 | 0 | 0 | [6 empty] | 2019-06-22 | 1 | 1.8949 | 806826.2913 | kWh | RES
8784 | 0 | 0 | [6 empty] | 2019-06-22 | 2 | 1.6589 | 706370.2621 | kWh | RES
8784 | 0 | 0 | [6 empty] | 2019-06-22 | 3 | 1.4958 | 636924.3435 | kWh | RES
8784 | 0 | 0 | [6 empty] | 2019-06-22 | 4 | 1.3639 | 580745.1938 | kWh | RES
8784 | 0 | 0 | [6 empty] | 2019-06-22 | 5 | 1.2788 | 544498.6452 | kWh | RES
8784 | 0 | 0 | [6 empty] | 2019-06-22 | 6 | 1.2504 | 532401.0523 | kWh | RES
8784 | 0 | 0 | [6 empty] | 2019-06-22 | 7 | 1.2579 | 535617.5149 | kWh | RES
8784 | 0 | 0 | [6 empty] | 2019-06-22 | 8 | 1.2969 | 552235.1291 | kWh | RES
8784 | 0 | 0 | [6 empty] | 2019-06-22 | 9 | 1.4282 | 608115.2614 | kWh | RES
8784 | 0 | 0 | [6 empty] | 2019-06-22 | 10 | 1.6228 | 690973.1585 | kWh | RES
8784 | 0 | 0 | [6 empty] | 2019-06-22 | 11 | 1.8537 | 789316.3761 | kWh | RES
8784 | 0 | 0 | [6 empty] | 2019-06-22 | 12 | 2.1564 | 918199.8686 | kWh | RES
8784 | 0 | 0 | [6 empty] | 2019-06-22 | 13 | 2.4039 | 1023550.929 | kWh | RES
8784 | 0 | 0 | [6 empty] | 2019-06-22 | 14 | 2.6347 | 1121824.676 | kWh | RES
8784 | 0 | 0 | [6 empty] | 2019-06-22 | 15 | 2.8761 | 1224627.069 | kWh | RES
8784 | 0 | 0 | [6 empty] | 2019-06-22 | 16 | 2.9969 | 1276063.944 | kWh | RES
8784 | 0 | 0 | [6 empty] | 2019-06-22 | 17 | 3.064 | 1304637.711 | kWh | RES
8784 | 0 | 0 | [6 empty] | 2019-06-22 | 18 | 3.1496 | 1341105.743 | kWh | RES
8784 | 0 | 0 | [6 empty] | 2019-06-22 | 19 | 3.1516 | 1341933.778 | kWh | RES
8784 | 0 | 0 | [6 empty] | 2019-06-22 | 20 | 3.0567 | 1301521.391 | kWh | RES
8784 | 0 | 0 | [6 empty] | 2019-06-22 | 21 | 2.8031 | 1193530.879 | kWh | RES
8784 | 0 | 0 | [6 empty] | 2019-06-22 | 22 | 2.6475 | 1127313.573 | kWh | RES
8784 | 0 | 0 | [6 empty] | 2019-06-22 | 23 | 2.1192 | 902333.2302 | kWh | RES
8784 | 0 | 0 | [6 empty] | 2019-06-22 | 24 | 1.7314 | 737233.1818 | kWh | RES
8784 | 0 | 0 | [6 empty] | 2019-06-23 | 1 | 1.579 | 672339.0976 | kWh | RES
8784 | 0 | 0 | [6 empty] | 2019-06-23 | 2 | 1.3823 | 588557.9884 | kWh | RES
8784 | 0 | 0 | [6 empty] | 2019-06-23 | 3 | 1.2166 | 518018.5701 | kWh | RES
8784 | 0 | 0 | [6 empty] | 2019-06-23 | 4 | 1.1233 | 478275.5084 | kWh | RES
8784 | 0 | 0 | [6 empty] | 2019-06-23 | 5 | 1.051 | 447517.6639 | kWh | RES
8784 | 0 | 0 | [6 empty] | 2019-06-23 | 6 | 1.0286 | 437990.1573 | kWh | RES
8784 | 0 | 0 | [6 empty] | 2019-06-23 | 7 | 1.0141 | 431799.6967 | kWh | RES
8784 | 0 | 0 | [6 empty] | 2019-06-23 | 8 | 1.0856 | 462262.7766 | kWh | RES
8784 | 0 | 0 | [6 empty] | 2019-06-23 | 9 | 1.3036 | 555066.8638 | kWh | RES
8784 | 0 | 0 | [6 empty] | 2019-06-23 | 10 | 1.6211 | 690240.6322 | kWh | RES
8784 | 0 | 0 | [6 empty] | 2019-06-23 | 11 | 1.8948 | 806803.0549 | kWh | RES
8784 | 0 | 0 | [6 empty] | 2019-06-23 | 12 | 2.2 | 936753.8525 | kWh | RES
8784 | 0 | 0 | [6 empty] | 2019-06-23 | 13 | 2.473 | 1052994.275 | kWh | RES
8784 | 0 | 0 | [6 empty] | 2019-06-23 | 14 | 2.6709 | 1137241.642 | kWh | RES
8784 | 0 | 0 | [6 empty] | 2019-06-23 | 15 | 2.8476 | 1212481.674 | kWh | RES
8784 | 0 | 0 | [6 empty] | 2019-06-23 | 16 | 2.9534 | 1257525.531 | kWh | RES
8784 | 0 | 0 | [6 empty] | 2019-06-23 | 17 | 3.0955 | 1318049.46 | kWh | RES
8784 | 0 | 0 | [6 empty] | 2019-06-23 | 18 | 3.0714 | 1307802.613 | kWh | RES
8784 | 0 | 0 | [6 empty] | 2019-06-23 | 19 | 2.8377 | 1208296.59 | kWh | RES
8784 | 0 | 0 | [6 empty] | 2019-06-23 | 20 | 2.4515 | 1043848.07 | kWh | RES
8784 | 0 | 0 | [6 empty] | 2019-06-23 | 21 | 2.2765 | 969305.5935 | kWh | RES
8784 | 0 | 0 | [6 empty] | 2019-06-23 | 22 | 2.174 | 925668.2036 | kWh | RES
8784 | 0 | 0 | [6 empty] | 2019-06-23 | 23 | 1.9514 | 830893.7068 | kWh | RES
8784 | 0 | 0 | [6 empty] | 2019-06-23 | 24 | 1.6947 | 721586.5694 | kWh | RES
8784 | 0 | 0 | [6 empty] | 2019-06-24 | 1 | 1.6667 | 709661.1343 | kWh | RES
8784 | 0 | 0 | [6 empty] | 2019-06-24 | 2 | 1.4661 | 624248.3868 | kWh | RES
8784 | 0 | 0 | [6 empty] | 2019-06-24 | 3 | 1.3147 | 559812.9683 | kWh | RES
8784 | 0 | 0 | [6 empty] | 2019-06-24 | 4 | 1.1895 | 506480.5466 | kWh | RES
8784 | 0 | 0 | [6 empty] | 2019-06-24 | 5 | 1.1019 | 469164.765 | kWh | RES
8784 | 0 | 0 | [6 empty] | 2019-06-24 | 6 | 1.1071 | 471399.4336 | kWh | RES
8784 | 0 | 0 | [6 empty] | 2019-06-24 | 7 | 1.1756 | 500561.5758 | kWh | RES
8784 | 0 | 0 | [6 empty] | 2019-06-24 | 8 | 1.2049 | 513042.8408 | kWh | RES
8784 | 0 | 0 | [6 empty] | 2019-06-24 | 9 | 1.3102 | 557864.3277 | kWh | RES
8784 | 0 | 0 | [6 empty] | 2019-06-24 | 10 | 1.5365 | 654254.8899 | kWh | RES
8784 | 0 | 0 | [6 empty] | 2019-06-24 | 11 | 1.8316 | 779867.8613 | kWh | RES
8784 | 0 | 0 | [6 empty] | 2019-06-24 | 12 | 2.1378 | 910253.9456 | kWh | RES
8784 | 0 | 0 | [6 empty] | 2019-06-24 | 13 | 2.4629 | 1048707.305 | kWh | RES
8784 | 0 | 0 | [6 empty] | 2019-06-24 | 14 | 2.7285 | 1161804.141 | kWh | RES
8784 | 0 | 0 | [6 empty] | 2019-06-24 | 15 | 2.932 | 1248421.508 | kWh | RES
8784 | 0 | 0 | [6 empty] | 2019-06-24 | 16 | 3.0679 | 1306315.57 | kWh | RES
8784 | 0 | 0 | [6 empty] | 2019-06-24 | 17 | 3.1877 | 1357316.306 | kWh | RES
8784 | 0 | 0 | [6 empty] | 2019-06-24 | 18 | 3.2537 | 1385395.049 | kWh | RES
8784 | 0 | 0 | [6 empty] | 2019-06-24 | 19 | 3.2889 | 1400383.877 | kWh | RES
8784 | 0 | 0 | [6 empty] | 2019-06-24 | 20 | 3.1798 | 1353964.717 | kWh | RES
8784 | 0 | 0 | [6 empty] | 2019-06-24 | 21 | 3.0618 | 1303712.401 | kWh | RES
8784 | 0 | 0 | [6 empty] | 2019-06-24 | 22 | 2.9237 | 1244884.358 | kWh | RES
8784 | 0 | 0 | [6 empty] | 2019-06-24 | 23 | 2.634 | 1121567.575 | kWh | RES
8784 | 0 | 0 | [6 empty] | 2019-06-24 | 24 | 2.2791 | 970422.3117 | kWh | RES
8784 | 0 | 0 | [6 empty] | 2019-06-25 | 1 | 1.9069 | 811933.7609 | kWh | RES
8784 | 0 | 0 | [6 empty] | 2019-06-25 | 2 | 1.6523 | 703531.2188 | kWh | RES
8784 | 0 | 0 | [6 empty] | 2019-06-25 | 3 | 1.4746 | 627890.2677 | kWh | RES
8784 | 0 | 0 | [6 empty] | 2019-06-25 | 4 | 1.3581 | 578288.0012 | kWh | RES
8784 | 0 | 0 | [6 empty] | 2019-06-25 | 5 | 1.3126 | 558902.3975 | kWh | RES
8784 | 0 | 0 | [6 empty] | 2019-06-25 | 6 | 1.334 | 567998.1306 | kWh | RES
8784 | 0 | 0 | [6 empty] | 2019-06-25 | 7 | 1.393 | 593112.6273 | kWh | RES
8784 | 0 | 0 | [6 empty] | 2019-06-25 | 8 | 1.4513 | 617958.6306 | kWh | RES
8784 | 0 | 0 | [6 empty] | 2019-06-25 | 9 | 1.4929 | 635662.1426 | kWh | RES
8784 | 0 | 0 | [6 empty] | 2019-06-25 | 10 | 1.6679 | 710202.61 | kWh | RES
8784 | 0 | 0 | [6 empty] | 2019-06-25 | 11 | 1.9231 | 818860.9917 | kWh | RES
8784 | 0 | 0 | [6 empty] | 2019-06-25 | 12 | 2.2174 | 944165.824 | kWh | RES
8784 | 0 | 0 | [6 empty] | 2019-06-25 | 13 | 2.5101 | 1068775.78 | kWh | RES
8784 | 0 | 0 | [6 empty] | 2019-06-25 | 14 | 2.7375 | 1165613.222 | kWh | RES
8784 | 0 | 0 | [6 empty] | 2019-06-25 | 15 | 2.9286 | 1246969.463 | kWh | RES
8784 | 0 | 0 | [6 empty] | 2019-06-25 | 16 | 3.0527 | 1299820.527 | kWh | RES
8784 | 0 | 0 | [6 empty] | 2019-06-25 | 17 | 3.152 | 1342092.828 | kWh | RES
8784 | 0 | 0 | [6 empty] | 2019-06-25 | 18 | 3.2572 | 1386896.897 | kWh | RES
8784 | 0 | 0 | [6 empty] | 2019-06-25 | 19 | 3.2528 | 1385040.221 | kWh | RES
8784 | 0 | 0 | [6 empty] | 2019-06-25 | 20 | 3.0845 | 1313348.312 | kWh | RES
8784 | 0 | 0 | [6 empty] | 2019-06-25 | 21 | 2.9602 | 1260430.878 | kWh | RES
8784 | 0 | 0 | [6 empty] | 2019-06-25 | 22 | 2.7619 | 1176006.514 | kWh | RES
8784 | 0 | 0 | [6 empty] | 2019-06-25 | 23 | 2.4676 | 1050689.625 | kWh | RES
8784 | 0 | 0 | [6 empty] | 2019-06-25 | 24 | 2.172 | 924833.3813 | kWh | RES
8784 | 0 | 0 | [6 empty] | 2019-06-26 | 1 | 1.859 | 791573.0387 | kWh | RES
8784 | 0 | 0 | [6 empty] | 2019-06-26 | 2 | 1.6742 | 712851.693 | kWh | RES
8784 | 0 | 0 | [6 empty] | 2019-06-26 | 3 | 1.4917 | 635144.5601 | kWh | RES
8784 | 0 | 0 | [6 empty] | 2019-06-26 | 4 | 1.3509 | 575217.3191 | kWh | RES
8784 | 0 | 0 | [6 empty] | 2019-06-26 | 5 | 1.2605 | 536731.5578 | kWh | RES
8784 | 0 | 0 | [6 empty] | 2019-06-26 | 6 | 1.2565 | 535011.4163 | kWh | RES
8784 | 0 | 0 | [6 empty] | 2019-06-26 | 7 | 1.3121 | 558696.4479 | kWh | RES
8784 | 0 | 0 | [6 empty] | 2019-06-26 | 8 | 1.3541 | 576557.9122 | kWh | RES
8784 | 0 | 0 | [6 empty] | 2019-06-26 | 9 | 1.4184 | 603962.7109 | kWh | RES
8784 | 0 | 0 | [6 empty] | 2019-06-26 | 10 | 1.6723 | 712071.47 | kWh | RES
8784 | 0 | 0 | [6 empty] | 2019-06-26 | 11 | 1.9327 | 822956.3062 | kWh | RES
8784 | 0 | 0 | [6 empty] | 2019-06-26 | 12 | 2.2278 | 948576.3561 | kWh | RES
8784 | 0 | 0 | [6 empty] | 2019-06-26 | 13 | 2.4377 | 1037975.553 | kWh | RES
8784 | 0 | 0 | [6 empty] | 2019-06-26 | 14 | 2.6283 | 1119107 | kWh | RES
8784 | 0 | 0 | [6 empty] | 2019-06-26 | 15 | 2.7825 | 1184795.653 | kWh | RES
8784 | 0 | 0 | [6 empty] | 2019-06-26 | 16 | 2.9185 | 1242692.813 | kWh | RES
8784 | 0 | 0 | [6 empty] | 2019-06-26 | 17 | 3.0392 | 1294059.751 | kWh | RES
8784 | 0 | 0 | [6 empty] | 2019-06-26 | 18 | 3.0881 | 1314888.843 | kWh | RES
8784 | 0 | 0 | [6 empty] | 2019-06-26 | 19 | 3.0182 | 1285145.721 | kWh | RES
8784 | 0 | 0 | [6 empty] | 2019-06-26 | 20 | 2.8724 | 1223044.704 | kWh | RES
8784 | 0 | 0 | [6 empty] | 2019-06-26 | 21 | 2.7286 | 1161825.417 | kWh | RES
8784 | 0 | 0 | [6 empty] | 2019-06-26 | 22 | 2.5012 | 1065007.583 | kWh | RES
8784 | 0 | 0 | [6 empty] | 2019-06-26 | 23 | 2.2113 | 941542.4897 | kWh | RES
8784 | 0 | 0 | [6 empty] | 2019-06-26 | 24 | 1.8693 | 795920.8736 | kWh | RES
8784 | 0 | 0 | [6 empty] | 2019-06-27 | 1 | 1.5948 | 679043.6474 | kWh | RES
8784 | 0 | 0 | [6 empty] | 2019-06-27 | 2 | 1.372 | 584195.886 | kWh | RES
8784 | 0 | 0 | [6 empty] | 2019-06-27 | 3 | 1.2379 | 527102.6683 | kWh | RES
8784 | 0 | 0 | [6 empty] | 2019-06-27 | 4 | 1.1241 | 478658.1689 | kWh | RES
8784 | 0 | 0 | [6 empty] | 2019-06-27 | 5 | 1.0627 | 452473.9377 | kWh | RES
8784 | 0 | 0 | [6 empty] | 2019-06-27 | 6 | 1.0484 | 446408.3943 | kWh | RES
8784 | 0 | 0 | [6 empty] | 2019-06-27 | 7 | 1.1747 | 500185.9685 | kWh | RES
8784 | 0 | 0 | [6 empty] | 2019-06-27 | 8 | 1.16 | 493921.7048 | kWh | RES
8784 | 0 | 0 | [6 empty] | 2019-06-27 | 9 | 1.249 | 531837.6635 | kWh | RES
8784 | 0 | 0 | [6 empty] | 2019-06-27 | 10 | 1.4527 | 618540.0848 | kWh | RES
8784 | 0 | 0 | [6 empty] | 2019-06-27 | 11 | 1.7503 | 745277.1822 | kWh | RES
8784 | 0 | 0 | [6 empty] | 2019-06-27 | 12 | 2.0264 | 862811.9973 | kWh | RES
8784 | 0 | 0 | [6 empty] | 2019-06-27 | 13 | 2.2702 | 966641.6532 | kWh | RES
8784 | 0 | 0 | [6 empty] | 2019-06-27 | 14 | 2.444 | 1040662.766 | kWh | RES
8784 | 0 | 0 | [6 empty] | 2019-06-27 | 15 | 2.5956 | 1105177.451 | kWh | RES
8784 | 0 | 0 | [6 empty] | 2019-06-27 | 16 | 2.7095 | 1153709.569 | kWh | RES
8784 | 0 | 0 | [6 empty] | 2019-06-27 | 17 | 2.8173 | 1199590.118 | kWh | RES
8784 | 0 | 0 | [6 empty] | 2019-06-27 | 18 | 2.877 | 1225020.698 | kWh | RES
8784 | 0 | 0 | [6 empty] | 2019-06-27 | 19 | 2.8883 | 1229826.468 | kWh | RES
8784 | 0 | 0 | [6 empty] | 2019-06-27 | 20 | 2.7382 | 1165908.673 | kWh | RES
8784 | 0 | 0 | [6 empty] | 2019-06-27 | 21 | 2.5878 | 1101867.576 | kWh | RES
8784 | 0 | 0 | [6 empty] | 2019-06-27 | 22 | 2.451 | 1043617.913 | kWh | RES
8784 | 0 | 0 | [6 empty] | 2019-06-27 | 23 | 2.1864 | 930955.1784 | kWh | RES
8784 | 0 | 0 | [6 empty] | 2019-06-27 | 24 | 1.9402 | 826139.0434 | kWh | RES
8784 | 0 | 0 | [6 empty] | 2019-06-28 | 1 | 1.6735 | 712551.8204 | kWh | RES
8784 | 0 | 0 | [6 empty] | 2019-06-28 | 2 | 1.493 | 635720.7814 | kWh | RES
8784 | 0 | 0 | [6 empty] | 2019-06-28 | 3 | 1.3227 | 563211.6354 | kWh | RES
8784 | 0 | 0 | [6 empty] | 2019-06-28 | 4 | 1.2154 | 517523.021 | kWh | RES
8784 | 0 | 0 | [6 empty] | 2019-06-28 | 5 | 1.1594 | 493666.6516 | kWh | RES
8784 | 0 | 0 | [6 empty] | 2019-06-28 | 6 | 1.1762 | 500816.0992 | kWh | RES
8784 | 0 | 0 | [6 empty] | 2019-06-28 | 7 | 1.1983 | 510239.8416 | kWh | RES
8784 | 0 | 0 | [6 empty] | 2019-06-28 | 8 | 1.2827 | 546173.036 | kWh | RES
8784 | 0 | 0 | [6 empty] | 2019-06-28 | 9 | 1.3747 | 585352.5514 | kWh | RES
8784 | 0 | 0 | [6 empty] | 2019-06-28 | 10 | 1.547 | 658719.8917 | kWh | RES
8784 | 0 | 0 | [6 empty] | 2019-06-28 | 11 | 1.7902 | 762257.826 | kWh | RES
8784 | 0 | 0 | [6 empty] | 2019-06-28 | 12 | 2.0666 | 879939.8405 | kWh | RES
8784 | 0 | 0 | [6 empty] | 2019-06-28 | 13 | 2.282 | 971664.5345 | kWh | RES
8784 | 0 | 0 | [6 empty] | 2019-06-28 | 14 | 2.4328 | 1035890.704 | kWh | RES
8784 | 0 | 0 | [6 empty] | 2019-06-28 | 15 | 2.4476 | 1042176.392 | kWh | RES
8784 | 0 | 0 | [6 empty] | 2019-06-28 | 16 | 2.38 | 1013414.025 | kWh | RES
8784 | 0 | 0 | [6 empty] | 2019-06-28 | 17 | 2.4647 | 1049453.318 | kWh | RES
8784 | 0 | 0 | [6 empty] | 2019-06-28 | 18 | 2.6119 | 1112138.236 | kWh | RES
8784 | 0 | 0 | [6 empty] | 2019-06-28 | 19 | 2.6556 | 1130731.146 | kWh | RES
8784 | 0 | 0 | [6 empty] | 2019-06-28 | 20 | 2.5339 | 1078914.042 | kWh | RES
8784 | 0 | 0 | [6 empty] | 2019-06-28 | 21 | 2.4397 | 1038815.658 | kWh | RES
8784 | 0 | 0 | [6 empty] | 2019-06-28 | 22 | 2.2909 | 975462.7103 | kWh | RES
8784 | 0 | 0 | [6 empty] | 2019-06-28 | 23 | 2.1413 | 911758.1292 | kWh | RES
8784 | 0 | 0 | [6 empty] | 2019-06-28 | 24 | 1.857 | 790713.7151 | kWh | RES
8784 | 0 | 0 | [6 empty] | 2019-06-29 | 1 | 1.6055 | 683627.2248 | kWh | RES
8784 | 0 | 0 | [6 empty] | 2019-06-29 | 2 | 1.4248 | 606660.835 | kWh | RES
8784 | 0 | 0 | [6 empty] | 2019-06-29 | 3 | 1.2799 | 544978.1913 | kWh | RES
8784 | 0 | 0 | [6 empty] | 2019-06-29 | 4 | 1.1825 | 503524.5608 | kWh | RES
8784 | 0 | 0 | [6 empty] | 2019-06-29 | 5 | 1.1285 | 480503.4277 | kWh | RES
8784 | 0 | 0 | [6 empty] | 2019-06-29 | 6 | 1.1238 | 478491.5517 | kWh | RES
8784 | 0 | 0 | [6 empty] | 2019-06-29 | 7 | 1.1403 | 485524.8889 | kWh | RES
8784 | 0 | 0 | [6 empty] | 2019-06-29 | 8 | 1.2161 | 517828.5208 | kWh | RES
8784 | 0 | 0 | [6 empty] | 2019-06-29 | 9 | 1.4349 | 610960.8438 | kWh | RES
8784 | 0 | 0 | [6 empty] | 2019-06-29 | 10 | 1.6873 | 718439.7539 | kWh | RES
8784 | 0 | 0 | [6 empty] | 2019-06-29 | 11 | 1.9321 | 822666.0092 | kWh | RES
8784 | 0 | 0 | [6 empty] | 2019-06-29 | 12 | 2.1462 | 913859.7823 | kWh | RES
8784 | 0 | 0 | [6 empty] | 2019-06-29 | 13 | 2.4233 | 1031811.091 | kWh | RES
8784 | 0 | 0 | [6 empty] | 2019-06-29 | 14 | 2.5351 | 1079440.263 | kWh | RES
8784 | 0 | 0 | [6 empty] | 2019-06-29 | 15 | 2.4058 | 1024395.197 | kWh | RES
8784 | 0 | 0 | [6 empty] | 2019-06-29 | 16 | 2.3772 | 1012203.042 | kWh | RES
8784 | 0 | 0 | [6 empty] | 2019-06-29 | 17 | 2.2947 | 977055.742 | kWh | RES
8784 | 0 | 0 | [6 empty] | 2019-06-29 | 18 | 2.2974 | 978240.2501 | kWh | RES
8784 | 0 | 0 | [6 empty] | 2019-06-29 | 19 | 2.2253 | 947526.1589 | kWh | RES
8784 | 0 | 0 | [6 empty] | 2019-06-29 | 20 | 2.1309 | 907310.8513 | kWh | RES
8784 | 0 | 0 | [6 empty] | 2019-06-29 | 21 | 2.0309 | 864761.9965 | kWh | RES
8784 | 0 | 0 | [6 empty] | 2019-06-29 | 22 | 1.9188 | 817003.535 | kWh | RES
8784 | 0 | 0 | [6 empty] | 2019-06-29 | 23 | 1.7524 | 746179.7911 | kWh | RES
8784 | 0 | 0 | [6 empty] | 2019-06-29 | 24 | 1.5963 | 679682.8876 | kWh | RES
8784 | 0 | 0 | [6 empty] | 2019-06-30 | 1 | 1.352 | 575693.0746 | kWh | RES
8784 | 0 | 0 | [6 empty] | 2019-06-30 | 2 | 1.1794 | 502197.7506 | kWh | RES
8784 | 0 | 0 | [6 empty] | 2019-06-30 | 3 | 1.073 | 456886.101 | kWh | RES
8784 | 0 | 0 | [6 empty] | 2019-06-30 | 4 | 0.97819 | 416508.4542 | kWh | RES
8784 | 0 | 0 | [6 empty] | 2019-06-30 | 5 | 0.9336 | 397521.3364 | kWh | RES
8784 | 0 | 0 | [6 empty] | 2019-06-30 | 6 | 0.89029 | 379082.7272 | kWh | RES
8784 | 0 | 0 | [6 empty] | 2019-06-30 | 7 | 0.90941 | 387224.5258 | kWh | RES
8784 | 0 | 0 | [6 empty] | 2019-06-30 | 8 | 1.039 | 442421.3047 | kWh | RES
8784 | 0 | 0 | [6 empty] | 2019-06-30 | 9 | 1.2449 | 530060.9054 | kWh | RES
8784 | 0 | 0 | [6 empty] | 2019-06-30 | 10 | 1.4781 | 629354.2881 | kWh | RES
8784 | 0 | 0 | [6 empty] | 2019-06-30 | 11 | 1.7837 | 759490.988 | kWh | RES
8784 | 0 | 0 | [6 empty] | 2019-06-30 | 12 | 2.0923 | 890888.1336 | kWh | RES
8784 | 0 | 0 | [6 empty] | 2019-06-30 | 13 | 2.3476 | 999587.033 | kWh | RES
8784 | 0 | 0 | [6 empty] | 2019-06-30 | 14 | 2.5957 | 1105217.764 | kWh | RES
8784 | 0 | 0 | [6 empty] | 2019-06-30 | 15 | 2.8063 | 1194921.975 | kWh | RES
8784 | 0 | 0 | [6 empty] | 2019-06-30 | 16 | 2.9073 | 1237931.161 | kWh | RES
8784 | 0 | 0 | [6 empty] | 2019-06-30 | 17 | 2.919 | 1242909.546 | kWh | RES
8784 | 0 | 0 | [6 empty] | 2019-06-30 | 18 | 2.7625 | 1176277.077 | kWh | RES
8784 | 0 | 0 | [6 empty] | 2019-06-30 | 19 | 2.5826 | 1099658.443 | kWh | RES
8784 | 0 | 0 | [6 empty] | 2019-06-30 | 20 | 2.4973 | 1063336.211 | kWh | RES
8784 | 0 | 0 | [6 empty] | 2019-06-30 | 21 | 2.3212 | 988375.99 | kWh | RES
8784 | 0 | 0 | [6 empty] | 2019-06-30 | 22 | 2.2342 | 951316.5398 | kWh | RES
8784 | 0 | 0 | [6 empty] | 2019-06-30 | 23 | 2.0143 | 857694.9583 | kWh | RES
8784 | 0 | 0 | [6 empty] | 2019-06-30 | 24 | 1.7435 | 742387.6335 | kWh | RES
8784 | 0 | 0 | [6 empty] | 2019-07-01 | 1 | 1.4895 | 634208.371 | kWh | RES
8784 | 0 | 0 | [6 empty] | 2019-07-01 | 2 | 1.3197 | 561909.5521 | kWh | RES
8784 | 0 | 0 | [6 empty] | 2019-07-01 | 3 | 1.1828 | 503642.9098 | kWh | RES
8784 | 0 | 0 | [6 empty] | 2019-07-01 | 4 | 1.0909 | 464494.6162 | kWh | RES
8784 | 0 | 0 | [6 empty] | 2019-07-01 | 5 | 1.0613 | 451909.1141 | kWh | RES
8784 | 0 | 0 | [6 empty] | 2019-07-01 | 6 | 1.0774 | 458753.1029 | kWh | RES
8784 | 0 | 0 | [6 empty] | 2019-07-01 | 7 | 1.2066 | 513782.7199 | kWh | RES
8784 | 0 | 0 | [6 empty] | 2019-07-01 | 8 | 1.2347 | 525725.3076 | kWh | RES
8784 | 0 | 0 | [6 empty] | 2019-07-01 | 9 | 1.33 | 566319.5434 | kWh | RES
8784 | 0 | 0 | [6 empty] | 2019-07-01 | 10 | 1.5079 | 642062.2613 | kWh | RES
8784 | 0 | 0 | [6 empty] | 2019-07-01 | 11 | 1.7397 | 740741.9994 | kWh | RES
8784 | 0 | 0 | [6 empty] | 2019-07-01 | 12 | 2.0661 | 879720.8544 | kWh | RES
8784 | 0 | 0 | [6 empty] | 2019-07-01 | 13 | 2.4007 | 1022226.117 | kWh | RES
8784 | 0 | 0 | [6 empty] | 2019-07-01 | 14 | 2.6366 | 1122659.157 | kWh | RES
8784 | 0 | 0 | [6 empty] | 2019-07-01 | 15 | 2.8254 | 1203044.049 | kWh | RES
8784 | 0 | 0 | [6 empty] | 2019-07-01 | 16 | 2.9343 | 1249420.371 | kWh | RES
8784 | 0 | 0 | [6 empty] | 2019-07-01 | 17 | 3.0788 | 1310919.447 | kWh | RES
8784 | 0 | 0 | [6 empty] | 2019-07-01 | 18 | 3.2119 | 1367627.525 | kWh | RES
8784 | 0 | 0 | [6 empty] | 2019-07-01 | 19 | 3.1993 | 1362235.114 | kWh | RES
8784 | 0 | 0 | [6 empty] | 2019-07-01 | 20 | 3.0669 | 1305884.775 | kWh | RES
8784 | 0 | 0 | [6 empty] | 2019-07-01 | 21 | 2.9159 | 1241568.746 | kWh | RES
8784 | 0 | 0 | [6 empty] | 2019-07-01 | 22 | 2.7495 | 1170705.594 | kWh | RES
8784 | 0 | 0 | [6 empty] | 2019-07-01 | 23 | 2.5222 | 1073945.433 | kWh | RES
8784 | 0 | 0 | [6 empty] | 2019-07-01 | 24 | 2.2136 | 942525.151 | kWh | RES
8784 | 0 | 0 | [6 empty] | 2019-07-02 | 1 | 1.955 | 832441.4884 | kWh | RES
8784 | 0 | 0 | [6 empty] | 2019-07-02 | 2 | 1.7678 | 752704.7531 | kWh | RES
8784 | 0 | 0 | [6 empty] | 2019-07-02 | 3 | 1.5995 | 681055.381 | kWh | RES
8784 | 0 | 0 | [6 empty] | 2019-07-02 | 4 | 1.4998 | 638603.3782 | kWh | RES
8784 | 0 | 0 | [6 empty] | 2019-07-02 | 5 | 1.4214 | 605230.1125 | kWh | RES
8784 | 0 | 0 | [6 empty] | 2019-07-02 | 6 | 1.4074 | 599274.9255 | kWh | RES
8784 | 0 | 0 | [6 empty] | 2019-07-02 | 7 | 1.4671 | 624681.2559 | kWh | RES
8784 | 0 | 0 | [6 empty] | 2019-07-02 | 8 | 1.486 | 632713.1122 | kWh | RES
8784 | 0 | 0 | [6 empty] | 2019-07-02 | 9 | 1.5806 | 673017.5439 | kWh | RES
8784 | 0 | 0 | [6 empty] | 2019-07-02 | 10 | 1.7577 | 748404.5069 | kWh | RES
8784 | 0 | 0 | [6 empty] | 2019-07-02 | 11 | 2.0507 | 873185.9163 | kWh | RES
8784 | 0 | 0 | [6 empty] | 2019-07-02 | 12 | 2.3676 | 1008103.595 | kWh | RES
8784 | 0 | 0 | [6 empty] | 2019-07-02 | 13 | 2.662 | 1133484.924 | kWh | RES
8784 | 0 | 0 | [6 empty] | 2019-07-02 | 14 | 2.8599 | 1217727.646 | kWh | RES
8784 | 0 | 0 | [6 empty] | 2019-07-02 | 15 | 2.9642 | 1262150.139 | kWh | RES
8784 | 0 | 0 | [6 empty] | 2019-07-02 | 16 | 3.0404 | 1294575.623 | kWh | RES
8784 | 0 | 0 | [6 empty] | 2019-07-02 | 17 | 3.0694 | 1306953.236 | kWh | RES
8784 | 0 | 0 | [6 empty] | 2019-07-02 | 18 | 2.9215 | 1243953.945 | kWh | RES
8784 | 0 | 0 | [6 empty] | 2019-07-02 | 19 | 2.7635 | 1176676.007 | kWh | RES
8784 | 0 | 0 | [6 empty] | 2019-07-02 | 20 | 2.6796 | 1140951.1 | kWh | RES
8784 | 0 | 0 | [6 empty] | 2019-07-02 | 21 | 2.5736 | 1095819.559 | kWh | RES
8784 | 0 | 0 | [6 empty] | 2019-07-02 | 22 | 2.4755 | 1054053.235 | kWh | RES
8784 | 0 | 0 | [6 empty] | 2019-07-02 | 23 | 2.2223 | 946230.1522 | kWh | RES
8784 | 0 | 0 | [6 empty] | 2019-07-02 | 24 | 1.9463 | 828745.2502 | kWh | RES
8784 | 0 | 0 | [6 empty] | 2019-07-03 | 1 | 1.6721 | 711989.6415 | kWh | RES
8784 | 0 | 0 | [6 empty] | 2019-07-03 | 2 | 1.4553 | 619661.2683 | kWh | RES
8784 | 0 | 0 | [6 empty] | 2019-07-03 | 3 | 1.3571 | 577843.7879 | kWh | RES
8784 | 0 | 0 | [6 empty] | 2019-07-03 | 4 | 1.2618 | 537250.6087 | kWh | RES
8784 | 0 | 0 | [6 empty] | 2019-07-03 | 5 | 1.2113 | 515760.0972 | kWh | RES
8784 | 0 | 0 | [6 empty] | 2019-07-03 | 6 | 1.1959 | 509219.3715 | kWh | RES
8784 | 0 | 0 | [6 empty] | 2019-07-03 | 7 | 1.2838 | 546630.3899 | kWh | RES
8784 | 0 | 0 | [6 empty] | 2019-07-03 | 8 | 1.3011 | 553990.8027 | kWh | RES
8784 | 0 | 0 | [6 empty] | 2019-07-03 | 9 | 1.3541 | 576565.702 | kWh | RES
8784 | 0 | 0 | [6 empty] | 2019-07-03 | 10 | 1.5277 | 650476.2195 | kWh | RES
8784 | 0 | 0 | [6 empty] | 2019-07-03 | 11 | 1.8446 | 785441.0249 | kWh | RES
8784 | 0 | 0 | [6 empty] | 2019-07-03 | 12 | 2.244 | 955502.9661 | kWh | RES
8784 | 0 | 0 | [6 empty] | 2019-07-03 | 13 | 2.6064 | 1109782.279 | kWh | RES
8784 | 0 | 0 | [6 empty] | 2019-07-03 | 14 | 2.8707 | 1222342.456 | kWh | RES
8784 | 0 | 0 | [6 empty] | 2019-07-03 | 15 | 3.0132 | 1283020.516 | kWh | RES
8784 | 0 | 0 | [6 empty] | 2019-07-03 | 16 | 2.9328 | 1248776.446 | kWh | RES
8784 | 0 | 0 | [6 empty] | 2019-07-03 | 17 | 2.5731 | 1095595.529 | kWh | RES
8784 | 0 | 0 | [6 empty] | 2019-07-03 | 18 | 2.3859 | 1015897.499 | kWh | RES
8784 | 0 | 0 | [6 empty] | 2019-07-03 | 19 | 2.2912 | 975571.168 | kWh | RES
8784 | 0 | 0 | [6 empty] | 2019-07-03 | 20 | 2.1629 | 920961.0633 | kWh | RES
8784 | 0 | 0 | [6 empty] | 2019-07-03 | 21 | 2.0845 | 887558.2039 | kWh | RES
8784 | 0 | 0 | [6 empty] | 2019-07-03 | 22 | 1.9895 | 847117.9229 | kWh | RES
8784 | 0 | 0 | [6 empty] | 2019-07-03 | 23 | 1.8423 | 784435.9559 | kWh | RES
8784 | 0 | 0 | [6 empty] | 2019-07-03 | 24 | 1.6656 | 709185.3186 | kWh | RES
8784 | 0 | 0 | [6 empty] | 2019-07-04 | 1 | 1.439 | 612724.9337 | kWh | RES
8784 | 0 | 0 | [6 empty] | 2019-07-04 | 2 | 1.3039 | 555184.613 | kWh | RES
8784 | 0 | 0 | [6 empty] | 2019-07-04 | 3 | 1.2074 | 514099.4207 | kWh | RES
8784 | 0 | 0 | [6 empty] | 2019-07-04 | 4 | 1.11 | 472617.5467 | kWh | RES
8784 | 0 | 0 | [6 empty] | 2019-07-04 | 5 | 1.0419 | 443640.9357 | kWh | RES
8784 | 0 | 0 | [6 empty] | 2019-07-04 | 6 | 1.0184 | 433619.8008 | kWh | RES
8784 | 0 | 0 | [6 empty] | 2019-07-04 | 7 | 1.0208 | 434662.4595 | kWh | RES
8784 | 0 | 0 | [6 empty] | 2019-07-04 | 8 | 1.1297 | 481006.2164 | kWh | RES
8784 | 0 | 0 | [6 empty] | 2019-07-04 | 9 | 1.3086 | 557191.2619 | kWh | RES
8784 | 0 | 0 | [6 empty] | 2019-07-04 | 10 | 1.6271 | 692800.2006 | kWh | RES
8784 | 0 | 0 | [6 empty] | 2019-07-04 | 11 | 1.9695 | 838617.507 | kWh | RES
8784 | 0 | 0 | [6 empty] | 2019-07-04 | 12 | 2.3602 | 1004956.571 | kWh | RES
8784 | 0 | 0 | [6 empty] | 2019-07-04 | 13 | 2.6518 | 1129120.243 | kWh | RES
8784 | 0 | 0 | [6 empty] | 2019-07-04 | 14 | 2.8463 | 1211923.794 | kWh | RES
8784 | 0 | 0 | [6 empty] | 2019-07-04 | 15 | 3.0216 | 1286570.749 | kWh | RES
8784 | 0 | 0 | [6 empty] | 2019-07-04 | 16 | 3.0174 | 1284785.987 | kWh | RES
8784 | 0 | 0 | [6 empty] | 2019-07-04 | 17 | 2.7368 | 1165328.089 | kWh | RES
8784 | 0 | 0 | [6 empty] | 2019-07-04 | 18 | 2.5338 | 1078891.966 | kWh | RES
8784 | 0 | 0 | [6 empty] | 2019-07-04 | 19 | 2.3315 | 992761.8656 | kWh | RES
8784 | 0 | 0 | [6 empty] | 2019-07-04 | 20 | 2.1318 | 907692.3085 | kWh | RES
8784 | 0 | 0 | [6 empty] | 2019-07-04 | 21 | 2.0076 | 854839.6266 | kWh | RES
8784 | 0 | 0 | [6 empty] | 2019-07-04 | 22 | 1.8527 | 788862.8434 | kWh | RES
8784 | 0 | 0 | [6 empty] | 2019-07-04 | 23 | 1.7859 | 760411.1396 | kWh | RES
8784 | 0 | 0 | [6 empty] | 2019-07-04 | 24 | 1.6384 | 697624.5842 | kWh | RES
8784 | 0 | 0 | [6 empty] | 2019-07-05 | 1 | 1.455 | 619513.2102 | kWh | RES
8784 | 0 | 0 | [6 empty] | 2019-07-05 | 2 | 1.2824 | 546028.1072 | kWh | RES
8784 | 0 | 0 | [6 empty] | 2019-07-05 | 3 | 1.1426 | 486493.2828 | kWh | RES
8784 | 0 | 0 | [6 empty] | 2019-07-05 | 4 | 1.0863 | 462542.4373 | kWh | RES
8784 | 0 | 0 | [6 empty] | 2019-07-05 | 5 | 1.042 | 443677.7929 | kWh | RES
8784 | 0 | 0 | [6 empty] | 2019-07-05 | 6 | 1.0371 | 441573.0607 | kWh | RES
8784 | 0 | 0 | [6 empty] | 2019-07-05 | 7 | 1.0938 | 465735.9023 | kWh | RES
8784 | 0 | 0 | [6 empty] | 2019-07-05 | 8 | 1.1424 | 486417.6806 | kWh | RES
8784 | 0 | 0 | [6 empty] | 2019-07-05 | 9 | 1.2447 | 529974.7519 | kWh | RES
8784 | 0 | 0 | [6 empty] | 2019-07-05 | 10 | 1.3297 | 566180.9175 | kWh | RES
8784 | 0 | 0 | [6 empty] | 2019-07-05 | 11 | 1.503 | 639991.4823 | kWh | RES
8784 | 0 | 0 | [6 empty] | 2019-07-05 | 12 | 1.6639 | 708472.9621 | kWh | RES
8784 | 0 | 0 | [6 empty] | 2019-07-05 | 13 | 1.8637 | 793539.386 | kWh | RES
8784 | 0 | 0 | [6 empty] | 2019-07-05 | 14 | 1.987 | 846076.8172 | kWh | RES
8784 | 0 | 0 | [6 empty] | 2019-07-05 | 15 | 2.0169 | 858786.716 | kWh | RES
8784 | 0 | 0 | [6 empty] | 2019-07-05 | 16 | 1.9677 | 837823.631 | kWh | RES
8784 | 0 | 0 | [6 empty] | 2019-07-05 | 17 | 1.9276 | 820769.4857 | kWh | RES
8784 | 0 | 0 | [6 empty] | 2019-07-05 | 18 | 1.8818 | 801260.7416 | kWh | RES
8784 | 0 | 0 | [6 empty] | 2019-07-05 | 19 | 1.8374 | 782352.1322 | kWh | RES
8784 | 0 | 0 | [6 empty] | 2019-07-05 | 20 | 1.7669 | 752356.2862 | kWh | RES
8784 | 0 | 0 | [6 empty] | 2019-07-05 | 21 | 1.6776 | 714297.9945 | kWh | RES
8784 | 0 | 0 | [6 empty] | 2019-07-05 | 22 | 1.6254 | 692072.5717 | kWh | RES
8784 | 0 | 0 | [6 empty] | 2019-07-05 | 23 | 1.5382 | 654960.5853 | kWh | RES
8784 | 0 | 0 | [6 empty] | 2019-07-05 | 24 | 1.3793 | 587315.904 | kWh | RES
8784 | 0 | 0 | [6 empty] | 2019-07-06 | 1 | 1.2107 | 515519.0915 | kWh | RES
8784 | 0 | 0 | [6 empty] | 2019-07-06 | 2 | 1.0808 | 460184.5435 | kWh | RES
8784 | 0 | 0 | [6 empty] | 2019-07-06 | 3 | 0.98516 | 419477.3874 | kWh | RES
8784 | 0 | 0 | [6 empty] | 2019-07-06 | 4 | 0.91707 | 390483.5412 | kWh | RES
8784 | 0 | 0 | [6 empty] | 2019-07-06 | 5 | 0.86565 | 368591.3728 | kWh | RES
8784 | 0 | 0 | [6 empty] | 2019-07-06 | 6 | 0.86572 | 368619.1931 | kWh | RES
8784 | 0 | 0 | [6 empty] | 2019-07-06 | 7 | 0.89568 | 381375.7597 | kWh | RES
8784 | 0 | 0 | [6 empty] | 2019-07-06 | 8 | 0.99594 | 424065.1468 | kWh | RES
8784 | 0 | 0 | [6 empty] | 2019-07-06 | 9 | 1.2026 | 512049.9664 | kWh | RES
8784 | 0 | 0 | [6 empty] | 2019-07-06 | 10 | 1.4261 | 607225.8611 | kWh | RES
8784 | 0 | 0 | [6 empty] | 2019-07-06 | 11 | 1.5639 | 665913.769 | kWh | RES
8784 | 0 | 0 | [6 empty] | 2019-07-06 | 12 | 1.7619 | 750194.4606 | kWh | RES
8784 | 0 | 0 | [6 empty] | 2019-07-06 | 13 | 1.8883 | 804037.5549 | kWh | RES
8784 | 0 | 0 | [6 empty] | 2019-07-06 | 14 | 2.068 | 880543.7676 | kWh | RES
8784 | 0 | 0 | [6 empty] | 2019-07-06 | 15 | 2.356 | 1003192.856 | kWh | RES
8784 | 0 | 0 | [6 empty] | 2019-07-06 | 16 | 2.4568 | 1046098.97 | kWh | RES
8784 | 0 | 0 | [6 empty] | 2019-07-06 | 17 | 2.2757 | 968989.7677 | kWh | RES
8784 | 0 | 0 | [6 empty] | 2019-07-06 | 18 | 1.9995 | 851383.6183 | kWh | RES
8784 | 0 | 0 | [6 empty] | 2019-07-06 | 19 | 1.8307 | 779499.5171 | kWh | RES
8784 | 0 | 0 | [6 empty] | 2019-07-06 | 20 | 1.7697 | 753549.2232 | kWh | RES
8784 | 0 | 0 | [6 empty] | 2019-07-06 | 21 | 1.7112 | 728612.5574 | kWh | RES
8784 | 0 | 0 | [6 empty] | 2019-07-06 | 22 | 1.6397 | 698179.7182 | kWh | RES
8784 | 0 | 0 | [6 empty] | 2019-07-06 | 23 | 1.5436 | 657262.8439 | kWh | RES
8784 | 0 | 0 | [6 empty] | 2019-07-06 | 24 | 1.4238 | 606239.3744 | kWh | RES
8784 | 0 | 0 | [6 empty] | 2019-07-07 | 1 | 1.2729 | 541991.3223 | kWh | RES
8784 | 0 | 0 | [6 empty] | 2019-07-07 | 2 | 1.1232 | 478236.1979 | kWh | RES
8784 | 0 | 0 | [6 empty] | 2019-07-07 | 3 | 1.0443 | 444649.9499 | kWh | RES
8784 | 0 | 0 | [6 empty] | 2019-07-07 | 4 | 0.97912 | 416904.3074 | kWh | RES
8784 | 0 | 0 | [6 empty] | 2019-07-07 | 5 | 0.94443 | 402132.821 | kWh | RES
8784 | 0 | 0 | [6 empty] | 2019-07-07 | 6 | 0.93706 | 398998.2086 | kWh | RES
8784 | 0 | 0 | [6 empty] | 2019-07-07 | 7 | 0.94052 | 400469.0344 | kWh | RES
8784 | 0 | 0 | [6 empty] | 2019-07-07 | 8 | 1.0355 | 440923.1648 | kWh | RES
8784 | 0 | 0 | [6 empty] | 2019-07-07 | 9 | 1.2058 | 513428.7994 | kWh | RES
8784 | 0 | 0 | [6 empty] | 2019-07-07 | 10 | 1.4115 | 601023.3379 | kWh | RES
8784 | 0 | 0 | [6 empty] | 2019-07-07 | 11 | 1.6332 | 695426.3665 | kWh | RES
8784 | 0 | 0 | [6 empty] | 2019-07-07 | 12 | 1.744 | 742591.0518 | kWh | RES
8784 | 0 | 0 | [6 empty] | 2019-07-07 | 13 | 1.9095 | 813040.8576 | kWh | RES
8784 | 0 | 0 | [6 empty] | 2019-07-07 | 14 | 1.9946 | 849311.4186 | kWh | RES
8784 | 0 | 0 | [6 empty] | 2019-07-07 | 15 | 2.1259 | 905184.71 | kWh | RES
8784 | 0 | 0 | [6 empty] | 2019-07-07 | 16 | 2.358 | 1004012.39 | kWh | RES
8784 | 0 | 0 | [6 empty] | 2019-07-07 | 17 | 2.6352 | 1122038.446 | kWh | RES
8784 | 0 | 0 | [6 empty] | 2019-07-07 | 18 | 2.8063 | 1194917.397 | kWh | RES
8784 | 0 | 0 | [6 empty] | 2019-07-07 | 19 | 2.7637 | 1176781.553 | kWh | RES
8784 | 0 | 0 | [6 empty] | 2019-07-07 | 20 | 2.6271 | 1118624.344 | kWh | RES
8784 | 0 | 0 | [6 empty] | 2019-07-07 | 21 | 2.4291 | 1034285.173 | kWh | RES
8784 | 0 | 0 | [6 empty] | 2019-07-07 | 22 | 2.2382 | 953014.0566 | kWh | RES
8784 | 0 | 0 | [6 empty] | 2019-07-07 | 23 | 1.977 | 841811.0376 | kWh | RES
8784 | 0 | 0 | [6 empty] | 2019-07-07 | 24 | 1.7242 | 734139.0287 | kWh | RES
8784 | 0 | 0 | [6 empty] | 2019-07-08 | 1 | 1.4867 | 633028.4252 | kWh | RES
8784 | 0 | 0 | [6 empty] | 2019-07-08 | 2 | 1.3211 | 562499.4908 | kWh | RES
8784 | 0 | 0 | [6 empty] | 2019-07-08 | 3 | 1.1762 | 500805.3675 | kWh | RES
8784 | 0 | 0 | [6 empty] | 2019-07-08 | 4 | 1.0844 | 461728.2943 | kWh | RES
8784 | 0 | 0 | [6 empty] | 2019-07-08 | 5 | 1.0253 | 436573.8344 | kWh | RES
8784 | 0 | 0 | [6 empty] | 2019-07-08 | 6 | 1.0868 | 462766.3521 | kWh | RES
8784 | 0 | 0 | [6 empty] | 2019-07-08 | 7 | 1.1718 | 498948.4447 | kWh | RES
8784 | 0 | 0 | [6 empty] | 2019-07-08 | 8 | 1.2137 | 516776.7092 | kWh | RES
8784 | 0 | 0 | [6 empty] | 2019-07-08 | 9 | 1.2681 | 539947.9848 | kWh | RES
8784 | 0 | 0 | [6 empty] | 2019-07-08 | 10 | 1.4163 | 603035.0761 | kWh | RES
8784 | 0 | 0 | [6 empty] | 2019-07-08 | 11 | 1.7147 | 730101.3446 | kWh | RES
8784 | 0 | 0 | [6 empty] | 2019-07-08 | 12 | 2.0178 | 859164.4884 | kWh | RES
8784 | 0 | 0 | [6 empty] | 2019-07-08 | 13 | 2.3233 | 989244.679 | kWh | RES
8784 | 0 | 0 | [6 empty] | 2019-07-08 | 14 | 2.5593 | 1089743.863 | kWh | RES
8784 | 0 | 0 | [6 empty] | 2019-07-08 | 15 | 2.7584 | 1174495.41 | kWh | RES
8784 | 0 | 0 | [6 empty] | 2019-07-08 | 16 | 2.8909 | 1230951.537 | kWh | RES
8784 | 0 | 0 | [6 empty] | 2019-07-08 | 17 | 2.9755 | 1266960.645 | kWh | RES
8784 | 0 | 0 | [6 empty] | 2019-07-08 | 18 | 3.0669 | 1305888.025 | kWh | RES
8784 | 0 | 0 | [6 empty] | 2019-07-08 | 19 | 2.9377 | 1250852.101 | kWh | RES
8784 | 0 | 0 | [6 empty] | 2019-07-08 | 20 | 2.7155 | 1156248.124 | kWh | RES
8784 | 0 | 0 | [6 empty] | 2019-07-08 | 21 | 2.5472 | 1084598.171 | kWh | RES
8784 | 0 | 0 | [6 empty] | 2019-07-08 | 22 | 2.3514 | 1001225.518 | kWh | RES
8784 | 0 | 0 | [6 empty] | 2019-07-08 | 23 | 2.1282 | 906159.0677 | kWh | RES
8784 | 0 | 0 | [6 empty] | 2019-07-08 | 24 | 1.8636 | 793531.8497 | kWh | RES
8784 | 0 | 0 | [6 empty] | 2019-07-09 | 1 | 1.6225 | 690856.3953 | kWh | RES
8784 | 0 | 0 | [6 empty] | 2019-07-09 | 2 | 1.451 | 617822.9319 | kWh | RES
8784 | 0 | 0 | [6 empty] | 2019-07-09 | 3 | 1.2997 | 553406.6573 | kWh | RES
8784 | 0 | 0 | [6 empty] | 2019-07-09 | 4 | 1.1973 | 509823.6706 | kWh | RES
8784 | 0 | 0 | [6 empty] | 2019-07-09 | 5 | 1.14 | 485422.0928 | kWh | RES
8784 | 0 | 0 | [6 empty] | 2019-07-09 | 6 | 1.1594 | 493672.3168 | kWh | RES
8784 | 0 | 0 | [6 empty] | 2019-07-09 | 7 | 1.2567 | 535087.1074 | kWh | RES
8784 | 0 | 0 | [6 empty] | 2019-07-09 | 8 | 1.2916 | 549953.3348 | kWh | RES
8784 | 0 | 0 | [6 empty] | 2019-07-09 | 9 | 1.3549 | 576910.2871 | kWh | RES
8784 | 0 | 0 | [6 empty] | 2019-07-09 | 10 | 1.5247 | 649221.4483 | kWh | RES
8784 | 0 | 0 | [6 empty] | 2019-07-09 | 11 | 1.82 | 774941.9611 | kWh | RES
8784 | 0 | 0 | [6 empty] | 2019-07-09 | 12 | 2.1455 | 913548.5404 | kWh | RES
8784 | 0 | 0 | [6 empty] | 2019-07-09 | 13 | 2.4501 | 1043222.044 | kWh | RES
8784 | 0 | 0 | [6 empty] | 2019-07-09 | 14 | 2.6022 | 1107988.259 | kWh | RES
8784 | 0 | 0 | [6 empty] | 2019-07-09 | 15 | 2.7167 | 1156741.098 | kWh | RES
8784 | 0 | 0 | [6 empty] | 2019-07-09 | 16 | 2.7783 | 1182997.827 | kWh | RES
8784 | 0 | 0 | [6 empty] | 2019-07-09 | 17 | 2.7558 | 1173416.415 | kWh | RES
8784 | 0 | 0 | [6 empty] | 2019-07-09 | 18 | 2.7215 | 1158782.675 | kWh | RES
8784 | 0 | 0 | [6 empty] | 2019-07-09 | 19 | 2.7434 | 1168119.373 | kWh | RES
8784 | 0 | 0 | [6 empty] | 2019-07-09 | 20 | 2.5798 | 1098479.031 | kWh | RES
8784 | 0 | 0 | [6 empty] | 2019-07-09 | 21 | 2.4517 | 1043914.82 | kWh | RES
8784 | 0 | 0 | [6 empty] | 2019-07-09 | 22 | 2.2816 | 971485.8884 | kWh | RES
8784 | 0 | 0 | [6 empty] | 2019-07-09 | 23 | 2.0166 | 858678.402 | kWh | RES
8784 | 0 | 0 | [6 empty] | 2019-07-09 | 24 | 1.7727 | 754802.4463 | kWh | RES
8784 | 0 | 0 | [6 empty] | 2019-07-10 | 1 | 1.5453 | 657993.9282 | kWh | RES
8784 | 0 | 0 | [6 empty] | 2019-07-10 | 2 | 1.3939 | 593526.2689 | kWh | RES
8784 | 0 | 0 | [6 empty] | 2019-07-10 | 3 | 1.2638 | 538123.7733 | kWh | RES
8784 | 0 | 0 | [6 empty] | 2019-07-10 | 4 | 1.1923 | 507691.5824 | kWh | RES
8784 | 0 | 0 | [6 empty] | 2019-07-10 | 5 | 1.1322 | 482091.1365 | kWh | RES
8784 | 0 | 0 | [6 empty] | 2019-07-10 | 6 | 1.1518 | 490428.6995 | kWh | RES
8784 | 0 | 0 | [6 empty] | 2019-07-10 | 7 | 1.2607 | 536815.1436 | kWh | RES
8784 | 0 | 0 | [6 empty] | 2019-07-10 | 8 | 1.2515 | 532892.7587 | kWh | RES
8784 | 0 | 0 | [6 empty] | 2019-07-10 | 9 | 1.3131 | 559124.1594 | kWh | RES
8784 | 0 | 0 | [6 empty] | 2019-07-10 | 10 | 1.4417 | 613874.8751 | kWh | RES
8784 | 0 | 0 | [6 empty] | 2019-07-10 | 11 | 1.6465 | 701090.9419 | kWh | RES
8784 | 0 | 0 | [6 empty] | 2019-07-10 | 12 | 1.916 | 815834.0601 | kWh | RES
8784 | 0 | 0 | [6 empty] | 2019-07-10 | 13 | 2.1747 | 925982.0817 | kWh | RES
8784 | 0 | 0 | [6 empty] | 2019-07-10 | 14 | 2.4284 | 1034003.731 | kWh | RES
8784 | 0 | 0 | [6 empty] | 2019-07-10 | 15 | 2.5816 | 1099233.553 | kWh | RES
8784 | 0 | 0 | [6 empty] | 2019-07-10 | 16 | 2.6837 | 1142697.921 | kWh | RES
8784 | 0 | 0 | [6 empty] | 2019-07-10 | 17 | 2.6379 | 1123208.38 | kWh | RES
8784 | 0 | 0 | [6 empty] | 2019-07-10 | 18 | 2.5092 | 1068404.244 | kWh | RES
8784 | 0 | 0 | [6 empty] | 2019-07-10 | 19 | 2.3325 | 993183.6351 | kWh | RES
8784 | 0 | 0 | [6 empty] | 2019-07-10 | 20 | 2.2091 | 940613.712 | kWh | RES
8784 | 0 | 0 | [6 empty] | 2019-07-10 | 21 | 2.1048 | 896218.6229 | kWh | RES
8784 | 0 | 0 | [6 empty] | 2019-07-10 | 22 | 2.0144 | 857727.9442 | kWh | RES
8784 | 0 | 0 | [6 empty] | 2019-07-10 | 23 | 1.8486 | 787114.5887 | kWh | RES
8784 | 0 | 0 | [6 empty] | 2019-07-10 | 24 | 1.604 | 682974.2917 | kWh | RES
8784 | 0 | 0 | [6 empty] | 2019-07-11 | 1 | 1.4357 | 611315.2188 | kWh | RES
8784 | 0 | 0 | [6 empty] | 2019-07-11 | 2 | 1.281 | 545430.3601 | kWh | RES
8784 | 0 | 0 | [6 empty] | 2019-07-11 | 3 | 1.1689 | 497701.1512 | kWh | RES
8784 | 0 | 0 | [6 empty] | 2019-07-11 | 4 | 1.103 | 469652.8126 | kWh | RES
8784 | 0 | 0 | [6 empty] | 2019-07-11 | 5 | 1.0658 | 453814.0308 | kWh | RES
8784 | 0 | 0 | [6 empty] | 2019-07-11 | 6 | 1.0872 | 462917.4372 | kWh | RES
8784 | 0 | 0 | [6 empty] | 2019-07-11 | 7 | 1.1725 | 499232.5082 | kWh | RES
8784 | 0 | 0 | [6 empty] | 2019-07-11 | 8 | 1.1967 | 509560.8119 | kWh | RES
8784 | 0 | 0 | [6 empty] | 2019-07-11 | 9 | 1.2814 | 545606.8319 | kWh | RES
8784 | 0 | 0 | [6 empty] | 2019-07-11 | 10 | 1.4751 | 628096.043 | kWh | RES
8784 | 0 | 0 | [6 empty] | 2019-07-11 | 11 | 1.7159 | 730634.5555 | kWh | RES
8784 | 0 | 0 | [6 empty] | 2019-07-11 | 12 | 1.972 | 839674.3284 | kWh | RES
8784 | 0 | 0 | [6 empty] | 2019-07-11 | 13 | 2.2591 | 961910.0179 | kWh | RES
8784 | 0 | 0 | [6 empty] | 2019-07-11 | 14 | 2.4874 | 1059124.392 | kWh | RES
8784 | 0 | 0 | [6 empty] | 2019-07-11 | 15 | 2.651 | 1128804.498 | kWh | RES
8784 | 0 | 0 | [6 empty] | 2019-07-11 | 16 | 2.7485 | 1170296.55 | kWh | RES
8784 | 0 | 0 | [6 empty] | 2019-07-11 | 17 | 2.8678 | 1221094.968 | kWh | RES
8784 | 0 | 0 | [6 empty] | 2019-07-11 | 18 | 2.9309 | 1247952.244 | kWh | RES
8784 | 0 | 0 | [6 empty] | 2019-07-11 | 19 | 2.563 | 1091302.028 | kWh | RES
8784 | 0 | 0 | [6 empty] | 2019-07-11 | 20 | 2.3892 | 1017293.291 | kWh | RES
8784 | 0 | 0 | [6 empty] | 2019-07-11 | 21 | 2.2192 | 944942.6466 | kWh | RES
8784 | 0 | 0 | [6 empty] | 2019-07-11 | 22 | 2.1028 | 895360.6567 | kWh | RES
8784 | 0 | 0 | [6 empty] | 2019-07-11 | 23 | 1.9405 | 826274.5071 | kWh | RES
8784 | 0 | 0 | [6 empty] | 2019-07-11 | 24 | 1.6726 | 712191.4434 | kWh | RES
8784 | 0 | 0 | [6 empty] | 2019-07-12 | 1 | 1.4561 | 620012.9459 | kWh | RES
8784 | 0 | 0 | [6 empty] | 2019-07-12 | 2 | 1.3304 | 566478.5635 | kWh | RES
8784 | 0 | 0 | [6 empty] | 2019-07-12 | 3 | 1.1757 | 500603.0807 | kWh | RES
8784 | 0 | 0 | [6 empty] | 2019-07-12 | 4 | 1.0833 | 461249.8915 | kWh | RES
8784 | 0 | 0 | [6 empty] | 2019-07-12 | 5 | 1.0533 | 448478.3606 | kWh | RES
8784 | 0 | 0 | [6 empty] | 2019-07-12 | 6 | 1.0711 | 456086.3255 | kWh | RES
8784 | 0 | 0 | [6 empty] | 2019-07-12 | 7 | 1.1564 | 492399.7309 | kWh | RES
8784 | 0 | 0 | [6 empty] | 2019-07-12 | 8 | 1.1979 | 510078.1572 | kWh | RES
8784 | 0 | 0 | [6 empty] | 2019-07-12 | 9 | 1.287 | 548015.0023 | kWh | RES
8784 | 0 | 0 | [6 empty] | 2019-07-12 | 10 | 1.4636 | 623214.4469 | kWh | RES
8784 | 0 | 0 | [6 empty] | 2019-07-12 | 11 | 1.721 | 732791.5731 | kWh | RES
8784 | 0 | 0 | [6 empty] | 2019-07-12 | 12 | 2.0338 | 865971.2608 | kWh | RES
8784 | 0 | 0 | [6 empty] | 2019-07-12 | 13 | 2.2823 | 971788.1897 | kWh | RES
8784 | 0 | 0 | [6 empty] | 2019-07-12 | 14 | 2.456 | 1045771.73 | kWh | RES
8784 | 0 | 0 | [6 empty] | 2019-07-12 | 15 | 2.5792 | 1098212.504 | kWh | RES
8784 | 0 | 0 | [6 empty] | 2019-07-12 | 16 | 2.6092 | 1110979.674 | kWh | RES
8784 | 0 | 0 | [6 empty] | 2019-07-12 | 17 | 2.5463 | 1084214.48 | kWh | RES
8784 | 0 | 0 | [6 empty] | 2019-07-12 | 18 | 2.4528 | 1044398.557 | kWh | RES
8784 | 0 | 0 | [6 empty] | 2019-07-12 | 19 | 2.2338 | 951137.2784 | kWh | RES
8784 | 0 | 0 | [6 empty] | 2019-07-12 | 20 | 2.0375 | 867549.773 | kWh | RES
8784 | 0 | 0 | [6 empty] | 2019-07-12 | 21 | 1.9215 | 818171.4515 | kWh | RES
8784 | 0 | 0 | [6 empty] | 2019-07-12 | 22 | 1.8122 | 771621.4785 | kWh | RES
8784 | 0 | 0 | [6 empty] | 2019-07-12 | 23 | 1.6591 | 706457.2019 | kWh | RES
8784 | 0 | 0 | [6 empty] | 2019-07-12 | 24 | 1.4661 | 624271.2332 | kWh | RES
8784 | 0 | 0 | [6 empty] | 2019-07-13 | 1 | 1.3352 | 568540.7135 | kWh | RES
8784 | 0 | 0 | [6 empty] | 2019-07-13 | 2 | 1.1936 | 508230.1813 | kWh | RES
8784 | 0 | 0 | [6 empty] | 2019-07-13 | 3 | 1.0886 | 463537.2352 | kWh | RES
8784 | 0 | 0 | [6 empty] | 2019-07-13 | 4 | 0.99078 | 421872.2894 | kWh | RES
8784 | 0 | 0 | [6 empty] | 2019-07-13 | 5 | 0.962 | 409615.1276 | kWh | RES
8784 | 0 | 0 | [6 empty] | 2019-07-13 | 6 | 0.93788 | 399343.7865 | kWh | RES
8784 | 0 | 0 | [6 empty] | 2019-07-13 | 7 | 0.95406 | 406235.2446 | kWh | RES
8784 | 0 | 0 | [6 empty] | 2019-07-13 | 8 | 1.0288 | 438047.7337 | kWh | RES
8784 | 0 | 0 | [6 empty] | 2019-07-13 | 9 | 1.1499 | 489606.5354 | kWh | RES
8784 | 0 | 0 | [6 empty] | 2019-07-13 | 10 | 1.2826 | 546130.1098 | kWh | RES
8784 | 0 | 0 | [6 empty] | 2019-07-13 | 11 | 1.5204 | 647395.7894 | kWh | RES
8784 | 0 | 0 | [6 empty] | 2019-07-13 | 12 | 1.7804 | 758081.4787 | kWh | RES
8784 | 0 | 0 | [6 empty] | 2019-07-13 | 13 | 2.1097 | 898312.9146 | kWh | RES
8784 | 0 | 0 | [6 empty] | 2019-07-13 | 14 | 2.3523 | 1001597.721 | kWh | RES
8784 | 0 | 0 | [6 empty] | 2019-07-13 | 15 | 2.5237 | 1074560.162 | kWh | RES
8784 | 0 | 0 | [6 empty] | 2019-07-13 | 16 | 2.7197 | 1158027.832 | kWh | RES
8784 | 0 | 0 | [6 empty] | 2019-07-13 | 17 | 2.785 | 1185839.281 | kWh | RES
8784 | 0 | 0 | [6 empty] | 2019-07-13 | 18 | 2.6826 | 1142248.05 | kWh | RES
8784 | 0 | 0 | [6 empty] | 2019-07-13 | 19 | 2.5657 | 1092452.394 | kWh | RES
8784 | 0 | 0 | [6 empty] | 2019-07-13 | 20 | 2.4209 | 1030809.918 | kWh | RES
8784 | 0 | 0 | [6 empty] | 2019-07-13 | 21 | 2.2529 | 959273.6355 | kWh | RES
8784 | 0 | 0 | [6 empty] | 2019-07-13 | 22 | 2.1587 | 919165.9729 | kWh | RES
8784 | 0 | 0 | [6 empty] | 2019-07-13 | 23 | 1.9841 | 844821.8462 | kWh | RES
8784 | 0 | 0 | [6 empty] | 2019-07-13 | 24 | 1.7882 | 761398.482 | kWh | RES
8784 | 0 | 0 | [6 empty] | 2019-07-14 | 1 | 1.5287 | 650909.691 | kWh | RES
8784 | 0 | 0 | [6 empty] | 2019-07-14 | 2 | 1.3477 | 573839.1719 | kWh | RES
8784 | 0 | 0 | [6 empty] | 2019-07-14 | 3 | 1.2416 | 528672.2755 | kWh | RES
8784 | 0 | 0 | [6 empty] | 2019-07-14 | 4 | 1.1675 | 497129.6062 | kWh | RES
8784 | 0 | 0 | [6 empty] | 2019-07-14 | 5 | 1.0907 | 464402.6552 | kWh | RES
8784 | 0 | 0 | [6 empty] | 2019-07-14 | 6 | 1.0673 | 454444.3962 | kWh | RES
8784 | 0 | 0 | [6 empty] | 2019-07-14 | 7 | 1.0484 | 446411.1533 | kWh | RES
8784 | 0 | 0 | [6 empty] | 2019-07-14 | 8 | 1.1755 | 500502.8238 | kWh | RES
8784 | 0 | 0 | [6 empty] | 2019-07-14 | 9 | 1.4098 | 600277.726 | kWh | RES
8784 | 0 | 0 | [6 empty] | 2019-07-14 | 10 | 1.7407 | 741192.4349 | kWh | RES
8784 | 0 | 0 | [6 empty] | 2019-07-14 | 11 | 2.0982 | 893415.1374 | kWh | RES
8784 | 0 | 0 | [6 empty] | 2019-07-14 | 12 | 2.4073 | 1025027.205 | kWh | RES
8784 | 0 | 0 | [6 empty] | 2019-07-14 | 13 | 2.6056 | 1109448.595 | kWh | RES
8784 | 0 | 0 | [6 empty] | 2019-07-14 | 14 | 2.8462 | 1211881.226 | kWh | RES
8784 | 0 | 0 | [6 empty] | 2019-07-14 | 15 | 2.9809 | 1269264.947 | kWh | RES
8784 | 0 | 0 | [6 empty] | 2019-07-14 | 16 | 3.0444 | 1296309.465 | kWh | RES
8784 | 0 | 0 | [6 empty] | 2019-07-14 | 17 | 3.0815 | 1312099.153 | kWh | RES
8784 | 0 | 0 | [6 empty] | 2019-07-14 | 18 | 3.1476 | 1340246.709 | kWh | RES
8784 | 0 | 0 | [6 empty] | 2019-07-14 | 19 | 3.1156 | 1326617.988 | kWh | RES
8784 | 0 | 0 | [6 empty] | 2019-07-14 | 20 | 2.9692 | 1264282.908 | kWh | RES
8784 | 0 | 0 | [6 empty] | 2019-07-14 | 21 | 2.8232 | 1202089.137 | kWh | RES
8784 | 0 | 0 | [6 empty] | 2019-07-14 | 22 | 2.6355 | 1122206.615 | kWh | RES
8784 | 0 | 0 | [6 empty] | 2019-07-14 | 23 | 2.3567 | 1003478.578 | kWh | RES
8784 | 0 | 0 | [6 empty] | 2019-07-14 | 24 | 2.0536 | 874431.1974 | kWh | RES
8784 | 0 | 0 | [6 empty] | 2019-07-15 | 1 | 1.7798 | 757841.5596 | kWh | RES
8784 | 0 | 0 | [6 empty] | 2019-07-15 | 2 | 1.5602 | 664348.1921 | kWh | RES
8784 | 0 | 0 | [6 empty] | 2019-07-15 | 3 | 1.4119 | 601168.6646 | kWh | RES
8784 | 0 | 0 | [6 empty] | 2019-07-15 | 4 | 1.3038 | 555153.6227 | kWh | RES
8784 | 0 | 0 | [6 empty] | 2019-07-15 | 5 | 1.2501 | 532277.0733 | kWh | RES
8784 | 0 | 0 | [6 empty] | 2019-07-15 | 6 | 1.2561 | 534829.8789 | kWh | RES
8784 | 0 | 0 | [6 empty] | 2019-07-15 | 7 | 1.3036 | 555067.9593 | kWh | RES
8784 | 0 | 0 | [6 empty] | 2019-07-15 | 8 | 1.3118 | 558555.3954 | kWh | RES
8784 | 0 | 0 | [6 empty] | 2019-07-15 | 9 | 1.3957 | 594278.7891 | kWh | RES
8784 | 0 | 0 | [6 empty] | 2019-07-15 | 10 | 1.6054 | 683579.5988 | kWh | RES
8784 | 0 | 0 | [6 empty] | 2019-07-15 | 11 | 1.9241 | 819267.6701 | kWh | RES
8784 | 0 | 0 | [6 empty] | 2019-07-15 | 12 | 2.2707 | 966838.2306 | kWh | RES
8784 | 0 | 0 | [6 empty] | 2019-07-15 | 13 | 2.5612 | 1090540.08 | kWh | RES
8784 | 0 | 0 | [6 empty] | 2019-07-15 | 14 | 2.7715 | 1180110.904 | kWh | RES
8784 | 0 | 0 | [6 empty] | 2019-07-15 | 15 | 2.9344 | 1249447.45 | kWh | RES
8784 | 0 | 0 | [6 empty] | 2019-07-15 | 16 | 3.0489 | 1298223.425 | kWh | RES
8784 | 0 | 0 | [6 empty] | 2019-07-15 | 17 | 3.0757 | 1309607.757 | kWh | RES
8784 | 0 | 0 | [6 empty] | 2019-07-15 | 18 | 3.1761 | 1352355.484 | kWh | RES
8784 | 0 | 0 | [6 empty] | 2019-07-15 | 19 | 3.133 | 1334008.938 | kWh | RES
8784 | 0 | 0 | [6 empty] | 2019-07-15 | 20 | 3.0152 | 1283869.255 | kWh | RES
8784 | 0 | 0 | [6 empty] | 2019-07-15 | 21 | 2.8358 | 1207475.785 | kWh | RES
8784 | 0 | 0 | [6 empty] | 2019-07-15 | 22 | 2.685 | 1143268.625 | kWh | RES
8784 | 0 | 0 | [6 empty] | 2019-07-15 | 23 | 2.4132 | 1027529.107 | kWh | RES
8784 | 0 | 0 | [6 empty] | 2019-07-15 | 24 | 2.0958 | 892365.443 | kWh | RES
8784 | 0 | 0 | [6 empty] | 2019-07-16 | 1 | 1.825 | 777084.7426 | kWh | RES
8784 | 0 | 0 | [6 empty] | 2019-07-16 | 2 | 1.6164 | 688243.8569 | kWh | RES
8784 | 0 | 0 | [6 empty] | 2019-07-16 | 3 | 1.4523 | 618383.0041 | kWh | RES
8784 | 0 | 0 | [6 empty] | 2019-07-16 | 4 | 1.3322 | 567245.9475 | kWh | RES
8784 | 0 | 0 | [6 empty] | 2019-07-16 | 5 | 1.2721 | 541645.6998 | kWh | RES
8784 | 0 | 0 | [6 empty] | 2019-07-16 | 6 | 1.2582 | 535723.7286 | kWh | RES
8784 | 0 | 0 | [6 empty] | 2019-07-16 | 7 | 1.3181 | 561239.8346 | kWh | RES
8784 | 0 | 0 | [6 empty] | 2019-07-16 | 8 | 1.3309 | 566677.4604 | kWh | RES
8784 | 0 | 0 | [6 empty] | 2019-07-16 | 9 | 1.3885 | 591216.876 | kWh | RES
8784 | 0 | 0 | [6 empty] | 2019-07-16 | 10 | 1.512 | 643806.4192 | kWh | RES
8784 | 0 | 0 | [6 empty] | 2019-07-16 | 11 | 1.8149 | 772788.688 | kWh | RES
8784 | 0 | 0 | [6 empty] | 2019-07-16 | 12 | 2.0985 | 893539.8129 | kWh | RES
8784 | 0 | 0 | [6 empty] | 2019-07-16 | 13 | 2.4126 | 1027262.646 | kWh | RES
8784 | 0 | 0 | [6 empty] | 2019-07-16 | 14 | 2.752 | 1171791.055 | kWh | RES
8784 | 0 | 0 | [6 empty] | 2019-07-16 | 15 | 2.9588 | 1259861.387 | kWh | RES
8784 | 0 | 0 | [6 empty] | 2019-07-16 | 16 | 2.9172 | 1242112.383 | kWh | RES
8784 | 0 | 0 | [6 empty] | 2019-07-16 | 17 | 2.7738 | 1181054.578 | kWh | RES
8784 | 0 | 0 | [6 empty] | 2019-07-16 | 18 | 2.8014 | 1192810.706 | kWh | RES
8784 | 0 | 0 | [6 empty] | 2019-07-16 | 19 | 2.8462 | 1211894.825 | kWh | RES
8784 | 0 | 0 | [6 empty] | 2019-07-16 | 20 | 2.7506 | 1171191.96 | kWh | RES
8784 | 0 | 0 | [6 empty] | 2019-07-16 | 21 | 2.6082 | 1110582.213 | kWh | RES
8784 | 0 | 0 | [6 empty] | 2019-07-16 | 22 | 2.4472 | 1042024.751 | kWh | RES
8784 | 0 | 0 | [6 empty] | 2019-07-16 | 23 | 2.2193 | 944948.7526 | kWh | RES
8784 | 0 | 0 | [6 empty] | 2019-07-16 | 24 | 1.9596 | 834385.5617 | kWh | RES
8784 | 0 | 0 | [6 empty] | 2019-07-17 | 1 | 1.7051 | 726027.9566 | kWh | RES
8784 | 0 | 0 | [6 empty] | 2019-07-17 | 2 | 1.5129 | 644178.7942 | kWh | RES
8784 | 0 | 0 | [6 empty] | 2019-07-17 | 3 | 1.3704 | 583508.8989 | kWh | RES
8784 | 0 | 0 | [6 empty] | 2019-07-17 | 4 | 1.2757 | 543171.0573 | kWh | RES
8784 | 0 | 0 | [6 empty] | 2019-07-17 | 5 | 1.2343 | 525567.4497 | kWh | RES
8784 | 0 | 0 | [6 empty] | 2019-07-17 | 6 | 1.2487 | 531672.496 | kWh | RES
8784 | 0 | 0 | [6 empty] | 2019-07-17 | 7 | 1.3082 | 557047.5353 | kWh | RES
8784 | 0 | 0 | [6 empty] | 2019-07-17 | 8 | 1.3461 | 573145.9602 | kWh | RES
8784 | 0 | 0 | [6 empty] | 2019-07-17 | 9 | 1.4114 | 600955.2686 | kWh | RES
8784 | 0 | 0 | [6 empty] | 2019-07-17 | 10 | 1.6636 | 708370.637 | kWh | RES
8784 | 0 | 0 | [6 empty] | 2019-07-17 | 11 | 1.9725 | 839861.6423 | kWh | RES
8784 | 0 | 0 | [6 empty] | 2019-07-17 | 12 | 2.2854 | 973124.7236 | kWh | RES
8784 | 0 | 0 | [6 empty] | 2019-07-17 | 13 | 2.5812 | 1099065.942 | kWh | RES
8784 | 0 | 0 | [6 empty] | 2019-07-17 | 14 | 2.6125 | 1112385.771 | kWh | RES
8784 | 0 | 0 | [6 empty] | 2019-07-17 | 15 | 2.4278 | 1033732.28 | kWh | RES
8784 | 0 | 0 | [6 empty] | 2019-07-17 | 16 | 2.3515 | 1001264.338 | kWh | RES
8784 | 0 | 0 | [6 empty] | 2019-07-17 | 17 | 2.3599 | 1004843.326 | kWh | RES
8784 | 0 | 0 | [6 empty] | 2019-07-17 | 18 | 2.3516 | 1001299.662 | kWh | RES
8784 | 0 | 0 | [6 empty] | 2019-07-17 | 19 | 2.2964 | 977794.2286 | kWh | RES
8784 | 0 | 0 | [6 empty] | 2019-07-17 | 20 | 2.2103 | 941129.634 | kWh | RES
8784 | 0 | 0 | [6 empty] | 2019-07-17 | 21 | 2.1097 | 898300.0963 | kWh | RES
8784 | 0 | 0 | [6 empty] | 2019-07-17 | 22 | 2.0454 | 870943.6745 | kWh | RES
8784 | 0 | 0 | [6 empty] | 2019-07-17 | 23 | 1.8169 | 773646.022 | kWh | RES
8784 | 0 | 0 | [6 empty] | 2019-07-17 | 24 | 1.578 | 671893.202 | kWh | RES
8784 | 0 | 0 | [6 empty] | 2019-07-18 | 1 | 1.3668 | 581963.7208 | kWh | RES
8784 | 0 | 0 | [6 empty] | 2019-07-18 | 2 | 1.2078 | 514277.6322 | kWh | RES
8784 | 0 | 0 | [6 empty] | 2019-07-18 | 3 | 1.096 | 466684.575 | kWh | RES
8784 | 0 | 0 | [6 empty] | 2019-07-18 | 4 | 1.0244 | 436170.9684 | kWh | RES
8784 | 0 | 0 | [6 empty] | 2019-07-18 | 5 | 0.98795 | 420664.742 | kWh | RES
8784 | 0 | 0 | [6 empty] | 2019-07-18 | 6 | 1.0273 | 437420.9424 | kWh | RES
8784 | 0 | 0 | [6 empty] | 2019-07-18 | 7 | 1.0966 | 466929.0178 | kWh | RES
8784 | 0 | 0 | [6 empty] | 2019-07-18 | 8 | 1.1196 | 476717.287 | kWh | RES
8784 | 0 | 0 | [6 empty] | 2019-07-18 | 9 | 1.1562 | 492293.8168 | kWh | RES
8784 | 0 | 0 | [6 empty] | 2019-07-18 | 10 | 1.3345 | 568244.0221 | kWh | RES
8784 | 0 | 0 | [6 empty] | 2019-07-18 | 11 | 1.5372 | 654538.7229 | kWh | RES
8784 | 0 | 0 | [6 empty] | 2019-07-18 | 12 | 1.8381 | 782674.8507 | kWh | RES
8784 | 0 | 0 | [6 empty] | 2019-07-18 | 13 | 2.1642 | 921526.8452 | kWh | RES
8784 | 0 | 0 | [6 empty] | 2019-07-18 | 14 | 2.4747 | 1053715.309 | kWh | RES
8784 | 0 | 0 | [6 empty] | 2019-07-18 | 15 | 2.6601 | 1132642.265 | kWh | RES
8784 | 0 | 0 | [6 empty] | 2019-07-18 | 16 | 2.7747 | 1181441.442 | kWh | RES
8784 | 0 | 0 | [6 empty] | 2019-07-18 | 17 | 2.876 | 1224588.096 | kWh | RES
8784 | 0 | 0 | [6 empty] | 2019-07-18 | 18 | 2.9744 | 1266491.383 | kWh | RES
8784 | 0 | 0 | [6 empty] | 2019-07-18 | 19 | 2.9855 | 1271206.439 | kWh | RES
8784 | 0 | 0 | [6 empty] | 2019-07-18 | 20 | 2.8209 | 1201129.963 | kWh | RES
8784 | 0 | 0 | [6 empty] | 2019-07-18 | 21 | 2.6664 | 1135335.447 | kWh | RES
8784 | 0 | 0 | [6 empty] | 2019-07-18 | 22 | 2.5145 | 1070651.328 | kWh | RES
8784 | 0 | 0 | [6 empty] | 2019-07-18 | 23 | 2.2941 | 976826.4794 | kWh | RES
8784 | 0 | 0 | [6 empty] | 2019-07-18 | 24 | 2.0052 | 853818.1572 | kWh | RES
8784 | 0 | 0 | [6 empty] | 2019-07-19 | 1 | 1.7136 | 729637.8638 | kWh | RES
8784 | 0 | 0 | [6 empty] | 2019-07-19 | 2 | 1.5459 | 658221.8952 | kWh | RES
8784 | 0 | 0 | [6 empty] | 2019-07-19 | 3 | 1.3954 | 594157.7563 | kWh | RES
8784 | 0 | 0 | [6 empty] | 2019-07-19 | 4 | 1.3037 | 555093.9161 | kWh | RES
8784 | 0 | 0 | [6 empty] | 2019-07-19 | 5 | 1.2532 | 533586.6199 | kWh | RES
8784 | 0 | 0 | [6 empty] | 2019-07-19 | 6 | 1.2468 | 530865.8056 | kWh | RES
8784 | 0 | 0 | [6 empty] | 2019-07-19 | 7 | 1.2824 | 546047.9579 | kWh | RES
8784 | 0 | 0 | [6 empty] | 2019-07-19 | 8 | 1.2965 | 552026.2668 | kWh | RES
8784 | 0 | 0 | [6 empty] | 2019-07-19 | 9 | 1.4113 | 600906.4606 | kWh | RES
8784 | 0 | 0 | [6 empty] | 2019-07-19 | 10 | 1.6282 | 693263.9589 | kWh | RES
8784 | 0 | 0 | [6 empty] | 2019-07-19 | 11 | 1.9212 | 818050.0882 | kWh | RES
8784 | 0 | 0 | [6 empty] | 2019-07-19 | 12 | 2.2374 | 952681.744 | kWh | RES
8784 | 0 | 0 | [6 empty] | 2019-07-19 | 13 | 2.4584 | 1046773.669 | kWh | RES
8784 | 0 | 0 | [6 empty] | 2019-07-19 | 14 | 2.3433 | 997786.3491 | kWh | RES
8784 | 0 | 0 | [6 empty] | 2019-07-19 | 15 | 2.1042 | 895978.7242 | kWh | RES
8784 | 0 | 0 | [6 empty] | 2019-07-19 | 16 | 1.9292 | 821444.0215 | kWh | RES
8784 | 0 | 0 | [6 empty] | 2019-07-19 | 17 | 1.9098 | 813202.8431 | kWh | RES
8784 | 0 | 0 | [6 empty] | 2019-07-19 | 18 | 1.8967 | 807610.3132 | kWh | RES
8784 | 0 | 0 | [6 empty] | 2019-07-19 | 19 | 1.9072 | 812067.4868 | kWh | RES
8784 | 0 | 0 | [6 empty] | 2019-07-19 | 20 | 1.836 | 781780.7732 | kWh | RES
8784 | 0 | 0 | [6 empty] | 2019-07-19 | 21 | 1.7856 | 760296.9019 | kWh | RES
8784 | 0 | 0 | [6 empty] | 2019-07-19 | 22 | 1.7108 | 728472.3568 | kWh | RES
8784 | 0 | 0 | [6 empty] | 2019-07-19 | 23 | 1.585 | 674889.7355 | kWh | RES
8784 | 0 | 0 | [6 empty] | 2019-07-19 | 24 | 1.4036 | 597630.8739 | kWh | RES
8784 | 0 | 0 | [6 empty] | 2019-07-20 | 1 | 1.2348 | 525781.6756 | kWh | RES
8784 | 0 | 0 | [6 empty] | 2019-07-20 | 2 | 1.1094 | 472388.8884 | kWh | RES
8784 | 0 | 0 | [6 empty] | 2019-07-20 | 3 | 1.0123 | 431023.977 | kWh | RES
8784 | 0 | 0 | [6 empty] | 2019-07-20 | 4 | 0.9358 | 398458.0668 | kWh | RES
8784 | 0 | 0 | [6 empty] | 2019-07-20 | 5 | 0.87441 | 372320.3494 | kWh | RES
8784 | 0 | 0 | [6 empty] | 2019-07-20 | 6 | 0.87034 | 370585.8196 | kWh | RES
8784 | 0 | 0 | [6 empty] | 2019-07-20 | 7 | 0.88946 | 378727.4311 | kWh | RES
8784 | 0 | 0 | [6 empty] | 2019-07-20 | 8 | 1.0059 | 428291.1 | kWh | RES
8784 | 0 | 0 | [6 empty] | 2019-07-20 | 9 | 1.2476 | 531242.5593 | kWh | RES
8784 | 0 | 0 | [6 empty] | 2019-07-20 | 10 | 1.5233 | 648609.7155 | kWh | RES
8784 | 0 | 0 | [6 empty] | 2019-07-20 | 11 | 1.8222 | 775876.7409 | kWh | RES
8784 | 0 | 0 | [6 empty] | 2019-07-20 | 12 | 2.1438 | 912831.3881 | kWh | RES
8784 | 0 | 0 | [6 empty] | 2019-07-20 | 13 | 2.4467 | 1041788.639 | kWh | RES
8784 | 0 | 0 | [6 empty] | 2019-07-20 | 14 | 2.6823 | 1142118.342 | kWh | RES
8784 | 0 | 0 | [6 empty] | 2019-07-20 | 15 | 2.8427 | 1210419.339 | kWh | RES
8784 | 0 | 0 | [6 empty] | 2019-07-20 | 16 | 2.9594 | 1260081.122 | kWh | RES
8784 | 0 | 0 | [6 empty] | 2019-07-20 | 17 | 3.0071 | 1280401.968 | kWh | RES
8784 | 0 | 0 | [6 empty] | 2019-07-20 | 18 | 3.0054 | 1279688.273 | kWh | RES
8784 | 0 | 0 | [6 empty] | 2019-07-20 | 19 | 2.7917 | 1188698.984 | kWh | RES
8784 | 0 | 0 | [6 empty] | 2019-07-20 | 20 | 2.5793 | 1098236.415 | kWh | RES
8784 | 0 | 0 | [6 empty] | 2019-07-20 | 21 | 2.3351 | 994292.1678 | kWh | RES
8784 | 0 | 0 | [6 empty] | 2019-07-20 | 22 | 2.1153 | 900696.1017 | kWh | RES
8784 | 0 | 0 | [6 empty] | 2019-07-20 | 23 | 1.9134 | 814704.4379 | kWh | RES
8784 | 0 | 0 | [6 empty] | 2019-07-20 | 24 | 1.7203 | 732485.7509 | kWh | RES
8784 | 0 | 0 | [6 empty] | 2019-07-21 | 1 | 1.4667 | 624510.2993 | kWh | RES
8784 | 0 | 0 | [6 empty] | 2019-07-21 | 2 | 1.3052 | 555734.8305 | kWh | RES
8784 | 0 | 0 | [6 empty] | 2019-07-21 | 3 | 1.1736 | 499695.4203 | kWh | RES
8784 | 0 | 0 | [6 empty] | 2019-07-21 | 4 | 1.0742 | 457407.7687 | kWh | RES
8784 | 0 | 0 | [6 empty] | 2019-07-21 | 5 | 1.0079 | 429150.1987 | kWh | RES
8784 | 0 | 0 | [6 empty] | 2019-07-21 | 6 | 0.98159 | 417954.9762 | kWh | RES
8784 | 0 | 0 | [6 empty] | 2019-07-21 | 7 | 0.98881 | 421032.1091 | kWh | RES
8784 | 0 | 0 | [6 empty] | 2019-07-21 | 8 | 1.0897 | 463995.6648 | kWh | RES
8784 | 0 | 0 | [6 empty] | 2019-07-21 | 9 | 1.3127 | 558956.4771 | kWh | RES
8784 | 0 | 0 | [6 empty] | 2019-07-21 | 10 | 1.6258 | 692240.5345 | kWh | RES
8784 | 0 | 0 | [6 empty] | 2019-07-21 | 11 | 1.9178 | 816591.1534 | kWh | RES
8784 | 0 | 0 | [6 empty] | 2019-07-21 | 12 | 2.2096 | 940850.3604 | kWh | RES
8784 | 0 | 0 | [6 empty] | 2019-07-21 | 13 | 2.5004 | 1064641.578 | kWh | RES
8784 | 0 | 0 | [6 empty] | 2019-07-21 | 14 | 2.7603 | 1175324.699 | kWh | RES
8784 | 0 | 0 | [6 empty] | 2019-07-21 | 15 | 2.9444 | 1253723.182 | kWh | RES
8784 | 0 | 0 | [6 empty] | 2019-07-21 | 16 | 2.9872 | 1271925.768 | kWh | RES
8784 | 0 | 0 | [6 empty] | 2019-07-21 | 17 | 2.9529 | 1257320.557 | kWh | RES
8784 | 0 | 0 | [6 empty] | 2019-07-21 | 18 | 2.8255 | 1203102.822 | kWh | RES
8784 | 0 | 0 | [6 empty] | 2019-07-21 | 19 | 2.6034 | 1108507.874 | kWh | RES
8784 | 0 | 0 | [6 empty] | 2019-07-21 | 20 | 2.4246 | 1032401.723 | kWh | RES
8784 | 0 | 0 | [6 empty] | 2019-07-21 | 21 | 2.2743 | 968378.6195 | kWh | RES
8784 | 0 | 0 | [6 empty] | 2019-07-21 | 22 | 2.0903 | 890025.9089 | kWh | RES
8784 | 0 | 0 | [6 empty] | 2019-07-21 | 23 | 1.8851 | 802673.81 | kWh | RES
8784 | 0 | 0 | [6 empty] | 2019-07-21 | 24 | 1.6153 | 687780.3106 | kWh | RES
8784 | 0 | 0 | [6 empty] | 2019-07-22 | 1 | 1.3802 | 587677.8505 | kWh | RES
8784 | 0 | 0 | [6 empty] | 2019-07-22 | 2 | 1.222 | 520328.159 | kWh | RES
8784 | 0 | 0 | [6 empty] | 2019-07-22 | 3 | 1.0787 | 459294.6883 | kWh | RES
8784 | 0 | 0 | [6 empty] | 2019-07-22 | 4 | 0.99121 | 422054.7729 | kWh | RES
8784 | 0 | 0 | [6 empty] | 2019-07-22 | 5 | 0.95349 | 405992.9915 | kWh | RES
8784 | 0 | 0 | [6 empty] | 2019-07-22 | 6 | 0.98109 | 417742.6013 | kWh | RES
8784 | 0 | 0 | [6 empty] | 2019-07-22 | 7 | 1.0618 | 452104.0513 | kWh | RES
8784 | 0 | 0 | [6 empty] | 2019-07-22 | 8 | 1.1129 | 473854.4538 | kWh | RES
8784 | 0 | 0 | [6 empty] | 2019-07-22 | 9 | 1.1704 | 498339.7699 | kWh | RES
8784 | 0 | 0 | [6 empty] | 2019-07-22 | 10 | 1.3637 | 580645.8319 | kWh | RES
8784 | 0 | 0 | [6 empty] | 2019-07-22 | 11 | 1.6063 | 683950.7156 | kWh | RES
8784 | 0 | 0 | [6 empty] | 2019-07-22 | 12 | 1.8762 | 798882.5574 | kWh | RES
8784 | 0 | 0 | [6 empty] | 2019-07-22 | 13 | 2.1833 | 929651.0679 | kWh | RES
8784 | 0 | 0 | [6 empty] | 2019-07-22 | 14 | 2.4338 | 1036312.484 | kWh | RES
8784 | 0 | 0 | [6 empty] | 2019-07-22 | 15 | 2.4975 | 1063425.851 | kWh | RES
8784 | 0 | 0 | [6 empty] | 2019-07-22 | 16 | 2.6062 | 1109698.684 | kWh | RES
8784 | 0 | 0 | [6 empty] | 2019-07-22 | 17 | 2.6284 | 1119163.884 | kWh | RES
8784 | 0 | 0 | [6 empty] | 2019-07-22 | 18 | 2.6635 | 1134107.772 | kWh | RES
8784 | 0 | 0 | [6 empty] | 2019-07-22 | 19 | 2.7091 | 1153528.149 | kWh | RES
8784 | 0 | 0 | [6 empty] | 2019-07-22 | 20 | 2.6036 | 1108621.866 | kWh | RES
8784 | 0 | 0 | [6 empty] | 2019-07-22 | 21 | 2.4743 | 1053563.721 | kWh | RES
8784 | 0 | 0 | [6 empty] | 2019-07-22 | 22 | 2.3576 | 1003847.313 | kWh | RES
8784 | 0 | 0 | [6 empty] | 2019-07-22 | 23 | 2.1116 | 899099.9339 | kWh | RES
8784 | 0 | 0 | [6 empty] | 2019-07-22 | 24 | 1.8342 | 781001.3833 | kWh | RES
8784 | 0 | 0 | [6 empty] | 2019-07-23 | 1 | 1.5906 | 677278.0435 | kWh | RES
8784 | 0 | 0 | [6 empty] | 2019-07-23 | 2 | 1.3904 | 592017.1932 | kWh | RES
8784 | 0 | 0 | [6 empty] | 2019-07-23 | 3 | 1.2293 | 523427.448 | kWh | RES
8784 | 0 | 0 | [6 empty] | 2019-07-23 | 4 | 1.1298 | 481054.4783 | kWh | RES
8784 | 0 | 0 | [6 empty] | 2019-07-23 | 5 | 1.0782 | 459107.3156 | kWh | RES
8784 | 0 | 0 | [6 empty] | 2019-07-23 | 6 | 1.0738 | 457224.8734 | kWh | RES
8784 | 0 | 0 | [6 empty] | 2019-07-23 | 7 | 1.1713 | 498718.3653 | kWh | RES
8784 | 0 | 0 | [6 empty] | 2019-07-23 | 8 | 1.1766 | 500988.2893 | kWh | RES
8784 | 0 | 0 | [6 empty] | 2019-07-23 | 9 | 1.2731 | 542061.1087 | kWh | RES
8784 | 0 | 0 | [6 empty] | 2019-07-23 | 10 | 1.4289 | 608415.873 | kWh | RES
8784 | 0 | 0 | [6 empty] | 2019-07-23 | 11 | 1.7132 | 729462.5567 | kWh | RES
8784 | 0 | 0 | [6 empty] | 2019-07-23 | 12 | 2.0122 | 856803.4457 | kWh | RES
8784 | 0 | 0 | [6 empty] | 2019-07-23 | 13 | 2.2804 | 970971.2023 | kWh | RES
8784 | 0 | 0 | [6 empty] | 2019-07-23 | 14 | 2.3918 | 1018436.712 | kWh | RES
8784 | 0 | 0 | [6 empty] | 2019-07-23 | 15 | 2.2515 | 958690.7484 | kWh | RES
8784 | 0 | 0 | [6 empty] | 2019-07-23 | 16 | 2.1845 | 930153.8087 | kWh | RES
8784 | 0 | 0 | [6 empty] | 2019-07-23 | 17 | 2.2548 | 960098.9596 | kWh | RES
8784 | 0 | 0 | [6 empty] | 2019-07-23 | 18 | 2.4867 | 1058814.546 | kWh | RES
8784 | 0 | 0 | [6 empty] | 2019-07-23 | 19 | 2.6258 | 1118036.404 | kWh | RES
8784 | 0 | 0 | [6 empty] | 2019-07-23 | 20 | 2.5907 | 1103089.924 | kWh | RES
8784 | 0 | 0 | [6 empty] | 2019-07-23 | 21 | 2.4702 | 1051809.384 | kWh | RES
8784 | 0 | 0 | [6 empty] | 2019-07-23 | 22 | 2.2742 | 968333.869 | kWh | RES
8784 | 0 | 0 | [6 empty] | 2019-07-23 | 23 | 1.9642 | 836328.0488 | kWh | RES
8784 | 0 | 0 | [6 empty] | 2019-07-23 | 24 | 1.7044 | 725745.9926 | kWh | RES
8784 | 0 | 0 | [6 empty] | 2019-07-24 | 1 | 1.4817 | 630895.8892 | kWh | RES
8784 | 0 | 0 | [6 empty] | 2019-07-24 | 2 | 1.3187 | 561515.9648 | kWh | RES
8784 | 0 | 0 | [6 empty] | 2019-07-24 | 3 | 1.2107 | 515503.023 | kWh | RES
8784 | 0 | 0 | [6 empty] | 2019-07-24 | 4 | 1.1247 | 478906.0655 | kWh | RES
8784 | 0 | 0 | [6 empty] | 2019-07-24 | 5 | 1.0743 | 457451.018 | kWh | RES
8784 | 0 | 0 | [6 empty] | 2019-07-24 | 6 | 1.1065 | 471146.0676 | kWh | RES
8784 | 0 | 0 | [6 empty] | 2019-07-24 | 7 | 1.1783 | 501716.6241 | kWh | RES
8784 | 0 | 0 | [6 empty] | 2019-07-24 | 8 | 1.2103 | 515359.4804 | kWh | RES
8784 | 0 | 0 | [6 empty] | 2019-07-24 | 9 | 1.1619 | 494741.0911 | kWh | RES
8784 | 0 | 0 | [6 empty] | 2019-07-24 | 10 | 1.2416 | 528688.0762 | kWh | RES
8784 | 0 | 0 | [6 empty] | 2019-07-24 | 11 | 1.393 | 593137.6665 | kWh | RES
8784 | 0 | 0 | [6 empty] | 2019-07-24 | 12 | 1.5372 | 654550.1895 | kWh | RES
8784 | 0 | 0 | [6 empty] | 2019-07-24 | 13 | 1.5769 | 671443.611 | kWh | RES
8784 | 0 | 0 | [6 empty] | 2019-07-24 | 14 | 1.5208 | 647568.9657 | kWh | RES
8784 | 0 | 0 | [6 empty] | 2019-07-24 | 15 | 1.4823 | 631166.5456 | kWh | RES
8784 | 0 | 0 | [6 empty] | 2019-07-24 | 16 | 1.4492 | 617065.531 | kWh | RES
8784 | 0 | 0 | [6 empty] | 2019-07-24 | 17 | 1.4579 | 620762.3331 | kWh | RES
8784 | 0 | 0 | [6 empty] | 2019-07-24 | 18 | 1.5513 | 660558.2476 | kWh | RES
8784 | 0 | 0 | [6 empty] | 2019-07-24 | 19 | 1.5881 | 676210.1586 | kWh | RES
8784 | 0 | 0 | [6 empty] | 2019-07-24 | 20 | 1.5533 | 661401.512 | kWh | RES
8784 | 0 | 0 | [6 empty] | 2019-07-24 | 21 | 1.6055 | 683624.845 | kWh | RES
8784 | 0 | 0 | [6 empty] | 2019-07-24 | 22 | 1.5544 | 661844.0073 | kWh | RES
8784 | 0 | 0 | [6 empty] | 2019-07-24 | 23 | 1.4766 | 628720.1144 | kWh | RES
8784 | 0 | 0 | [6 empty] | 2019-07-24 | 24 | 1.2852 | 547218.4468 | kWh | RES
8784 | 0 | 0 | [6 empty] | 2019-07-25 | 1 | 1.1154 | 474921.9083 | kWh | RES
8784 | 0 | 0 | [6 empty] | 2019-07-25 | 2 | 1.0013 | 426329.5624 | kWh | RES
8784 | 0 | 0 | [6 empty] | 2019-07-25 | 3 | 0.9347 | 397990.0694 | kWh | RES
8784 | 0 | 0 | [6 empty] | 2019-07-25 | 4 | 0.86971 | 370320.9983 | kWh | RES
8784 | 0 | 0 | [6 empty] | 2019-07-25 | 5 | 0.8626 | 367292.8925 | kWh | RES
8784 | 0 | 0 | [6 empty] | 2019-07-25 | 6 | 0.87719 | 373502.0831 | kWh | RES
8784 | 0 | 0 | [6 empty] | 2019-07-25 | 7 | 0.96013 | 408819.8386 | kWh | RES
8784 | 0 | 0 | [6 empty] | 2019-07-25 | 8 | 1.0017 | 426529.7735 | kWh | RES
8784 | 0 | 0 | [6 empty] | 2019-07-25 | 9 | 1.0843 | 461678.4696 | kWh | RES
8784 | 0 | 0 | [6 empty] | 2019-07-25 | 10 | 1.2217 | 520181.1608 | kWh | RES
8784 | 0 | 0 | [6 empty] | 2019-07-25 | 11 | 1.4273 | 607734.9641 | kWh | RES
8784 | 0 | 0 | [6 empty] | 2019-07-25 | 12 | 1.626 | 692362.8922 | kWh | RES
8784 | 0 | 0 | [6 empty] | 2019-07-25 | 13 | 1.8169 | 773634.7188 | kWh | RES
8784 | 0 | 0 | [6 empty] | 2019-07-25 | 14 | 1.9225 | 818610.1799 | kWh | RES
8784 | 0 | 0 | [6 empty] | 2019-07-25 | 15 | 1.9659 | 837059.9782 | kWh | RES
8784 | 0 | 0 | [6 empty] | 2019-07-25 | 16 | 1.9797 | 842955.8047 | kWh | RES
8784 | 0 | 0 | [6 empty] | 2019-07-25 | 17 | 1.9478 | 829356.3209 | kWh | RES
8784 | 0 | 0 | [6 empty] | 2019-07-25 | 18 | 1.995 | 849470.8065 | kWh | RES
8784 | 0 | 0 | [6 empty] | 2019-07-25 | 19 | 2.0001 | 851629.455 | kWh | RES
8784 | 0 | 0 | [6 empty] | 2019-07-25 | 20 | 1.967 | 837522.2297 | kWh | RES
8784 | 0 | 0 | [6 empty] | 2019-07-25 | 21 | 1.9663 | 837250.5974 | kWh | RES
8784 | 0 | 0 | [6 empty] | 2019-07-25 | 22 | 1.907 | 812003.265 | kWh | RES
8784 | 0 | 0 | [6 empty] | 2019-07-25 | 23 | 1.7495 | 744933.5088 | kWh | RES
8784 | 0 | 0 | [6 empty] | 2019-07-25 | 24 | 1.5365 | 654245.3225 | kWh | RES
8784 | 0 | 0 | [6 empty] | 2019-07-26 | 1 | 1.3049 | 555603.8152 | kWh | RES
8784 | 0 | 0 | [6 empty] | 2019-07-26 | 2 | 1.1296 | 480965.2842 | kWh | RES
8784 | 0 | 0 | [6 empty] | 2019-07-26 | 3 | 1.0419 | 443636.8768 | kWh | RES
8784 | 0 | 0 | [6 empty] | 2019-07-26 | 4 | 0.97233 | 414013.1757 | kWh | RES
8784 | 0 | 0 | [6 empty] | 2019-07-26 | 5 | 0.93971 | 400124.7136 | kWh | RES
8784 | 0 | 0 | [6 empty] | 2019-07-26 | 6 | 0.94576 | 402698.7725 | kWh | RES
8784 | 0 | 0 | [6 empty] | 2019-07-26 | 7 | 1.0177 | 433313.4274 | kWh | RES
8784 | 0 | 0 | [6 empty] | 2019-07-26 | 8 | 1.0608 | 451686.7462 | kWh | RES
8784 | 0 | 0 | [6 empty] | 2019-07-26 | 9 | 1.1316 | 481843.3656 | kWh | RES
8784 | 0 | 0 | [6 empty] | 2019-07-26 | 10 | 1.2937 | 550854.0544 | kWh | RES
8784 | 0 | 0 | [6 empty] | 2019-07-26 | 11 | 1.4627 | 622830.3031 | kWh | RES
8784 | 0 | 0 | [6 empty] | 2019-07-26 | 12 | 1.6153 | 687797.5209 | kWh | RES
8784 | 0 | 0 | [6 empty] | 2019-07-26 | 13 | 1.8074 | 769565.0835 | kWh | RES
8784 | 0 | 0 | [6 empty] | 2019-07-26 | 14 | 1.9462 | 828690.5247 | kWh | RES
8784 | 0 | 0 | [6 empty] | 2019-07-26 | 15 | 1.9599 | 834503.7518 | kWh | RES
8784 | 0 | 0 | [6 empty] | 2019-07-26 | 16 | 1.9454 | 828335.7173 | kWh | RES
8784 | 0 | 0 | [6 empty] | 2019-07-26 | 17 | 1.9184 | 816839.295 | kWh | RES
8784 | 0 | 0 | [6 empty] | 2019-07-26 | 18 | 1.907 | 811984.7535 | kWh | RES
8784 | 0 | 0 | [6 empty] | 2019-07-26 | 19 | 1.9231 | 818858.1994 | kWh | RES
8784 | 0 | 0 | [6 empty] | 2019-07-26 | 20 | 1.8347 | 781188.4991 | kWh | RES
8784 | 0 | 0 | [6 empty] | 2019-07-26 | 21 | 1.786 | 760478.357 | kWh | RES
8784 | 0 | 0 | [6 empty] | 2019-07-26 | 22 | 1.6841 | 717061.7746 | kWh | RES
8784 | 0 | 0 | [6 empty] | 2019-07-26 | 23 | 1.6104 | 685694.7494 | kWh | RES
8784 | 0 | 0 | [6 empty] | 2019-07-26 | 24 | 1.4358 | 611366.7346 | kWh | RES
8784 | 0 | 0 | [6 empty] | 2019-07-27 | 1 | 1.2926 | 550396.9043 | kWh | RES
8784 | 0 | 0 | [6 empty] | 2019-07-27 | 2 | 1.1312 | 481670.1246 | kWh | RES
8784 | 0 | 0 | [6 empty] | 2019-07-27 | 3 | 1.023 | 435591.9454 | kWh | RES
8784 | 0 | 0 | [6 empty] | 2019-07-27 | 4 | 0.93307 | 397295.8702 | kWh | RES
8784 | 0 | 0 | [6 empty] | 2019-07-27 | 5 | 0.90579 | 385681.3256 | kWh | RES
8784 | 0 | 0 | [6 empty] | 2019-07-27 | 6 | 0.89007 | 378988.3384 | kWh | RES
8784 | 0 | 0 | [6 empty] | 2019-07-27 | 7 | 0.88318 | 376054.2559 | kWh | RES
8784 | 0 | 0 | [6 empty] | 2019-07-27 | 8 | 0.9795 | 417068.4895 | kWh | RES
8784 | 0 | 0 | [6 empty] | 2019-07-27 | 9 | 1.1736 | 499703.5352 | kWh | RES
8784 | 0 | 0 | [6 empty] | 2019-07-27 | 10 | 1.3968 | 594764.5696 | kWh | RES
8784 | 0 | 0 | [6 empty] | 2019-07-27 | 11 | 1.6179 | 688882.6396 | kWh | RES
8784 | 0 | 0 | [6 empty] | 2019-07-27 | 12 | 1.7587 | 748827.7406 | kWh | RES
8784 | 0 | 0 | [6 empty] | 2019-07-27 | 13 | 1.8791 | 800106.6924 | kWh | RES
8784 | 0 | 0 | [6 empty] | 2019-07-27 | 14 | 2.0456 | 870995.5681 | kWh | RES
8784 | 0 | 0 | [6 empty] | 2019-07-27 | 15 | 2.2124 | 942019.9662 | kWh | RES
8784 | 0 | 0 | [6 empty] | 2019-07-27 | 16 | 2.2955 | 977409.208 | kWh | RES
8784 | 0 | 0 | [6 empty] | 2019-07-27 | 17 | 2.3515 | 1001247.382 | kWh | RES
8784 | 0 | 0 | [6 empty] | 2019-07-27 | 18 | 2.3225 | 988932.0793 | kWh | RES
8784 | 0 | 0 | [6 empty] | 2019-07-27 | 19 | 2.2228 | 946468.8392 | kWh | RES
8784 | 0 | 0 | [6 empty] | 2019-07-27 | 20 | 2.1225 | 903765.7813 | kWh | RES
8784 | 0 | 0 | [6 empty] | 2019-07-27 | 21 | 2.0188 | 859591.6389 | kWh | RES
8784 | 0 | 0 | [6 empty] | 2019-07-27 | 22 | 1.8633 | 793402.3174 | kWh | RES
8784 | 0 | 0 | [6 empty] | 2019-07-27 | 23 | 1.7127 | 729279.9614 | kWh | RES
8784 | 0 | 0 | [6 empty] | 2019-07-27 | 24 | 1.5534 | 661415.3265 | kWh | RES
8784 | 0 | 0 | [6 empty] | 2019-07-28 | 1 | 1.367 | 582082.1328 | kWh | RES
8784 | 0 | 0 | [6 empty] | 2019-07-28 | 2 | 1.206 | 513489.5596 | kWh | RES
8784 | 0 | 0 | [6 empty] | 2019-07-28 | 3 | 1.089 | 463676.9839 | kWh | RES
8784 | 0 | 0 | [6 empty] | 2019-07-28 | 4 | 1.022 | 435168.0651 | kWh | RES
8784 | 0 | 0 | [6 empty] | 2019-07-28 | 5 | 0.99145 | 422157.0341 | kWh | RES
8784 | 0 | 0 | [6 empty] | 2019-07-28 | 6 | 0.96519 | 410974.8489 | kWh | RES
8784 | 0 | 0 | [6 empty] | 2019-07-28 | 7 | 0.97736 | 416156.1781 | kWh | RES
8784 | 0 | 0 | [6 empty] | 2019-07-28 | 8 | 1.0852 | 462058.9865 | kWh | RES
8784 | 0 | 0 | [6 empty] | 2019-07-28 | 9 | 1.3069 | 556458.4864 | kWh | RES
8784 | 0 | 0 | [6 empty] | 2019-07-28 | 10 | 1.5451 | 657882.4753 | kWh | RES
8784 | 0 | 0 | [6 empty] | 2019-07-28 | 11 | 1.7494 | 744908.194 | kWh | RES
8784 | 0 | 0 | [6 empty] | 2019-07-28 | 12 | 1.9149 | 815352.0985 | kWh | RES
8784 | 0 | 0 | [6 empty] | 2019-07-28 | 13 | 1.9643 | 836392.9649 | kWh | RES
8784 | 0 | 0 | [6 empty] | 2019-07-28 | 14 | 1.9404 | 826213.6166 | kWh | RES
8784 | 0 | 0 | [6 empty] | 2019-07-28 | 15 | 1.9511 | 830752.1178 | kWh | RES
8784 | 0 | 0 | [6 empty] | 2019-07-28 | 16 | 1.9881 | 846545.4484 | kWh | RES
8784 | 0 | 0 | [6 empty] | 2019-07-28 | 17 | 2.0996 | 894011.8393 | kWh | RES
8784 | 0 | 0 | [6 empty] | 2019-07-28 | 18 | 2.1644 | 921613.45 | kWh | RES
8784 | 0 | 0 | [6 empty] | 2019-07-28 | 19 | 2.2123 | 941996.4575 | kWh | RES
8784 | 0 | 0 | [6 empty] | 2019-07-28 | 20 | 2.1528 | 916635.0466 | kWh | RES
8784 | 0 | 0 | [6 empty] | 2019-07-28 | 21 | 2.0322 | 865293.5111 | kWh | RES
8784 | 0 | 0 | [6 empty] | 2019-07-28 | 22 | 1.9167 | 816140.2283 | kWh | RES
8784 | 0 | 0 | [6 empty] | 2019-07-28 | 23 | 1.7305 | 736841.2942 | kWh | RES
8784 | 0 | 0 | [6 empty] | 2019-07-28 | 24 | 1.4626 | 622757.6684 | kWh | RES
8784 | 0 | 0 | [6 empty] | 2019-07-29 | 1 | 1.2473 | 531116.1996 | kWh | RES
8784 | 0 | 0 | [6 empty] | 2019-07-29 | 2 | 1.0882 | 463355.1749 | kWh | RES
8784 | 0 | 0 | [6 empty] | 2019-07-29 | 3 | 0.98685 | 420197.3892 | kWh | RES
8784 | 0 | 0 | [6 empty] | 2019-07-29 | 4 | 0.91966 | 391588.4495 | kWh | RES
8784 | 0 | 0 | [6 empty] | 2019-07-29 | 5 | 0.90603 | 385785.8869 | kWh | RES
8784 | 0 | 0 | [6 empty] | 2019-07-29 | 6 | 0.94856 | 403892.5432 | kWh | RES
8784 | 0 | 0 | [6 empty] | 2019-07-29 | 7 | 1.0456 | 445198.8282 | kWh | RES
8784 | 0 | 0 | [6 empty] | 2019-07-29 | 8 | 1.0668 | 454241.8752 | kWh | RES
8784 | 0 | 0 | [6 empty] | 2019-07-29 | 9 | 1.1214 | 477483.7098 | kWh | RES
8784 | 0 | 0 | [6 empty] | 2019-07-29 | 10 | 1.321 | 562463.9118 | kWh | RES
8784 | 0 | 0 | [6 empty] | 2019-07-29 | 11 | 1.5726 | 669589.4299 | kWh | RES
8784 | 0 | 0 | [6 empty] | 2019-07-29 | 12 | 1.781 | 758352.627 | kWh | RES
8784 | 0 | 0 | [6 empty] | 2019-07-29 | 13 | 2.0436 | 870148.9781 | kWh | RES
8784 | 0 | 0 | [6 empty] | 2019-07-29 | 14 | 2.1989 | 936301.727 | kWh | RES
8784 | 0 | 0 | [6 empty] | 2019-07-29 | 15 | 2.2825 | 971879.6511 | kWh | RES
8784 | 0 | 0 | [6 empty] | 2019-07-29 | 16 | 2.4097 | 1026051.145 | kWh | RES
8784 | 0 | 0 | [6 empty] | 2019-07-29 | 17 | 2.5139 | 1070407.982 | kWh | RES
8784 | 0 | 0 | [6 empty] | 2019-07-29 | 18 | 2.6277 | 1118875.727 | kWh | RES
8784 | 0 | 0 | [6 empty] | 2019-07-29 | 19 | 2.6526 | 1129480.371 | kWh | RES
8784 | 0 | 0 | [6 empty] | 2019-07-29 | 20 | 2.5343 | 1079091.693 | kWh | RES
8784 | 0 | 0 | [6 empty] | 2019-07-29 | 21 | 2.3493 | 1000339.016 | kWh | RES
8784 | 0 | 0 | [6 empty] | 2019-07-29 | 22 | 2.1962 | 935152.871 | kWh | RES
8784 | 0 | 0 | [6 empty] | 2019-07-29 | 23 | 1.954 | 832008.0872 | kWh | RES
8784 | 0 | 0 | [6 empty] | 2019-07-29 | 24 | 1.652 | 703409.6544 | kWh | RES
8784 | 0 | 0 | [6 empty] | 2019-07-30 | 1 | 1.4006 | 596389.4951 | kWh | RES
8784 | 0 | 0 | [6 empty] | 2019-07-30 | 2 | 1.2386 | 527406.2733 | kWh | RES
8784 | 0 | 0 | [6 empty] | 2019-07-30 | 3 | 1.1059 | 470884.3829 | kWh | RES
8784 | 0 | 0 | [6 empty] | 2019-07-30 | 4 | 1.0025 | 426865.018 | kWh | RES
8784 | 0 | 0 | [6 empty] | 2019-07-30 | 5 | 0.96167 | 409474.1076 | kWh | RES
8784 | 0 | 0 | [6 empty] | 2019-07-30 | 6 | 0.97534 | 415295.6589 | kWh | RES
8784 | 0 | 0 | [6 empty] | 2019-07-30 | 7 | 1.037 | 441565.8091 | kWh | RES
8784 | 0 | 0 | [6 empty] | 2019-07-30 | 8 | 1.0821 | 460743.9914 | kWh | RES
8784 | 0 | 0 | [6 empty] | 2019-07-30 | 9 | 1.1355 | 483488.7539 | kWh | RES
8784 | 0 | 0 | [6 empty] | 2019-07-30 | 10 | 1.2633 | 537923.7691 | kWh | RES
8784 | 0 | 0 | [6 empty] | 2019-07-30 | 11 | 1.5312 | 651980.1503 | kWh | RES
8784 | 0 | 0 | [6 empty] | 2019-07-30 | 12 | 1.8127 | 771852.617 | kWh | RES
8784 | 0 | 0 | [6 empty] | 2019-07-30 | 13 | 2.1297 | 906813.9083 | kWh | RES
8784 | 0 | 0 | [6 empty] | 2019-07-30 | 14 | 2.3556 | 1003003.85 | kWh | RES
8784 | 0 | 0 | [6 empty] | 2019-07-30 | 15 | 2.5173 | 1071844.399 | kWh | RES
8784 | 0 | 0 | [6 empty] | 2019-07-30 | 16 | 2.6736 | 1138410.69 | kWh | RES
8784 | 0 | 0 | [6 empty] | 2019-07-30 | 17 | 2.8007 | 1192512.994 | kWh | RES
8784 | 0 | 0 | [6 empty] | 2019-07-30 | 18 | 2.8954 | 1232832.297 | kWh | RES
8784 | 0 | 0 | [6 empty] | 2019-07-30 | 19 | 2.8492 | 1213189.113 | kWh | RES
8784 | 0 | 0 | [6 empty] | 2019-07-30 | 20 | 2.7619 | 1176010.997 | kWh | RES
8784 | 0 | 0 | [6 empty] | 2019-07-30 | 21 | 2.6374 | 1122985.807 | kWh | RES
8784 | 0 | 0 | [6 empty] | 2019-07-30 | 22 | 2.4315 | 1035336.539 | kWh | RES
8784 | 0 | 0 | [6 empty] | 2019-07-30 | 23 | 2.1703 | 924110.4765 | kWh | RES
8784 | 0 | 0 | [6 empty] | 2019-07-30 | 24 | 1.8569 | 790654.0956 | kWh | RES
8784 | 0 | 0 | [6 empty] | 2019-07-31 | 1 | 1.5652 | 666447.5007 | kWh | RES
8784 | 0 | 0 | [6 empty] | 2019-07-31 | 2 | 1.3824 | 588623.9839 | kWh | RES
8784 | 0 | 0 | [6 empty] | 2019-07-31 | 3 | 1.2203 | 519608.7089 | kWh | RES
8784 | 0 | 0 | [6 empty] | 2019-07-31 | 4 | 1.1267 | 479743.4782 | kWh | RES
8784 | 0 | 0 | [6 empty] | 2019-07-31 | 5 | 1.0596 | 451171.2222 | kWh | RES
8784 | 0 | 0 | [6 empty] | 2019-07-31 | 6 | 1.0758 | 458079.9997 | kWh | RES
8784 | 0 | 0 | [6 empty] | 2019-07-31 | 7 | 1.1435 | 486898.6625 | kWh | RES
8784 | 0 | 0 | [6 empty] | 2019-07-31 | 8 | 1.159 | 493504.0752 | kWh | RES
8784 | 0 | 0 | [6 empty] | 2019-07-31 | 9 | 1.2492 | 531925.5995 | kWh | RES
8784 | 0 | 0 | [6 empty] | 2019-07-31 | 10 | 1.403 | 597377.8516 | kWh | RES
8784 | 0 | 0 | [6 empty] | 2019-07-31 | 11 | 1.648 | 701717.281 | kWh | RES
8784 | 0 | 0 | [6 empty] | 2019-07-31 | 12 | 1.9892 | 846987.3479 | kWh | RES
8784 | 0 | 0 | [6 empty] | 2019-07-31 | 13 | 2.2787 | 970277.197 | kWh | RES
8784 | 0 | 0 | [6 empty] | 2019-07-31 | 14 | 2.5601 | 1090097.979 | kWh | RES
8784 | 0 | 0 | [6 empty] | 2019-07-31 | 15 | 2.668 | 1136039.058 | kWh | RES
8784 | 0 | 0 | [6 empty] | 2019-07-31 | 16 | 2.7316 | 1163116.456 | kWh | RES
8784 | 0 | 0 | [6 empty] | 2019-07-31 | 17 | 2.7915 | 1188604.597 | kWh | RES
8784 | 0 | 0 | [6 empty] | 2019-07-31 | 18 | 2.7512 | 1171467.629 | kWh | RES
8784 | 0 | 0 | [6 empty] | 2019-07-31 | 19 | 2.7078 | 1152957.347 | kWh | RES
8784 | 0 | 0 | [6 empty] | 2019-07-31 | 20 | 2.5932 | 1104180.442 | kWh | RES
8784 | 0 | 0 | [6 empty] | 2019-07-31 | 21 | 2.4997 | 1064362.396 | kWh | RES
8784 | 0 | 0 | [6 empty] | 2019-07-31 | 22 | 2.4215 | 1031065.423 | kWh | RES
8784 | 0 | 0 | [6 empty] | 2019-07-31 | 23 | 2.2046 | 938697.0372 | kWh | RES
8784 | 0 | 0 | [6 empty] | 2019-07-31 | 24 | 1.9499 | 830270.5988 | kWh | RES
8784 | 0 | 0 | [6 empty] | 2019-08-01 | 1 | 1.6686 | 710478.8518 | kWh | RES
8784 | 0 | 0 | [6 empty] | 2019-08-01 | 2 | 1.4892 | 634085.9297 | kWh | RES
8784 | 0 | 0 | [6 empty] | 2019-08-01 | 3 | 1.3553 | 577078.7693 | kWh | RES
8784 | 0 | 0 | [6 empty] | 2019-08-01 | 4 | 1.2497 | 532105.3627 | kWh | RES
8784 | 0 | 0 | [6 empty] | 2019-08-01 | 5 | 1.2112 | 515718.4634 | kWh | RES
8784 | 0 | 0 | [6 empty] | 2019-08-01 | 6 | 1.2361 | 526329.333 | kWh | RES
8784 | 0 | 0 | [6 empty] | 2019-08-01 | 7 | 1.3035 | 555025.5857 | kWh | RES
8784 | 0 | 0 | [6 empty] | 2019-08-01 | 8 | 1.2964 | 552010.1406 | kWh | RES
8784 | 0 | 0 | [6 empty] | 2019-08-01 | 9 | 1.3367 | 569158.7529 | kWh | RES
8784 | 0 | 0 | [6 empty] | 2019-08-01 | 10 | 1.3758 | 585821.6669 | kWh | RES
8784 | 0 | 0 | [6 empty] | 2019-08-01 | 11 | 1.6174 | 688677.2475 | kWh | RES
8784 | 0 | 0 | [6 empty] | 2019-08-01 | 12 | 1.903 | 810286.2137 | kWh | RES
8784 | 0 | 0 | [6 empty] | 2019-08-01 | 13 | 1.9112 | 813770.4659 | kWh | RES
8784 | 0 | 0 | [6 empty] | 2019-08-01 | 14 | 1.675 | 713219.4676 | kWh | RES
8784 | 0 | 0 | [6 empty] | 2019-08-01 | 15 | 1.5564 | 662708.0775 | kWh | RES
8784 | 0 | 0 | [6 empty] | 2019-08-01 | 16 | 1.5997 | 681165.8624 | kWh | RES
8784 | 0 | 0 | [6 empty] | 2019-08-01 | 17 | 1.8011 | 766884.3502 | kWh | RES
8784 | 0 | 0 | [6 empty] | 2019-08-01 | 18 | 1.965 | 836682.8263 | kWh | RES
8784 | 0 | 0 | [6 empty] | 2019-08-01 | 19 | 2.0949 | 892020.4258 | kWh | RES
8784 | 0 | 0 | [6 empty] | 2019-08-01 | 20 | 2.0492 | 872531.7266 | kWh | RES
8784 | 0 | 0 | [6 empty] | 2019-08-01 | 21 | 2.0115 | 856469.83 | kWh | RES
8784 | 0 | 0 | [6 empty] | 2019-08-01 | 22 | 1.9608 | 834910.6058 | kWh | RES
8784 | 0 | 0 | [6 empty] | 2019-08-01 | 23 | 1.7543 | 746987.2545 | kWh | RES
8784 | 0 | 0 | [6 empty] | 2019-08-01 | 24 | 1.5275 | 650382.4181 | kWh | RES
8784 | 0 | 0 | [6 empty] | 2019-08-02 | 1 | 1.3276 | 565267.6905 | kWh | RES
8784 | 0 | 0 | [6 empty] | 2019-08-02 | 2 | 1.1588 | 493415.8548 | kWh | RES
8784 | 0 | 0 | [6 empty] | 2019-08-02 | 3 | 1.0725 | 456682.1195 | kWh | RES
8784 | 0 | 0 | [6 empty] | 2019-08-02 | 4 | 1.0267 | 437148.8071 | kWh | RES
8784 | 0 | 0 | [6 empty] | 2019-08-02 | 5 | 1.0005 | 425999.3862 | kWh | RES
8784 | 0 | 0 | [6 empty] | 2019-08-02 | 6 | 1.0327 | 439730.0325 | kWh | RES
8784 | 0 | 0 | [6 empty] | 2019-08-02 | 7 | 1.1093 | 472352.6164 | kWh | RES
8784 | 0 | 0 | [6 empty] | 2019-08-02 | 8 | 1.1582 | 493140.6745 | kWh | RES
8784 | 0 | 0 | [6 empty] | 2019-08-02 | 9 | 1.1722 | 499128.3824 | kWh | RES
8784 | 0 | 0 | [6 empty] | 2019-08-02 | 10 | 1.2699 | 540736.7981 | kWh | RES
8784 | 0 | 0 | [6 empty] | 2019-08-02 | 11 | 1.3854 | 589898.9886 | kWh | RES
8784 | 0 | 0 | [6 empty] | 2019-08-02 | 12 | 1.431 | 609294.1986 | kWh | RES
8784 | 0 | 0 | [6 empty] | 2019-08-02 | 13 | 1.4159 | 602902.3941 | kWh | RES
8784 | 0 | 0 | [6 empty] | 2019-08-02 | 14 | 1.3509 | 575227.8507 | kWh | RES
8784 | 0 | 0 | [6 empty] | 2019-08-02 | 15 | 1.3531 | 576144.799 | kWh | RES
8784 | 0 | 0 | [6 empty] | 2019-08-02 | 16 | 1.4508 | 617739.7892 | kWh | RES
8784 | 0 | 0 | [6 empty] | 2019-08-02 | 17 | 1.6744 | 712950.1762 | kWh | RES
8784 | 0 | 0 | [6 empty] | 2019-08-02 | 18 | 1.8291 | 778804.3533 | kWh | RES
8784 | 0 | 0 | [6 empty] | 2019-08-02 | 19 | 1.901 | 809447.8975 | kWh | RES
8784 | 0 | 0 | [6 empty] | 2019-08-02 | 20 | 1.8374 | 782373.9171 | kWh | RES
8784 | 0 | 0 | [6 empty] | 2019-08-02 | 21 | 1.7803 | 758037.6777 | kWh | RES
8784 | 0 | 0 | [6 empty] | 2019-08-02 | 22 | 1.6925 | 720672.7196 | kWh | RES
8784 | 0 | 0 | [6 empty] | 2019-08-02 | 23 | 1.6166 | 688335.4733 | kWh | RES
8784 | 0 | 0 | [6 empty] | 2019-08-02 | 24 | 1.4449 | 615214.6512 | kWh | RES
8784 | 0 | 0 | [6 empty] | 2019-08-03 | 1 | 1.2918 | 550041.8253 | kWh | RES
8784 | 0 | 0 | [6 empty] | 2019-08-03 | 2 | 1.1635 | 495401.1061 | kWh | RES
8784 | 0 | 0 | [6 empty] | 2019-08-03 | 3 | 1.0568 | 449971.9871 | kWh | RES
8784 | 0 | 0 | [6 empty] | 2019-08-03 | 4 | 1.0002 | 425889.2271 | kWh | RES
8784 | 0 | 0 | [6 empty] | 2019-08-03 | 5 | 0.94603 | 402816.813 | kWh | RES
8784 | 0 | 0 | [6 empty] | 2019-08-03 | 6 | 0.93798 | 399386.2851 | kWh | RES
8784 | 0 | 0 | [6 empty] | 2019-08-03 | 7 | 0.93588 | 398495.966 | kWh | RES
8784 | 0 | 0 | [6 empty] | 2019-08-03 | 8 | 1.0192 | 433987.0793 | kWh | RES
8784 | 0 | 0 | [6 empty] | 2019-08-03 | 9 | 1.2007 | 511239.2094 | kWh | RES
8784 | 0 | 0 | [6 empty] | 2019-08-03 | 10 | 1.4232 | 605983.7708 | kWh | RES
8784 | 0 | 0 | [6 empty] | 2019-08-03 | 11 | 1.664 | 708511.7847 | kWh | RES
8784 | 0 | 0 | [6 empty] | 2019-08-03 | 12 | 1.9447 | 828033.6603 | kWh | RES
8784 | 0 | 0 | [6 empty] | 2019-08-03 | 13 | 2.1983 | 936017.3953 | kWh | RES
8784 | 0 | 0 | [6 empty] | 2019-08-03 | 14 | 2.4544 | 1045061.027 | kWh | RES
8784 | 0 | 0 | [6 empty] | 2019-08-03 | 15 | 2.6288 | 1119337.38 | kWh | RES
8784 | 0 | 0 | [6 empty] | 2019-08-03 | 16 | 2.7404 | 1166864.075 | kWh | RES
8784 | 0 | 0 | [6 empty] | 2019-08-03 | 17 | 2.7712 | 1179984.777 | kWh | RES
8784 | 0 | 0 | [6 empty] | 2019-08-03 | 18 | 2.7581 | 1174382.949 | kWh | RES
8784 | 0 | 0 | [6 empty] | 2019-08-03 | 19 | 2.6791 | 1140764.414 | kWh | RES
8784 | 0 | 0 | [6 empty] | 2019-08-03 | 20 | 2.54 | 1081531.11 | kWh | RES
8784 | 0 | 0 | [6 empty] | 2019-08-03 | 21 | 2.3286 | 991499.1678 | kWh | RES
8784 | 0 | 0 | [6 empty] | 2019-08-03 | 22 | 2.2062 | 939376.3481 | kWh | RES
8784 | 0 | 0 | [6 empty] | 2019-08-03 | 23 | 2.0038 | 853204.966 | kWh | RES
8784 | 0 | 0 | [6 empty] | 2019-08-03 | 24 | 1.7809 | 758311.5008 | kWh | RES
8784 | 0 | 0 | [6 empty] | 2019-08-04 | 1 | 1.5553 | 662220.8971 | kWh | RES
8784 | 0 | 0 | [6 empty] | 2019-08-04 | 2 | 1.415 | 602517.2073 | kWh | RES
8784 | 0 | 0 | [6 empty] | 2019-08-04 | 3 | 1.286 | 547591.5492 | kWh | RES
8784 | 0 | 0 | [6 empty] | 2019-08-04 | 4 | 1.1813 | 503010.6122 | kWh | RES
8784 | 0 | 0 | [6 empty] | 2019-08-04 | 5 | 1.1423 | 486383.4042 | kWh | RES
8784 | 0 | 0 | [6 empty] | 2019-08-04 | 6 | 1.0941 | 465856.7367 | kWh | RES
8784 | 0 | 0 | [6 empty] | 2019-08-04 | 7 | 1.0901 | 464139.1208 | kWh | RES
8784 | 0 | 0 | [6 empty] | 2019-08-04 | 8 | 1.187 | 505405.4833 | kWh | RES
8784 | 0 | 0 | [6 empty] | 2019-08-04 | 9 | 1.4345 | 610793.5649 | kWh | RES
8784 | 0 | 0 | [6 empty] | 2019-08-04 | 10 | 1.7365 | 739392.6409 | kWh | RES
8784 | 0 | 0 | [6 empty] | 2019-08-04 | 11 | 2.0705 | 881596.2399 | kWh | RES
8784 | 0 | 0 | [6 empty] | 2019-08-04 | 12 | 2.3265 | 990595.7095 | kWh | RES
8784 | 0 | 0 | [6 empty] | 2019-08-04 | 13 | 2.6001 | 1107131.961 | kWh | RES
8784 | 0 | 0 | [6 empty] | 2019-08-04 | 14 | 2.7912 | 1188484.11 | kWh | RES
8784 | 0 | 0 | [6 empty] | 2019-08-04 | 15 | 3.0044 | 1279246.898 | kWh | RES
8784 | 0 | 0 | [6 empty] | 2019-08-04 | 16 | 3.0729 | 1308410.601 | kWh | RES
8784 | 0 | 0 | [6 empty] | 2019-08-04 | 17 | 3.1973 | 1361396.142 | kWh | RES
8784 | 0 | 0 | [6 empty] | 2019-08-04 | 18 | 3.1775 | 1352986.391 | kWh | RES
8784 | 0 | 0 | [6 empty] | 2019-08-04 | 19 | 3.1078 | 1323309.725 | kWh | RES
8784 | 0 | 0 | [6 empty] | 2019-08-04 | 20 | 2.9513 | 1256655.792 | kWh | RES
8784 | 0 | 0 | [6 empty] | 2019-08-04 | 21 | 2.8175 | 1199701.025 | kWh | RES
8784 | 0 | 0 | [6 empty] | 2019-08-04 | 22 | 2.6306 | 1120111.068 | kWh | RES
8784 | 0 | 0 | [6 empty] | 2019-08-04 | 23 | 2.3775 | 1012349.379 | kWh | RES
8784 | 0 | 0 | [6 empty] | 2019-08-04 | 24 | 2.0479 | 871982.771 | kWh | RES
8784 | 0 | 0 | [6 empty] | 2019-08-05 | 1 | 1.7822 | 758841.3716 | kWh | RES
8784 | 0 | 0 | [6 empty] | 2019-08-05 | 2 | 1.5615 | 664898.4407 | kWh | RES
8784 | 0 | 0 | [6 empty] | 2019-08-05 | 3 | 1.4219 | 605418.6648 | kWh | RES
8784 | 0 | 0 | [6 empty] | 2019-08-05 | 4 | 1.2926 | 550392.8914 | kWh | RES
8784 | 0 | 0 | [6 empty] | 2019-08-05 | 5 | 1.2245 | 521404.1417 | kWh | RES
8784 | 0 | 0 | [6 empty] | 2019-08-05 | 6 | 1.2048 | 513003.1759 | kWh | RES
8784 | 0 | 0 | [6 empty] | 2019-08-05 | 7 | 1.2798 | 544920.3362 | kWh | RES
8784 | 0 | 0 | [6 empty] | 2019-08-05 | 8 | 1.2576 | 535500.6007 | kWh | RES
8784 | 0 | 0 | [6 empty] | 2019-08-05 | 9 | 1.2821 | 545912.872 | kWh | RES
8784 | 0 | 0 | [6 empty] | 2019-08-05 | 10 | 1.4662 | 624311.3642 | kWh | RES
8784 | 0 | 0 | [6 empty] | 2019-08-05 | 11 | 1.7822 | 758873.8366 | kWh | RES
8784 | 0 | 0 | [6 empty] | 2019-08-05 | 12 | 2.0598 | 877045.4042 | kWh | RES
8784 | 0 | 0 | [6 empty] | 2019-08-05 | 13 | 2.3272 | 990908.7034 | kWh | RES
8784 | 0 | 0 | [6 empty] | 2019-08-05 | 14 | 2.5448 | 1083557.717 | kWh | RES
8784 | 0 | 0 | [6 empty] | 2019-08-05 | 15 | 2.6959 | 1147908.461 | kWh | RES
8784 | 0 | 0 | [6 empty] | 2019-08-05 | 16 | 2.6077 | 1110334.956 | kWh | RES
8784 | 0 | 0 | [6 empty] | 2019-08-05 | 17 | 2.6182 | 1114820.062 | kWh | RES
8784 | 0 | 0 | [6 empty] | 2019-08-05 | 18 | 2.6404 | 1124284.948 | kWh | RES
8784 | 0 | 0 | [6 empty] | 2019-08-05 | 19 | 2.6348 | 1121907.531 | kWh | RES
8784 | 0 | 0 | [6 empty] | 2019-08-05 | 20 | 2.5156 | 1071118.61 | kWh | RES
8784 | 0 | 0 | [6 empty] | 2019-08-05 | 21 | 2.3835 | 1014897.793 | kWh | RES
8784 | 0 | 0 | [6 empty] | 2019-08-05 | 22 | 2.236 | 952096.3518 | kWh | RES
8784 | 0 | 0 | [6 empty] | 2019-08-05 | 23 | 1.9794 | 842812.0388 | kWh | RES
8784 | 0 | 0 | [6 empty] | 2019-08-05 | 24 | 1.7274 | 735501.6123 | kWh | RES
8784 | 0 | 0 | [6 empty] | 2019-08-06 | 1 | 1.5219 | 648029.1339 | kWh | RES
8784 | 0 | 0 | [6 empty] | 2019-08-06 | 2 | 1.3496 | 574643.9562 | kWh | RES
8784 | 0 | 0 | [6 empty] | 2019-08-06 | 3 | 1.2483 | 531518.6491 | kWh | RES
8784 | 0 | 0 | [6 empty] | 2019-08-06 | 4 | 1.1668 | 496808.1254 | kWh | RES
8784 | 0 | 0 | [6 empty] | 2019-08-06 | 5 | 1.122 | 477726.4316 | kWh | RES
8784 | 0 | 0 | [6 empty] | 2019-08-06 | 6 | 1.1564 | 492385.8245 | kWh | RES
8784 | 0 | 0 | [6 empty] | 2019-08-06 | 7 | 1.2325 | 524787.4164 | kWh | RES
8784 | 0 | 0 | [6 empty] | 2019-08-06 | 8 | 1.2413 | 528532.6208 | kWh | RES
8784 | 0 | 0 | [6 empty] | 2019-08-06 | 9 | 1.2935 | 550765.7539 | kWh | RES
8784 | 0 | 0 | [6 empty] | 2019-08-06 | 10 | 1.4655 | 624001.9838 | kWh | RES
8784 | 0 | 0 | [6 empty] | 2019-08-06 | 11 | 1.7222 | 733296.197 | kWh | RES
8784 | 0 | 0 | [6 empty] | 2019-08-06 | 12 | 1.9523 | 831299.478 | kWh | RES
8784 | 0 | 0 | [6 empty] | 2019-08-06 | 13 | 2.1819 | 929048.5821 | kWh | RES
8784 | 0 | 0 | [6 empty] | 2019-08-06 | 14 | 2.2936 | 976618.3156 | kWh | RES
8784 | 0 | 0 | [6 empty] | 2019-08-06 | 15 | 2.3226 | 988958.5224 | kWh | RES
8784 | 0 | 0 | [6 empty] | 2019-08-06 | 16 | 2.297 | 978038.0371 | kWh | RES
8784 | 0 | 0 | [6 empty] | 2019-08-06 | 17 | 2.4543 | 1045015.533 | kWh | RES
8784 | 0 | 0 | [6 empty] | 2019-08-06 | 18 | 2.5706 | 1094550.012 | kWh | RES
8784 | 0 | 0 | [6 empty] | 2019-08-06 | 19 | 2.6237 | 1117162.522 | kWh | RES
8784 | 0 | 0 | [6 empty] | 2019-08-06 | 20 | 2.5125 | 1069822.754 | kWh | RES
8784 | 0 | 0 | [6 empty] | 2019-08-06 | 21 | 2.3896 | 1017474.462 | kWh | RES
8784 | 0 | 0 | [6 empty] | 2019-08-06 | 22 | 2.2641 | 964026.8019 | kWh | RES
8784 | 0 | 0 | [6 empty] | 2019-08-06 | 23 | 2.0097 | 855738.6492 | kWh | RES
8784 | 0 | 0 | [6 empty] | 2019-08-06 | 24 | 1.763 | 750658.1512 | kWh | RES
8784 | 0 | 0 | [6 empty] | 2019-08-07 | 1 | 1.5115 | 643596.915 | kWh | RES
8784 | 0 | 0 | [6 empty] | 2019-08-07 | 2 | 1.3503 | 574959.0767 | kWh | RES
8784 | 0 | 0 | [6 empty] | 2019-08-07 | 3 | 1.238 | 527135.0573 | kWh | RES
8784 | 0 | 0 | [6 empty] | 2019-08-07 | 4 | 1.1462 | 488035.9676 | kWh | RES
8784 | 0 | 0 | [6 empty] | 2019-08-07 | 5 | 1.0909 | 464484.6137 | kWh | RES
8784 | 0 | 0 | [6 empty] | 2019-08-07 | 6 | 1.1377 | 484443.1331 | kWh | RES
8784 | 0 | 0 | [6 empty] | 2019-08-07 | 7 | 1.2444 | 529850.9443 | kWh | RES
8784 | 0 | 0 | [6 empty] | 2019-08-07 | 8 | 1.2517 | 532973.9592 | kWh | RES
8784 | 0 | 0 | [6 empty] | 2019-08-07 | 9 | 1.275 | 542887.3593 | kWh | RES
8784 | 0 | 0 | [6 empty] | 2019-08-07 | 10 | 1.3613 | 579622.9936 | kWh | RES
8784 | 0 | 0 | [6 empty] | 2019-08-07 | 11 | 1.6416 | 698986.4946 | kWh | RES
8784 | 0 | 0 | [6 empty] | 2019-08-07 | 12 | 1.9353 | 824026.5393 | kWh | RES
8784 | 0 | 0 | [6 empty] | 2019-08-07 | 13 | 2.2068 | 939640.6916 | kWh | RES
8784 | 0 | 0 | [6 empty] | 2019-08-07 | 14 | 2.2823 | 971810.8974 | kWh | RES
8784 | 0 | 0 | [6 empty] | 2019-08-07 | 15 | 2.2849 | 972885.2639 | kWh | RES
8784 | 0 | 0 | [6 empty] | 2019-08-07 | 16 | 2.3345 | 994012.1097 | kWh | RES
8784 | 0 | 0 | [6 empty] | 2019-08-07 | 17 | 2.3519 | 1001413.879 | kWh | RES
8784 | 0 | 0 | [6 empty] | 2019-08-07 | 18 | 2.4465 | 1041689.591 | kWh | RES
8784 | 0 | 0 | [6 empty] | 2019-08-07 | 19 | 2.4913 | 1060769.131 | kWh | RES
8784 | 0 | 0 | [6 empty] | 2019-08-07 | 20 | 2.4466 | 1041764.776 | kWh | RES
8784 | 0 | 0 | [6 empty] | 2019-08-07 | 21 | 2.3586 | 1004302.238 | kWh | RES
8784 | 0 | 0 | [6 empty] | 2019-08-07 | 22 | 2.2227 | 946436.4957 | kWh | RES
8784 | 0 | 0 | [6 empty] | 2019-08-07 | 23 | 2.0512 | 873408.8987 | kWh | RES
8784 | 0 | 0 | [6 empty] | 2019-08-07 | 24 | 1.7841 | 759660.0886 | kWh | RES
8784 | 0 | 0 | [6 empty] | 2019-08-08 | 1 | 1.5325 | 652547.9075 | kWh | RES
8784 | 0 | 0 | [6 empty] | 2019-08-08 | 2 | 1.3927 | 592994.6587 | kWh | RES
8784 | 0 | 0 | [6 empty] | 2019-08-08 | 3 | 1.2885 | 548640.8523 | kWh | RES
8784 | 0 | 0 | [6 empty] | 2019-08-08 | 4 | 1.2049 | 513052.7995 | kWh | RES
8784 | 0 | 0 | [6 empty] | 2019-08-08 | 5 | 1.1638 | 495528.6473 | kWh | RES
8784 | 0 | 0 | [6 empty] | 2019-08-08 | 6 | 1.2036 | 512500.1731 | kWh | RES
8784 | 0 | 0 | [6 empty] | 2019-08-08 | 7 | 1.2882 | 548520.3706 | kWh | RES
8784 | 0 | 0 | [6 empty] | 2019-08-08 | 8 | 1.285 | 547132.2051 | kWh | RES
8784 | 0 | 0 | [6 empty] | 2019-08-08 | 9 | 1.322 | 562902.2974 | kWh | RES
8784 | 0 | 0 | [6 empty] | 2019-08-08 | 10 | 1.4598 | 621567.0491 | kWh | RES
8784 | 0 | 0 | [6 empty] | 2019-08-08 | 11 | 1.769 | 753238.4433 | kWh | RES
8784 | 0 | 0 | [6 empty] | 2019-08-08 | 12 | 2.0564 | 875626.5852 | kWh | RES
8784 | 0 | 0 | [6 empty] | 2019-08-08 | 13 | 2.3552 | 1002850.233 | kWh | RES
8784 | 0 | 0 | [6 empty] | 2019-08-08 | 14 | 2.6066 | 1109881.881 | kWh | RES
8784 | 0 | 0 | [6 empty] | 2019-08-08 | 15 | 2.7956 | 1190343.683 | kWh | RES
8784 | 0 | 0 | [6 empty] | 2019-08-08 | 16 | 2.9225 | 1244387.465 | kWh | RES
8784 | 0 | 0 | [6 empty] | 2019-08-08 | 17 | 3.0849 | 1313518.135 | kWh | RES
8784 | 0 | 0 | [6 empty] | 2019-08-08 | 18 | 3.0481 | 1297871.037 | kWh | RES
8784 | 0 | 0 | [6 empty] | 2019-08-08 | 19 | 2.8997 | 1234670.867 | kWh | RES
8784 | 0 | 0 | [6 empty] | 2019-08-08 | 20 | 2.7332 | 1163770.577 | kWh | RES
8784 | 0 | 0 | [6 empty] | 2019-08-08 | 21 | 2.6073 | 1110184.731 | kWh | RES
8784 | 0 | 0 | [6 empty] | 2019-08-08 | 22 | 2.4503 | 1043338.39 | kWh | RES
8784 | 0 | 0 | [6 empty] | 2019-08-08 | 23 | 2.2052 | 938960.9187 | kWh | RES
8784 | 0 | 0 | [6 empty] | 2019-08-08 | 24 | 1.9113 | 813821.3506 | kWh | RES
8784 | 0 | 0 | [6 empty] | 2019-08-09 | 1 | 1.6705 | 711306.9383 | kWh | RES
8784 | 0 | 0 | [6 empty] | 2019-08-09 | 2 | 1.4792 | 629837.6073 | kWh | RES
8784 | 0 | 0 | [6 empty] | 2019-08-09 | 3 | 1.3225 | 563120.9307 | kWh | RES
8784 | 0 | 0 | [6 empty] | 2019-08-09 | 4 | 1.2582 | 535754.511 | kWh | RES
8784 | 0 | 0 | [6 empty] | 2019-08-09 | 5 | 1.1847 | 504423.1624 | kWh | RES
8784 | 0 | 0 | [6 empty] | 2019-08-09 | 6 | 1.2062 | 513601.6222 | kWh | RES
8784 | 0 | 0 | [6 empty] | 2019-08-09 | 7 | 1.2989 | 553067.0571 | kWh | RES
8784 | 0 | 0 | [6 empty] | 2019-08-09 | 8 | 1.316 | 560338.8543 | kWh | RES
8784 | 0 | 0 | [6 empty] | 2019-08-09 | 9 | 1.4231 | 605968.0838 | kWh | RES
8784 | 0 | 0 | [6 empty] | 2019-08-09 | 10 | 1.6289 | 693580.5283 | kWh | RES
8784 | 0 | 0 | [6 empty] | 2019-08-09 | 11 | 1.9056 | 811400.8902 | kWh | RES
8784 | 0 | 0 | [6 empty] | 2019-08-09 | 12 | 2.2664 | 965004.2634 | kWh | RES
8784 | 0 | 0 | [6 empty] | 2019-08-09 | 13 | 2.5607 | 1090350.409 | kWh | RES
8784 | 0 | 0 | [6 empty] | 2019-08-09 | 14 | 2.7925 | 1189046.428 | kWh | RES
8784 | 0 | 0 | [6 empty] | 2019-08-09 | 15 | 2.9599 | 1260321.782 | kWh | RES
8784 | 0 | 0 | [6 empty] | 2019-08-09 | 16 | 3.0234 | 1287363.776 | kWh | RES
8784 | 0 | 0 | [6 empty] | 2019-08-09 | 17 | 3.0968 | 1318594.017 | kWh | RES
8784 | 0 | 0 | [6 empty] | 2019-08-09 | 18 | 3.1023 | 1320958.513 | kWh | RES
8784 | 0 | 0 | [6 empty] | 2019-08-09 | 19 | 2.9723 | 1265608.102 | kWh | RES
8784 | 0 | 0 | [6 empty] | 2019-08-09 | 20 | 2.8219 | 1201560.915 | kWh | RES
8784 | 0 | 0 | [6 empty] | 2019-08-09 | 21 | 2.6869 | 1144088.604 | kWh | RES
8784 | 0 | 0 | [6 empty] | 2019-08-09 | 22 | 2.4702 | 1051808.409 | kWh | RES
8784 | 0 | 0 | [6 empty] | 2019-08-09 | 23 | 2.3079 | 982710.3763 | kWh | RES
8784 | 0 | 0 | [6 empty] | 2019-08-09 | 24 | 2.03 | 864386.3105 | kWh | RES
8784 | 0 | 0 | [6 empty] | 2019-08-10 | 1 | 1.801 | 766860.3712 | kWh | RES
8784 | 0 | 0 | [6 empty] | 2019-08-10 | 2 | 1.6471 | 701326.2979 | kWh | RES
8784 | 0 | 0 | [6 empty] | 2019-08-10 | 3 | 1.5447 | 657717.4654 | kWh | RES
8784 | 0 | 0 | [6 empty] | 2019-08-10 | 4 | 1.442 | 614009.6075 | kWh | RES
8784 | 0 | 0 | [6 empty] | 2019-08-10 | 5 | 1.3747 | 585334.0386 | kWh | RES
8784 | 0 | 0 | [6 empty] | 2019-08-10 | 6 | 1.3307 | 566589.8524 | kWh | RES
8784 | 0 | 0 | [6 empty] | 2019-08-10 | 7 | 1.3329 | 567562.0012 | kWh | RES
8784 | 0 | 0 | [6 empty] | 2019-08-10 | 8 | 1.3899 | 591808.0187 | kWh | RES
8784 | 0 | 0 | [6 empty] | 2019-08-10 | 9 | 1.6216 | 690478.2311 | kWh | RES
8784 | 0 | 0 | [6 empty] | 2019-08-10 | 10 | 1.8607 | 792265.5816 | kWh | RES
8784 | 0 | 0 | [6 empty] | 2019-08-10 | 11 | 2.2043 | 938594.1211 | kWh | RES
8784 | 0 | 0 | [6 empty] | 2019-08-10 | 12 | 2.5486 | 1085186.687 | kWh | RES
8784 | 0 | 0 | [6 empty] | 2019-08-10 | 13 | 2.8203 | 1200885.318 | kWh | RES
8784 | 0 | 0 | [6 empty] | 2019-08-10 | 14 | 3.0609 | 1303309.122 | kWh | RES
8784 | 0 | 0 | [6 empty] | 2019-08-10 | 15 | 3.1703 | 1349908.949 | kWh | RES
8784 | 0 | 0 | [6 empty] | 2019-08-10 | 16 | 3.2254 | 1373354.181 | kWh | RES
8784 | 0 | 0 | [6 empty] | 2019-08-10 | 17 | 3.2413 | 1380122.785 | kWh | RES
8784 | 0 | 0 | [6 empty] | 2019-08-10 | 18 | 3.0777 | 1310452.753 | kWh | RES
8784 | 0 | 0 | [6 empty] | 2019-08-10 | 19 | 2.8634 | 1219235.407 | kWh | RES
8784 | 0 | 0 | [6 empty] | 2019-08-10 | 20 | 2.6611 | 1133093.725 | kWh | RES
8784 | 0 | 0 | [6 empty] | 2019-08-10 | 21 | 2.4142 | 1027937.148 | kWh | RES
8784 | 0 | 0 | [6 empty] | 2019-08-10 | 22 | 2.2309 | 949928.8314 | kWh | RES
8784 | 0 | 0 | [6 empty] | 2019-08-10 | 23 | 2.0545 | 874778.1308 | kWh | RES
8784 | 0 | 0 | [6 empty] | 2019-08-10 | 24 | 1.8389 | 782997.4277 | kWh | RES
8784 | 0 | 0 | [6 empty] | 2019-08-11 | 1 | 1.5962 | 679664.1423 | kWh | RES
8784 | 0 | 0 | [6 empty] | 2019-08-11 | 2 | 1.4068 | 599002.6152 | kWh | RES
8784 | 0 | 0 | [6 empty] | 2019-08-11 | 3 | 1.2955 | 551599.2947 | kWh | RES
8784 | 0 | 0 | [6 empty] | 2019-08-11 | 4 | 1.2011 | 511438.2917 | kWh | RES
8784 | 0 | 0 | [6 empty] | 2019-08-11 | 5 | 1.1555 | 492023.8499 | kWh | RES
8784 | 0 | 0 | [6 empty] | 2019-08-11 | 6 | 1.1206 | 477146.0555 | kWh | RES
8784 | 0 | 0 | [6 empty] | 2019-08-11 | 7 | 1.1054 | 470678.017 | kWh | RES
8784 | 0 | 0 | [6 empty] | 2019-08-11 | 8 | 1.2142 | 516989.9698 | kWh | RES
8784 | 0 | 0 | [6 empty] | 2019-08-11 | 9 | 1.4463 | 615829.7185 | kWh | RES
8784 | 0 | 0 | [6 empty] | 2019-08-11 | 10 | 1.75 | 745161.6543 | kWh | RES
8784 | 0 | 0 | [6 empty] | 2019-08-11 | 11 | 1.9995 | 851399.0105 | kWh | RES
8784 | 0 | 0 | [6 empty] | 2019-08-11 | 12 | 2.3108 | 983949.5655 | kWh | RES
8784 | 0 | 0 | [6 empty] | 2019-08-11 | 13 | 2.6445 | 1126020.361 | kWh | RES
8784 | 0 | 0 | [6 empty] | 2019-08-11 | 14 | 2.9198 | 1243245.62 | kWh | RES
8784 | 0 | 0 | [6 empty] | 2019-08-11 | 15 | 3.1324 | 1333758.4 | kWh | RES
8784 | 0 | 0 | [6 empty] | 2019-08-11 | 16 | 3.2454 | 1381859.683 | kWh | RES
8784 | 0 | 0 | [6 empty] | 2019-08-11 | 17 | 3.2679 | 1391439.065 | kWh | RES
8784 | 0 | 0 | [6 empty] | 2019-08-11 | 18 | 3.2665 | 1390843.383 | kWh | RES
8784 | 0 | 0 | [6 empty] | 2019-08-11 | 19 | 3.1828 | 1355217.798 | kWh | RES
8784 | 0 | 0 | [6 empty] | 2019-08-11 | 20 | 2.956 | 1258645.39 | kWh | RES
8784 | 0 | 0 | [6 empty] | 2019-08-11 | 21 | 2.6649 | 1134698.169 | kWh | RES
8784 | 0 | 0 | [6 empty] | 2019-08-11 | 22 | 2.4159 | 1028693.58 | kWh | RES
8784 | 0 | 0 | [6 empty] | 2019-08-11 | 23 | 2.1573 | 918581.6208 | kWh | RES
8784 | 0 | 0 | [6 empty] | 2019-08-11 | 24 | 1.8758 | 798691.4449 | kWh | RES
8784 | 0 | 0 | [6 empty] | 2019-08-12 | 1 | 1.6357 | 696461.4729 | kWh | RES
8784 | 0 | 0 | [6 empty] | 2019-08-12 | 2 | 1.4662 | 624281.4682 | kWh | RES
8784 | 0 | 0 | [6 empty] | 2019-08-12 | 3 | 1.3127 | 558951.2459 | kWh | RES
8784 | 0 | 0 | [6 empty] | 2019-08-12 | 4 | 1.209 | 514777.1419 | kWh | RES
8784 | 0 | 0 | [6 empty] | 2019-08-12 | 5 | 1.1582 | 493140.2168 | kWh | RES
8784 | 0 | 0 | [6 empty] | 2019-08-12 | 6 | 1.2015 | 511579.4583 | kWh | RES
8784 | 0 | 0 | [6 empty] | 2019-08-12 | 7 | 1.3174 | 560961.9823 | kWh | RES
8784 | 0 | 0 | [6 empty] | 2019-08-12 | 8 | 1.3122 | 558713.8504 | kWh | RES
8784 | 0 | 0 | [6 empty] | 2019-08-12 | 9 | 1.2736 | 542304.3551 | kWh | RES
8784 | 0 | 0 | [6 empty] | 2019-08-12 | 10 | 1.4713 | 626491.6316 | kWh | RES
8784 | 0 | 0 | [6 empty] | 2019-08-12 | 11 | 1.6985 | 723233.3051 | kWh | RES
8784 | 0 | 0 | [6 empty] | 2019-08-12 | 12 | 1.9942 | 849124.7994 | kWh | RES
8784 | 0 | 0 | [6 empty] | 2019-08-12 | 13 | 2.3342 | 993893.8089 | kWh | RES
8784 | 0 | 0 | [6 empty] | 2019-08-12 | 14 | 2.586 | 1101102.486 | kWh | RES
8784 | 0 | 0 | [6 empty] | 2019-08-12 | 15 | 2.7396 | 1166530.144 | kWh | RES
8784 | 0 | 0 | [6 empty] | 2019-08-12 | 16 | 2.8394 | 1208987.617 | kWh | RES
8784 | 0 | 0 | [6 empty] | 2019-08-12 | 17 | 2.9679 | 1263700.203 | kWh | RES
8784 | 0 | 0 | [6 empty] | 2019-08-12 | 18 | 3.0833 | 1312855.192 | kWh | RES
8784 | 0 | 0 | [6 empty] | 2019-08-12 | 19 | 3.0641 | 1304700.012 | kWh | RES
8784 | 0 | 0 | [6 empty] | 2019-08-12 | 20 | 2.9626 | 1261470.104 | kWh | RES
8784 | 0 | 0 | [6 empty] | 2019-08-12 | 21 | 2.8657 | 1220197.989 | kWh | RES
8784 | 0 | 0 | [6 empty] | 2019-08-12 | 22 | 2.6915 | 1146013.849 | kWh | RES
8784 | 0 | 0 | [6 empty] | 2019-08-12 | 23 | 2.4082 | 1025399.102 | kWh | RES
8784 | 0 | 0 | [6 empty] | 2019-08-12 | 24 | 2.0838 | 887254.6996 | kWh | RES
8784 | 0 | 0 | [6 empty] | 2019-08-13 | 1 | 1.8351 | 781391.9858 | kWh | RES
8784 | 0 | 0 | [6 empty] | 2019-08-13 | 2 | 1.6627 | 707962.9384 | kWh | RES
8784 | 0 | 0 | [6 empty] | 2019-08-13 | 3 | 1.5254 | 649504.1646 | kWh | RES
8784 | 0 | 0 | [6 empty] | 2019-08-13 | 4 | 1.4076 | 599352.1406 | kWh | RES
8784 | 0 | 0 | [6 empty] | 2019-08-13 | 5 | 1.3537 | 576389.5893 | kWh | RES
8784 | 0 | 0 | [6 empty] | 2019-08-13 | 6 | 1.3592 | 578733.3727 | kWh | RES
8784 | 0 | 0 | [6 empty] | 2019-08-13 | 7 | 1.4513 | 617958.5682 | kWh | RES
8784 | 0 | 0 | [6 empty] | 2019-08-13 | 8 | 1.4307 | 609198.9194 | kWh | RES
8784 | 0 | 0 | [6 empty] | 2019-08-13 | 9 | 1.4107 | 600661.001 | kWh | RES
8784 | 0 | 0 | [6 empty] | 2019-08-13 | 10 | 1.5824 | 673785.6034 | kWh | RES
8784 | 0 | 0 | [6 empty] | 2019-08-13 | 11 | 1.8535 | 789227.7394 | kWh | RES
8784 | 0 | 0 | [6 empty] | 2019-08-13 | 12 | 2.1432 | 912551.1277 | kWh | RES
8784 | 0 | 0 | [6 empty] | 2019-08-13 | 13 | 2.4164 | 1028894.378 | kWh | RES
8784 | 0 | 0 | [6 empty] | 2019-08-13 | 14 | 2.6055 | 1109417.976 | kWh | RES
8784 | 0 | 0 | [6 empty] | 2019-08-13 | 15 | 2.7707 | 1179749.614 | kWh | RES
8784 | 0 | 0 | [6 empty] | 2019-08-13 | 16 | 2.9199 | 1243283.088 | kWh | RES
8784 | 0 | 0 | [6 empty] | 2019-08-13 | 17 | 3.0194 | 1285647.353 | kWh | RES
8784 | 0 | 0 | [6 empty] | 2019-08-13 | 18 | 3.1508 | 1341590.593 | kWh | RES
8784 | 0 | 0 | [6 empty] | 2019-08-13 | 19 | 3.177 | 1352753.656 | kWh | RES
8784 | 0 | 0 | [6 empty] | 2019-08-13 | 20 | 3.0718 | 1307953.548 | kWh | RES
8784 | 0 | 0 | [6 empty] | 2019-08-13 | 21 | 2.9191 | 1242958.22 | kWh | RES
8784 | 0 | 0 | [6 empty] | 2019-08-13 | 22 | 2.6993 | 1149368.397 | kWh | RES
8784 | 0 | 0 | [6 empty] | 2019-08-13 | 23 | 2.4357 | 1037130.569 | kWh | RES
8784 | 0 | 0 | [6 empty] | 2019-08-13 | 24 | 2.1318 | 907697.3081 | kWh | RES
8784 | 0 | 0 | [6 empty] | 2019-08-14 | 1 | 1.8674 | 795139.0198 | kWh | RES
8784 | 0 | 0 | [6 empty] | 2019-08-14 | 2 | 1.6697 | 710936.4232 | kWh | RES
8784 | 0 | 0 | [6 empty] | 2019-08-14 | 3 | 1.5032 | 640072.5033 | kWh | RES
8784 | 0 | 0 | [6 empty] | 2019-08-14 | 4 | 1.3966 | 594681.7912 | kWh | RES
8784 | 0 | 0 | [6 empty] | 2019-08-14 | 5 | 1.3493 | 574507.5286 | kWh | RES
8784 | 0 | 0 | [6 empty] | 2019-08-14 | 6 | 1.3665 | 581837.3921 | kWh | RES
8784 | 0 | 0 | [6 empty] | 2019-08-14 | 7 | 1.4895 | 634233.4632 | kWh | RES
8784 | 0 | 0 | [6 empty] | 2019-08-14 | 8 | 1.4458 | 615622.8319 | kWh | RES
8784 | 0 | 0 | [6 empty] | 2019-08-14 | 9 | 1.473 | 627187.8843 | kWh | RES
8784 | 0 | 0 | [6 empty] | 2019-08-14 | 10 | 1.6447 | 700310.3125 | kWh | RES
8784 | 0 | 0 | [6 empty] | 2019-08-14 | 11 | 1.9545 | 832230.6246 | kWh | RES
8784 | 0 | 0 | [6 empty] | 2019-08-14 | 12 | 2.3205 | 988043.2349 | kWh | RES
8784 | 0 | 0 | [6 empty] | 2019-08-14 | 13 | 2.5484 | 1085110.395 | kWh | RES
8784 | 0 | 0 | [6 empty] | 2019-08-14 | 14 | 2.7911 | 1188440.508 | kWh | RES
8784 | 0 | 0 | [6 empty] | 2019-08-14 | 15 | 2.939 | 1251421.775 | kWh | RES
8784 | 0 | 0 | [6 empty] | 2019-08-14 | 16 | 3.0516 | 1299362.753 | kWh | RES
8784 | 0 | 0 | [6 empty] | 2019-08-14 | 17 | 3.069 | 1306771.036 | kWh | RES
8784 | 0 | 0 | [6 empty] | 2019-08-14 | 18 | 2.904 | 1236504.559 | kWh | RES
8784 | 0 | 0 | [6 empty] | 2019-08-14 | 19 | 2.7236 | 1159712.917 | kWh | RES
8784 | 0 | 0 | [6 empty] | 2019-08-14 | 20 | 2.6156 | 1113694.778 | kWh | RES
8784 | 0 | 0 | [6 empty] | 2019-08-14 | 21 | 2.5296 | 1077072.392 | kWh | RES
8784 | 0 | 0 | [6 empty] | 2019-08-14 | 22 | 2.3616 | 1005553.407 | kWh | RES
8784 | 0 | 0 | [6 empty] | 2019-08-14 | 23 | 2.1353 | 909214.4173 | kWh | RES
8784 | 0 | 0 | [6 empty] | 2019-08-14 | 24 | 1.8815 | 801149.2071 | kWh | RES
8784 | 0 | 0 | [6 empty] | 2019-08-15 | 1 | 1.6604 | 707003.8031 | kWh | RES
8784 | 0 | 0 | [6 empty] | 2019-08-15 | 2 | 1.5178 | 646261.9228 | kWh | RES
8784 | 0 | 0 | [6 empty] | 2019-08-15 | 3 | 1.4378 | 612230.2527 | kWh | RES
8784 | 0 | 0 | [6 empty] | 2019-08-15 | 4 | 1.3637 | 580652.3102 | kWh | RES
8784 | 0 | 0 | [6 empty] | 2019-08-15 | 5 | 1.3421 | 571459.2228 | kWh | RES
8784 | 0 | 0 | [6 empty] | 2019-08-15 | 6 | 1.3605 | 579311.264 | kWh | RES
8784 | 0 | 0 | [6 empty] | 2019-08-15 | 7 | 1.4563 | 620074.5413 | kWh | RES
8784 | 0 | 0 | [6 empty] | 2019-08-15 | 8 | 1.4397 | 613008.2652 | kWh | RES
8784 | 0 | 0 | [6 empty] | 2019-08-15 | 9 | 1.4225 | 605710.5535 | kWh | RES
8784 | 0 | 0 | [6 empty] | 2019-08-15 | 10 | 1.5392 | 655397.4965 | kWh | RES
8784 | 0 | 0 | [6 empty] | 2019-08-15 | 11 | 1.7484 | 744468.4099 | kWh | RES
8784 | 0 | 0 | [6 empty] | 2019-08-15 | 12 | 2.0188 | 859612.3862 | kWh | RES
8784 | 0 | 0 | [6 empty] | 2019-08-15 | 13 | 2.2947 | 977072.6829 | kWh | RES
8784 | 0 | 0 | [6 empty] | 2019-08-15 | 14 | 2.5095 | 1068535.117 | kWh | RES
8784 | 0 | 0 | [6 empty] | 2019-08-15 | 15 | 2.2262 | 947917.5063 | kWh | RES
8784 | 0 | 0 | [6 empty] | 2019-08-15 | 16 | 2.0244 | 861964.05 | kWh | RES
8784 | 0 | 0 | [6 empty] | 2019-08-15 | 17 | 2.0045 | 853524.3344 | kWh | RES
8784 | 0 | 0 | [6 empty] | 2019-08-15 | 18 | 2.1 | 894177.386 | kWh | RES
8784 | 0 | 0 | [6 empty] | 2019-08-15 | 19 | 2.1467 | 914040.7314 | kWh | RES
8784 | 0 | 0 | [6 empty] | 2019-08-15 | 20 | 2.148 | 914625.2011 | kWh | RES
8784 | 0 | 0 | [6 empty] | 2019-08-15 | 21 | 2.1263 | 905390.5825 | kWh | RES
8784 | 0 | 0 | [6 empty] | 2019-08-15 | 22 | 2.0583 | 876422.7165 | kWh | RES
8784 | 0 | 0 | [6 empty] | 2019-08-15 | 23 | 1.8633 | 793379.9328 | kWh | RES
8784 | 0 | 0 | [6 empty] | 2019-08-15 | 24 | 1.6409 | 698681.5359 | kWh | RES
8784 | 0 | 0 | [6 empty] | 2019-08-16 | 1 | 1.4693 | 625632.9243 | kWh | RES
8784 | 0 | 0 | [6 empty] | 2019-08-16 | 2 | 1.353 | 576122.3036 | kWh | RES
8784 | 0 | 0 | [6 empty] | 2019-08-16 | 3 | 1.2861 | 547605.6201 | kWh | RES
8784 | 0 | 0 | [6 empty] | 2019-08-16 | 4 | 1.2339 | 525369.1079 | kWh | RES
8784 | 0 | 0 | [6 empty] | 2019-08-16 | 5 | 1.214 | 516921.0809 | kWh | RES
8784 | 0 | 0 | [6 empty] | 2019-08-16 | 6 | 1.2505 | 532462.5046 | kWh | RES
8784 | 0 | 0 | [6 empty] | 2019-08-16 | 7 | 1.3553 | 577062.2666 | kWh | RES
8784 | 0 | 0 | [6 empty] | 2019-08-16 | 8 | 1.3361 | 568921.2059 | kWh | RES
8784 | 0 | 0 | [6 empty] | 2019-08-16 | 9 | 1.3389 | 570102.4634 | kWh | RES
8784 | 0 | 0 | [6 empty] | 2019-08-16 | 10 | 1.3778 | 586654.54 | kWh | RES
8784 | 0 | 0 | [6 empty] | 2019-08-16 | 11 | 1.4952 | 636661.413 | kWh | RES
8784 | 0 | 0 | [6 empty] | 2019-08-16 | 12 | 1.6063 | 683977.3166 | kWh | RES
8784 | 0 | 0 | [6 empty] | 2019-08-16 | 13 | 1.7774 | 756823.4605 | kWh | RES
8784 | 0 | 0 | [6 empty] | 2019-08-16 | 14 | 1.9866 | 845883.6137 | kWh | RES
8784 | 0 | 0 | [6 empty] | 2019-08-16 | 15 | 2.1092 | 898088.86 | kWh | RES
8784 | 0 | 0 | [6 empty] | 2019-08-16 | 16 | 2.19 | 932509.0662 | kWh | RES
8784 | 0 | 0 | [6 empty] | 2019-08-16 | 17 | 2.184 | 929954.7264 | kWh | RES
8784 | 0 | 0 | [6 empty] | 2019-08-16 | 18 | 2.1882 | 931732.4802 | kWh | RES
8784 | 0 | 0 | [6 empty] | 2019-08-16 | 19 | 2.1225 | 903737.0132 | kWh | RES
8784 | 0 | 0 | [6 empty] | 2019-08-16 | 20 | 2.0384 | 867931.3282 | kWh | RES
8784 | 0 | 0 | [6 empty] | 2019-08-16 | 21 | 1.9715 | 839464.2977 | kWh | RES
8784 | 0 | 0 | [6 empty] | 2019-08-16 | 22 | 1.8512 | 788240.02 | kWh | RES
8784 | 0 | 0 | [6 empty] | 2019-08-16 | 23 | 1.7511 | 745599.1035 | kWh | RES
8784 | 0 | 0 | [6 empty] | 2019-08-16 | 24 | 1.5869 | 675678.6534 | kWh | RES
8784 | 0 | 0 | [6 empty] | 2019-08-17 | 1 | 1.4018 | 596869.0394 | kWh | RES
8784 | 0 | 0 | [6 empty] | 2019-08-17 | 2 | 1.2962 | 551896.441 | kWh | RES
8784 | 0 | 0 | [6 empty] | 2019-08-17 | 3 | 1.2034 | 512422.0829 | kWh | RES
8784 | 0 | 0 | [6 empty] | 2019-08-17 | 4 | 1.1452 | 487604.4441 | kWh | RES
8784 | 0 | 0 | [6 empty] | 2019-08-17 | 5 | 1.1052 | 470599.8384 | kWh | RES
8784 | 0 | 0 | [6 empty] | 2019-08-17 | 6 | 1.1131 | 473951.8233 | kWh | RES
8784 | 0 | 0 | [6 empty] | 2019-08-17 | 7 | 1.1136 | 474172.5241 | kWh | RES
8784 | 0 | 0 | [6 empty] | 2019-08-17 | 8 | 1.1821 | 503353.0531 | kWh | RES
8784 | 0 | 0 | [6 empty] | 2019-08-17 | 9 | 1.311 | 558229.7146 | kWh | RES
8784 | 0 | 0 | [6 empty] | 2019-08-17 | 10 | 1.4198 | 604532.6807 | kWh | RES
8784 | 0 | 0 | [6 empty] | 2019-08-17 | 11 | 1.5226 | 648315.4764 | kWh | RES
8784 | 0 | 0 | [6 empty] | 2019-08-17 | 12 | 1.5128 | 644130.534 | kWh | RES
8784 | 0 | 0 | [6 empty] | 2019-08-17 | 13 | 1.5782 | 672005.4933 | kWh | RES
8784 | 0 | 0 | [6 empty] | 2019-08-17 | 14 | 1.5641 | 665995.9261 | kWh | RES
8784 | 0 | 0 | [6 empty] | 2019-08-17 | 15 | 1.5666 | 667050.894 | kWh | RES
8784 | 0 | 0 | [6 empty] | 2019-08-17 | 16 | 1.5827 | 673891.728 | kWh | RES
8784 | 0 | 0 | [6 empty] | 2019-08-17 | 17 | 1.5678 | 667572.4505 | kWh | RES
8784 | 0 | 0 | [6 empty] | 2019-08-17 | 18 | 1.5807 | 673066.4274 | kWh | RES
8784 | 0 | 0 | [6 empty] | 2019-08-17 | 19 | 1.5807 | 673073.1433 | kWh | RES
8784 | 0 | 0 | [6 empty] | 2019-08-17 | 20 | 1.5307 | 651781.1235 | kWh | RES
8784 | 0 | 0 | [6 empty] | 2019-08-17 | 21 | 1.5293 | 651185.2436 | kWh | RES
8784 | 0 | 0 | [6 empty] | 2019-08-17 | 22 | 1.5025 | 639768.2084 | kWh | RES
8784 | 0 | 0 | [6 empty] | 2019-08-17 | 23 | 1.4093 | 600076.2413 | kWh | RES
8784 | 0 | 0 | [6 empty] | 2019-08-17 | 24 | 1.2895 | 549075.5497 | kWh | RES
8784 | 0 | 0 | [6 empty] | 2019-08-18 | 1 | 1.1454 | 487690.7168 | kWh | RES
8784 | 0 | 0 | [6 empty] | 2019-08-18 | 2 | 1.0387 | 442282.6436 | kWh | RES
8784 | 0 | 0 | [6 empty] | 2019-08-18 | 3 | 0.95108 | 404964.6955 | kWh | RES
8784 | 0 | 0 | [6 empty] | 2019-08-18 | 4 | 0.9027 | 384367.423 | kWh | RES
8784 | 0 | 0 | [6 empty] | 2019-08-18 | 5 | 0.8949 | 381044.2682 | kWh | RES
8784 | 0 | 0 | [6 empty] | 2019-08-18 | 6 | 0.8885 | 378321.7168 | kWh | RES
8784 | 0 | 0 | [6 empty] | 2019-08-18 | 7 | 0.91768 | 390744.6113 | kWh | RES
8784 | 0 | 0 | [6 empty] | 2019-08-18 | 8 | 1.0521 | 447961.2291 | kWh | RES
8784 | 0 | 0 | [6 empty] | 2019-08-18 | 9 | 1.2247 | 521475.68 | kWh | RES
8784 | 0 | 0 | [6 empty] | 2019-08-18 | 10 | 1.4153 | 602648.7942 | kWh | RES
8784 | 0 | 0 | [6 empty] | 2019-08-18 | 11 | 1.5862 | 675396.824 | kWh | RES
8784 | 0 | 0 | [6 empty] | 2019-08-18 | 12 | 1.7673 | 752498.1369 | kWh | RES
8784 | 0 | 0 | [6 empty] | 2019-08-18 | 13 | 2.0847 | 887674.4145 | kWh | RES
8784 | 0 | 0 | [6 empty] | 2019-08-18 | 14 | 2.3384 | 995680.3051 | kWh | RES
8784 | 0 | 0 | [6 empty] | 2019-08-18 | 15 | 2.4592 | 1047114.017 | kWh | RES
8784 | 0 | 0 | [6 empty] | 2019-08-18 | 16 | 2.4169 | 1029108.697 | kWh | RES
8784 | 0 | 0 | [6 empty] | 2019-08-18 | 17 | 2.3962 | 1020283.127 | kWh | RES
8784 | 0 | 0 | [6 empty] | 2019-08-18 | 18 | 2.3647 | 1006886.987 | kWh | RES
8784 | 0 | 0 | [6 empty] | 2019-08-18 | 19 | 2.3229 | 989061.8699 | kWh | RES
8784 | 0 | 0 | [6 empty] | 2019-08-18 | 20 | 2.273 | 967846.6103 | kWh | RES
8784 | 0 | 0 | [6 empty] | 2019-08-18 | 21 | 2.1538 | 917069.7387 | kWh | RES
8784 | 0 | 0 | [6 empty] | 2019-08-18 | 22 | 1.95 | 830300.2153 | kWh | RES
8784 | 0 | 0 | [6 empty] | 2019-08-18 | 23 | 1.7154 | 730431.6156 | kWh | RES
8784 | 0 | 0 | [6 empty] | 2019-08-18 | 24 | 1.4508 | 617758.3726 | kWh | RES
8784 | 0 | 0 | [6 empty] | 2019-08-19 | 1 | 1.2588 | 536010.7662 | kWh | RES
8784 | 0 | 0 | [6 empty] | 2019-08-19 | 2 | 1.091 | 464564.0814 | kWh | RES
8784 | 0 | 0 | [6 empty] | 2019-08-19 | 3 | 1.0089 | 429587.4588 | kWh | RES
8784 | 0 | 0 | [6 empty] | 2019-08-19 | 4 | 0.97299 | 414295.5177 | kWh | RES
8784 | 0 | 0 | [6 empty] | 2019-08-19 | 5 | 0.95126 | 405042.7505 | kWh | RES
8784 | 0 | 0 | [6 empty] | 2019-08-19 | 6 | 1.0263 | 437001.0322 | kWh | RES
8784 | 0 | 0 | [6 empty] | 2019-08-19 | 7 | 1.1559 | 492190.1158 | kWh | RES
8784 | 0 | 0 | [6 empty] | 2019-08-19 | 8 | 1.1875 | 505629.9124 | kWh | RES
8784 | 0 | 0 | [6 empty] | 2019-08-19 | 9 | 1.167 | 496917.0163 | kWh | RES
8784 | 0 | 0 | [6 empty] | 2019-08-19 | 10 | 1.2476 | 531205.3435 | kWh | RES
8784 | 0 | 0 | [6 empty] | 2019-08-19 | 11 | 1.4643 | 623492.1554 | kWh | RES
8784 | 0 | 0 | [6 empty] | 2019-08-19 | 12 | 1.7187 | 731811.7485 | kWh | RES
8784 | 0 | 0 | [6 empty] | 2019-08-19 | 13 | 2.0175 | 859034.5316 | kWh | RES
8784 | 0 | 0 | [6 empty] | 2019-08-19 | 14 | 2.163 | 920992.2022 | kWh | RES
8784 | 0 | 0 | [6 empty] | 2019-08-19 | 15 | 2.1933 | 933907.4082 | kWh | RES
8784 | 0 | 0 | [6 empty] | 2019-08-19 | 16 | 2.1982 | 935991.47 | kWh | RES
8784 | 0 | 0 | [6 empty] | 2019-08-19 | 17 | 2.2668 | 965215.2369 | kWh | RES
8784 | 0 | 0 | [6 empty] | 2019-08-19 | 18 | 2.4073 | 1025011.106 | kWh | RES
8784 | 0 | 0 | [6 empty] | 2019-08-19 | 19 | 2.4717 | 1052430.081 | kWh | RES
8784 | 0 | 0 | [6 empty] | 2019-08-19 | 20 | 2.4362 | 1037306.921 | kWh | RES
8784 | 0 | 0 | [6 empty] | 2019-08-19 | 21 | 2.3542 | 1002408.354 | kWh | RES
8784 | 0 | 0 | [6 empty] | 2019-08-19 | 22 | 2.2181 | 944454.5683 | kWh | RES
8784 | 0 | 0 | [6 empty] | 2019-08-19 | 23 | 1.9775 | 842029.6101 | kWh | RES
8784 | 0 | 0 | [6 empty] | 2019-08-19 | 24 | 1.6445 | 700205.6749 | kWh | RES
8784 | 0 | 0 | [6 empty] | 2019-08-20 | 1 | 1.4028 | 597297.2399 | kWh | RES
8784 | 0 | 0 | [6 empty] | 2019-08-20 | 2 | 1.2412 | 528518.4933 | kWh | RES
8784 | 0 | 0 | [6 empty] | 2019-08-20 | 3 | 1.1371 | 484168.7251 | kWh | RES
8784 | 0 | 0 | [6 empty] | 2019-08-20 | 4 | 1.0731 | 456901.2789 | kWh | RES
8784 | 0 | 0 | [6 empty] | 2019-08-20 | 5 | 1.023 | 435595.0266 | kWh | RES
8784 | 0 | 0 | [6 empty] | 2019-08-20 | 6 | 1.0676 | 454594.3239 | kWh | RES
8784 | 0 | 0 | [6 empty] | 2019-08-20 | 7 | 1.1777 | 501444.4753 | kWh | RES
8784 | 0 | 0 | [6 empty] | 2019-08-20 | 8 | 1.2025 | 512009.5797 | kWh | RES
8784 | 0 | 0 | [6 empty] | 2019-08-20 | 9 | 1.1603 | 494068.7323 | kWh | RES
8784 | 0 | 0 | [6 empty] | 2019-08-20 | 10 | 1.2454 | 530293.7868 | kWh | RES
8784 | 0 | 0 | [6 empty] | 2019-08-20 | 11 | 1.4356 | 611269.2542 | kWh | RES
8784 | 0 | 0 | [6 empty] | 2019-08-20 | 12 | 1.683 | 716613.6878 | kWh | RES
8784 | 0 | 0 | [6 empty] | 2019-08-20 | 13 | 2.0076 | 854810.9799 | kWh | RES
8784 | 0 | 0 | [6 empty] | 2019-08-20 | 14 | 2.2518 | 958793.1696 | kWh | RES
8784 | 0 | 0 | [6 empty] | 2019-08-20 | 15 | 2.1476 | 914419.7105 | kWh | RES
8784 | 0 | 0 | [6 empty] | 2019-08-20 | 16 | 2.0548 | 874912.4163 | kWh | RES
8784 | 0 | 0 | [6 empty] | 2019-08-20 | 17 | 2.1007 | 894473.8168 | kWh | RES
8784 | 0 | 0 | [6 empty] | 2019-08-20 | 18 | 2.1685 | 923320.6797 | kWh | RES
8784 | 0 | 0 | [6 empty] | 2019-08-20 | 19 | 2.2373 | 952617.2163 | kWh | RES
8784 | 0 | 0 | [6 empty] | 2019-08-20 | 20 | 2.229 | 949090.4087 | kWh | RES
8784 | 0 | 0 | [6 empty] | 2019-08-20 | 21 | 2.1585 | 919089.7789 | kWh | RES
8784 | 0 | 0 | [6 empty] | 2019-08-20 | 22 | 2.1254 | 904966.5405 | kWh | RES
8784 | 0 | 0 | [6 empty] | 2019-08-20 | 23 | 1.8929 | 805995.9665 | kWh | RES
8784 | 0 | 0 | [6 empty] | 2019-08-20 | 24 | 1.6509 | 702928.6615 | kWh | RES
8784 | 0 | 0 | [6 empty] | 2019-08-21 | 1 | 1.3953 | 594096.8749 | kWh | RES
8784 | 0 | 0 | [6 empty] | 2019-08-21 | 2 | 1.2606 | 536744.7977 | kWh | RES
8784 | 0 | 0 | [6 empty] | 2019-08-21 | 3 | 1.1365 | 483896.2341 | kWh | RES
8784 | 0 | 0 | [6 empty] | 2019-08-21 | 4 | 1.0742 | 457378.0579 | kWh | RES
8784 | 0 | 0 | [6 empty] | 2019-08-21 | 5 | 1.0223 | 435308.3879 | kWh | RES
8784 | 0 | 0 | [6 empty] | 2019-08-21 | 6 | 1.0678 | 454646.1709 | kWh | RES
8784 | 0 | 0 | [6 empty] | 2019-08-21 | 7 | 1.1867 | 505302.6394 | kWh | RES
8784 | 0 | 0 | [6 empty] | 2019-08-21 | 8 | 1.1793 | 502120.9951 | kWh | RES
8784 | 0 | 0 | [6 empty] | 2019-08-21 | 9 | 1.159 | 493504.3546 | kWh | RES
8784 | 0 | 0 | [6 empty] | 2019-08-21 | 10 | 1.301 | 553945.7014 | kWh | RES
8784 | 0 | 0 | [6 empty] | 2019-08-21 | 11 | 1.502 | 639530.5507 | kWh | RES
8784 | 0 | 0 | [6 empty] | 2019-08-21 | 12 | 1.7615 | 750042.4909 | kWh | RES
8784 | 0 | 0 | [6 empty] | 2019-08-21 | 13 | 2.0297 | 864241.0323 | kWh | RES
8784 | 0 | 0 | [6 empty] | 2019-08-21 | 14 | 2.2446 | 955723.4727 | kWh | RES
8784 | 0 | 0 | [6 empty] | 2019-08-21 | 15 | 2.3691 | 1008750.409 | kWh | RES
8784 | 0 | 0 | [6 empty] | 2019-08-21 | 16 | 2.5206 | 1073241.983 | kWh | RES
8784 | 0 | 0 | [6 empty] | 2019-08-21 | 17 | 2.7155 | 1156256.57 | kWh | RES
8784 | 0 | 0 | [6 empty] | 2019-08-21 | 18 | 2.7917 | 1188689.874 | kWh | RES
8784 | 0 | 0 | [6 empty] | 2019-08-21 | 19 | 2.8189 | 1200281.383 | kWh | RES
8784 | 0 | 0 | [6 empty] | 2019-08-21 | 20 | 2.6943 | 1147206.389 | kWh | RES
8784 | 0 | 0 | [6 empty] | 2019-08-21 | 21 | 2.5683 | 1093568.583 | kWh | RES
8784 | 0 | 0 | [6 empty] | 2019-08-21 | 22 | 2.3826 | 1014514.035 | kWh | RES
8784 | 0 | 0 | [6 empty] | 2019-08-21 | 23 | 2.1201 | 902739.0889 | kWh | RES
8784 | 0 | 0 | [6 empty] | 2019-08-21 | 24 | 1.8111 | 771163.9833 | kWh | RES
8784 | 0 | 0 | [6 empty] | 2019-08-22 | 1 | 1.5668 | 667119.6375 | kWh | RES
8784 | 0 | 0 | [6 empty] | 2019-08-22 | 2 | 1.4081 | 599554.7483 | kWh | RES
8784 | 0 | 0 | [6 empty] | 2019-08-22 | 3 | 1.2716 | 541445.9418 | kWh | RES
8784 | 0 | 0 | [6 empty] | 2019-08-22 | 4 | 1.158 | 493073.3528 | kWh | RES
8784 | 0 | 0 | [6 empty] | 2019-08-22 | 5 | 1.1068 | 471286.7645 | kWh | RES
8784 | 0 | 0 | [6 empty] | 2019-08-22 | 6 | 1.1386 | 484817.7844 | kWh | RES
8784 | 0 | 0 | [6 empty] | 2019-08-22 | 7 | 1.2474 | 531149.7768 | kWh | RES
8784 | 0 | 0 | [6 empty] | 2019-08-22 | 8 | 1.2189 | 518997.1922 | kWh | RES
8784 | 0 | 0 | [6 empty] | 2019-08-22 | 9 | 1.2589 | 536045.4951 | kWh | RES
8784 | 0 | 0 | [6 empty] | 2019-08-22 | 10 | 1.3728 | 584552.6472 | kWh | RES
8784 | 0 | 0 | [6 empty] | 2019-08-22 | 11 | 1.6326 | 695175.6143 | kWh | RES
8784 | 0 | 0 | [6 empty] | 2019-08-22 | 12 | 1.9147 | 815271.2654 | kWh | RES
8784 | 0 | 0 | [6 empty] | 2019-08-22 | 13 | 2.2001 | 936776.2248 | kWh | RES
8784 | 0 | 0 | [6 empty] | 2019-08-22 | 14 | 2.441 | 1039376.593 | kWh | RES
8784 | 0 | 0 | [6 empty] | 2019-08-22 | 15 | 2.5981 | 1106265.917 | kWh | RES
8784 | 0 | 0 | [6 empty] | 2019-08-22 | 16 | 2.7003 | 1149759.475 | kWh | RES
8784 | 0 | 0 | [6 empty] | 2019-08-22 | 17 | 2.7192 | 1157811.244 | kWh | RES
8784 | 0 | 0 | [6 empty] | 2019-08-22 | 18 | 2.8174 | 1199634.853 | kWh | RES
8784 | 0 | 0 | [6 empty] | 2019-08-22 | 19 | 2.8384 | 1208562.224 | kWh | RES
8784 | 0 | 0 | [6 empty] | 2019-08-22 | 20 | 2.7064 | 1152363.472 | kWh | RES
8784 | 0 | 0 | [6 empty] | 2019-08-22 | 21 | 2.5871 | 1101573.691 | kWh | RES
8784 | 0 | 0 | [6 empty] | 2019-08-22 | 22 | 2.4075 | 1025113.499 | kWh | RES
8784 | 0 | 0 | [6 empty] | 2019-08-22 | 23 | 2.1531 | 916761.6621 | kWh | RES
8784 | 0 | 0 | [6 empty] | 2019-08-22 | 24 | 1.8379 | 782550.692 | kWh | RES
8784 | 0 | 0 | [6 empty] | 2019-08-23 | 1 | 1.582 | 673605.7139 | kWh | RES
8784 | 0 | 0 | [6 empty] | 2019-08-23 | 2 | 1.4065 | 598895.7052 | kWh | RES
8784 | 0 | 0 | [6 empty] | 2019-08-23 | 3 | 1.2582 | 535753.4779 | kWh | RES
8784 | 0 | 0 | [6 empty] | 2019-08-23 | 4 | 1.1774 | 501344.4456 | kWh | RES
8784 | 0 | 0 | [6 empty] | 2019-08-23 | 5 | 1.1174 | 475765.7905 | kWh | RES
8784 | 0 | 0 | [6 empty] | 2019-08-23 | 6 | 1.1489 | 489185.5185 | kWh | RES
8784 | 0 | 0 | [6 empty] | 2019-08-23 | 7 | 1.2363 | 526412.1596 | kWh | RES
8784 | 0 | 0 | [6 empty] | 2019-08-23 | 8 | 1.2394 | 527748.9537 | kWh | RES
8784 | 0 | 0 | [6 empty] | 2019-08-23 | 9 | 1.2491 | 531879.0706 | kWh | RES
8784 | 0 | 0 | [6 empty] | 2019-08-23 | 10 | 1.4335 | 610391.7429 | kWh | RES
8784 | 0 | 0 | [6 empty] | 2019-08-23 | 11 | 1.6542 | 704368.8976 | kWh | RES
8784 | 0 | 0 | [6 empty] | 2019-08-23 | 12 | 1.9374 | 824924.8786 | kWh | RES
8784 | 0 | 0 | [6 empty] | 2019-08-23 | 13 | 2.1509 | 915823.8397 | kWh | RES
8784 | 0 | 0 | [6 empty] | 2019-08-23 | 14 | 2.3904 | 1017816.712 | kWh | RES
8784 | 0 | 0 | [6 empty] | 2019-08-23 | 15 | 2.5865 | 1101331.927 | kWh | RES
8784 | 0 | 0 | [6 empty] | 2019-08-23 | 16 | 2.7619 | 1175997.198 | kWh | RES
8784 | 0 | 0 | [6 empty] | 2019-08-23 | 17 | 2.8659 | 1220279.06 | kWh | RES
8784 | 0 | 0 | [6 empty] | 2019-08-23 | 18 | 2.9137 | 1240630.123 | kWh | RES
8784 | 0 | 0 | [6 empty] | 2019-08-23 | 19 | 2.8577 | 1216783.532 | kWh | RES
8784 | 0 | 0 | [6 empty] | 2019-08-23 | 20 | 2.6739 | 1138550.689 | kWh | RES
8784 | 0 | 0 | [6 empty] | 2019-08-23 | 21 | 2.5276 | 1076220.875 | kWh | RES
8784 | 0 | 0 | [6 empty] | 2019-08-23 | 22 | 2.3676 | 1008105.206 | kWh | RES
8784 | 0 | 0 | [6 empty] | 2019-08-23 | 23 | 2.1531 | 916774.8221 | kWh | RES
8784 | 0 | 0 | [6 empty] | 2019-08-23 | 24 | 1.9026 | 810118.0186 | kWh | RES
8784 | 0 | 0 | [6 empty] | 2019-08-24 | 1 | 1.6554 | 704869.6369 | kWh | RES
8784 | 0 | 0 | [6 empty] | 2019-08-24 | 2 | 1.4711 | 626409.4546 | kWh | RES
8784 | 0 | 0 | [6 empty] | 2019-08-24 | 3 | 1.3306 | 566581.8326 | kWh | RES
8784 | 0 | 0 | [6 empty] | 2019-08-24 | 4 | 1.2318 | 524512.6456 | kWh | RES
8784 | 0 | 0 | [6 empty] | 2019-08-24 | 5 | 1.1597 | 493791.2205 | kWh | RES
8784 | 0 | 0 | [6 empty] | 2019-08-24 | 6 | 1.122 | 477727.9473 | kWh | RES
8784 | 0 | 0 | [6 empty] | 2019-08-24 | 7 | 1.1374 | 484320.2745 | kWh | RES
8784 | 0 | 0 | [6 empty] | 2019-08-24 | 8 | 1.2174 | 518354.5541 | kWh | RES
8784 | 0 | 0 | [6 empty] | 2019-08-24 | 9 | 1.3938 | 593457.9303 | kWh | RES
8784 | 0 | 0 | [6 empty] | 2019-08-24 | 10 | 1.6935 | 721088.7967 | kWh | RES
8784 | 0 | 0 | [6 empty] | 2019-08-24 | 11 | 1.9265 | 820290.454 | kWh | RES
8784 | 0 | 0 | [6 empty] | 2019-08-24 | 12 | 2.2618 | 963086.5844 | kWh | RES
8784 | 0 | 0 | [6 empty] | 2019-08-24 | 13 | 2.5199 | 1072982.64 | kWh | RES
8784 | 0 | 0 | [6 empty] | 2019-08-24 | 14 | 2.7231 | 1159505.704 | kWh | RES
8784 | 0 | 0 | [6 empty] | 2019-08-24 | 15 | 2.8834 | 1227720.518 | kWh | RES
8784 | 0 | 0 | [6 empty] | 2019-08-24 | 16 | 2.948 | 1255236.615 | kWh | RES
8784 | 0 | 0 | [6 empty] | 2019-08-24 | 17 | 2.9976 | 1276368.982 | kWh | RES
8784 | 0 | 0 | [6 empty] | 2019-08-24 | 18 | 2.9523 | 1257063.334 | kWh | RES
8784 | 0 | 0 | [6 empty] | 2019-08-24 | 19 | 2.869 | 1221591.307 | kWh | RES
8784 | 0 | 0 | [6 empty] | 2019-08-24 | 20 | 2.6378 | 1123176.103 | kWh | RES
8784 | 0 | 0 | [6 empty] | 2019-08-24 | 21 | 2.5317 | 1077973.377 | kWh | RES
8784 | 0 | 0 | [6 empty] | 2019-08-24 | 22 | 2.3449 | 998448.4102 | kWh | RES
8784 | 0 | 0 | [6 empty] | 2019-08-24 | 23 | 2.1131 | 899766.4036 | kWh | RES
8784 | 0 | 0 | [6 empty] | 2019-08-24 | 24 | 1.9129 | 814504.4949 | kWh | RES
8784 | 0 | 0 | [6 empty] | 2019-08-25 | 1 | 1.673 | 712342.4755 | kWh | RES
8784 | 0 | 0 | [6 empty] | 2019-08-25 | 2 | 1.515 | 645089.0304 | kWh | RES
8784 | 0 | 0 | [6 empty] | 2019-08-25 | 3 | 1.3584 | 578413.2839 | kWh | RES
8784 | 0 | 0 | [6 empty] | 2019-08-25 | 4 | 1.2612 | 537016.3482 | kWh | RES
8784 | 0 | 0 | [6 empty] | 2019-08-25 | 5 | 1.2166 | 518023.2053 | kWh | RES
8784 | 0 | 0 | [6 empty] | 2019-08-25 | 6 | 1.1876 | 505654.1103 | kWh | RES
8784 | 0 | 0 | [6 empty] | 2019-08-25 | 7 | 1.1658 | 496401.2768 | kWh | RES
8784 | 0 | 0 | [6 empty] | 2019-08-25 | 8 | 1.2571 | 535278.0744 | kWh | RES
8784 | 0 | 0 | [6 empty] | 2019-08-25 | 9 | 1.4277 | 607910.1983 | kWh | RES
8784 | 0 | 0 | [6 empty] | 2019-08-25 | 10 | 1.6634 | 708258.0131 | kWh | RES
8784 | 0 | 0 | [6 empty] | 2019-08-25 | 11 | 1.878 | 799643.9016 | kWh | RES
8784 | 0 | 0 | [6 empty] | 2019-08-25 | 12 | 2.0333 | 865791.2937 | kWh | RES
8784 | 0 | 0 | [6 empty] | 2019-08-25 | 13 | 2.2799 | 970792.4311 | kWh | RES
8784 | 0 | 0 | [6 empty] | 2019-08-25 | 14 | 2.4498 | 1043122.584 | kWh | RES
8784 | 0 | 0 | [6 empty] | 2019-08-25 | 15 | 2.5818 | 1099307.947 | kWh | RES
8784 | 0 | 0 | [6 empty] | 2019-08-25 | 16 | 2.7149 | 1155981.442 | kWh | RES
8784 | 0 | 0 | [6 empty] | 2019-08-25 | 17 | 2.7158 | 1156395.843 | kWh | RES
8784 | 0 | 0 | [6 empty] | 2019-08-25 | 18 | 2.6683 | 1136153.796 | kWh | RES
8784 | 0 | 0 | [6 empty] | 2019-08-25 | 19 | 2.5887 | 1102268.622 | kWh | RES
8784 | 0 | 0 | [6 empty] | 2019-08-25 | 20 | 2.5112 | 1069263.296 | kWh | RES
8784 | 0 | 0 | [6 empty] | 2019-08-25 | 21 | 2.4056 | 1024310.408 | kWh | RES
8784 | 0 | 0 | [6 empty] | 2019-08-25 | 22 | 2.2597 | 962163.7705 | kWh | RES
8784 | 0 | 0 | [6 empty] | 2019-08-25 | 23 | 1.9977 | 850632.8723 | kWh | RES
8784 | 0 | 0 | [6 empty] | 2019-08-25 | 24 | 1.7209 | 732762.558 | kWh | RES
8784 | 0 | 0 | [6 empty] | 2019-08-26 | 1 | 1.4691 | 625525.6189 | kWh | RES
8784 | 0 | 0 | [6 empty] | 2019-08-26 | 2 | 1.3156 | 560161.0383 | kWh | RES
8784 | 0 | 0 | [6 empty] | 2019-08-26 | 3 | 1.1752 | 500405.1586 | kWh | RES
8784 | 0 | 0 | [6 empty] | 2019-08-26 | 4 | 1.1147 | 474637.6448 | kWh | RES
8784 | 0 | 0 | [6 empty] | 2019-08-26 | 5 | 1.0885 | 463484.4825 | kWh | RES
8784 | 0 | 0 | [6 empty] | 2019-08-26 | 6 | 1.1324 | 482168.6127 | kWh | RES
8784 | 0 | 0 | [6 empty] | 2019-08-26 | 7 | 1.2389 | 527534.9728 | kWh | RES
8784 | 0 | 0 | [6 empty] | 2019-08-26 | 8 | 1.236 | 526298.5976 | kWh | RES
8784 | 0 | 0 | [6 empty] | 2019-08-26 | 9 | 1.2227 | 520627.8343 | kWh | RES
8784 | 0 | 0 | [6 empty] | 2019-08-26 | 10 | 1.3758 | 585818.5714 | kWh | RES
8784 | 0 | 0 | [6 empty] | 2019-08-26 | 11 | 1.5918 | 677781.9093 | kWh | RES
8784 | 0 | 0 | [6 empty] | 2019-08-26 | 12 | 1.8201 | 774975.2978 | kWh | RES
8784 | 0 | 0 | [6 empty] | 2019-08-26 | 13 | 2.0658 | 879608.4649 | kWh | RES
8784 | 0 | 0 | [6 empty] | 2019-08-26 | 14 | 2.2745 | 968463.6257 | kWh | RES
8784 | 0 | 0 | [6 empty] | 2019-08-26 | 15 | 2.4567 | 1046062.86 | kWh | RES
8784 | 0 | 0 | [6 empty] | 2019-08-26 | 16 | 2.5498 | 1085714.041 | kWh | RES
8784 | 0 | 0 | [6 empty] | 2019-08-26 | 17 | 2.5965 | 1105576.692 | kWh | RES
8784 | 0 | 0 | [6 empty] | 2019-08-26 | 18 | 2.6868 | 1144018.594 | kWh | RES
8784 | 0 | 0 | [6 empty] | 2019-08-26 | 19 | 2.6414 | 1124695.376 | kWh | RES
8784 | 0 | 0 | [6 empty] | 2019-08-26 | 20 | 2.5297 | 1077142.778 | kWh | RES
8784 | 0 | 0 | [6 empty] | 2019-08-26 | 21 | 2.4472 | 1042026.808 | kWh | RES
8784 | 0 | 0 | [6 empty] | 2019-08-26 | 22 | 2.2411 | 954254.6944 | kWh | RES
8784 | 0 | 0 | [6 empty] | 2019-08-26 | 23 | 1.9805 | 843292.1789 | kWh | RES
8784 | 0 | 0 | [6 empty] | 2019-08-26 | 24 | 1.7196 | 732183.5949 | kWh | RES
8784 | 0 | 0 | [6 empty] | 2019-08-27 | 1 | 1.4934 | 635867.9817 | kWh | RES
8784 | 0 | 0 | [6 empty] | 2019-08-27 | 2 | 1.3486 | 574216.7212 | kWh | RES
8784 | 0 | 0 | [6 empty] | 2019-08-27 | 3 | 1.2324 | 524741.277 | kWh | RES
8784 | 0 | 0 | [6 empty] | 2019-08-27 | 4 | 1.1346 | 483101.7216 | kWh | RES
8784 | 0 | 0 | [6 empty] | 2019-08-27 | 5 | 1.0978 | 467459.9006 | kWh | RES
8784 | 0 | 0 | [6 empty] | 2019-08-27 | 6 | 1.1406 | 485671.3163 | kWh | RES
8784 | 0 | 0 | [6 empty] | 2019-08-27 | 7 | 1.2557 | 534685.8341 | kWh | RES
8784 | 0 | 0 | [6 empty] | 2019-08-27 | 8 | 1.2135 | 516688.5066 | kWh | RES
8784 | 0 | 0 | [6 empty] | 2019-08-27 | 9 | 1.2319 | 524518.6293 | kWh | RES
8784 | 0 | 0 | [6 empty] | 2019-08-27 | 10 | 1.3707 | 583652.6639 | kWh | RES
8784 | 0 | 0 | [6 empty] | 2019-08-27 | 11 | 1.6281 | 693242.9497 | kWh | RES
8784 | 0 | 0 | [6 empty] | 2019-08-27 | 12 | 1.9308 | 822128.3809 | kWh | RES
8784 | 0 | 0 | [6 empty] | 2019-08-27 | 13 | 2.1932 | 933856.61 | kWh | RES
8784 | 0 | 0 | [6 empty] | 2019-08-27 | 14 | 2.4238 | 1032055.936 | kWh | RES
8784 | 0 | 0 | [6 empty] | 2019-08-27 | 15 | 2.6106 | 1111573.137 | kWh | RES
8784 | 0 | 0 | [6 empty] | 2019-08-27 | 16 | 2.7147 | 1155925.43 | kWh | RES
8784 | 0 | 0 | [6 empty] | 2019-08-27 | 17 | 2.8378 | 1208310.319 | kWh | RES
8784 | 0 | 0 | [6 empty] | 2019-08-27 | 18 | 2.6273 | 1118692.008 | kWh | RES
8784 | 0 | 0 | [6 empty] | 2019-08-27 | 19 | 2.4237 | 1032000.564 | kWh | RES
8784 | 0 | 0 | [6 empty] | 2019-08-27 | 20 | 2.317 | 986587.3125 | kWh | RES
8784 | 0 | 0 | [6 empty] | 2019-08-27 | 21 | 2.1821 | 929150.3612 | kWh | RES
8784 | 0 | 0 | [6 empty] | 2019-08-27 | 22 | 2.015 | 857992.0805 | kWh | RES
8784 | 0 | 0 | [6 empty] | 2019-08-27 | 23 | 1.7831 | 759253.3585 | kWh | RES
8784 | 0 | 0 | [6 empty] | 2019-08-27 | 24 | 1.5589 | 663777.1665 | kWh | RES
8784 | 0 | 0 | [6 empty] | 2019-08-28 | 1 | 1.3773 | 586448.315 | kWh | RES
8784 | 0 | 0 | [6 empty] | 2019-08-28 | 2 | 1.2278 | 522777.77 | kWh | RES
8784 | 0 | 0 | [6 empty] | 2019-08-28 | 3 | 1.1312 | 481677.6455 | kWh | RES
8784 | 0 | 0 | [6 empty] | 2019-08-28 | 4 | 1.0692 | 455260.3111 | kWh | RES
8784 | 0 | 0 | [6 empty] | 2019-08-28 | 5 | 1.057 | 450081.1948 | kWh | RES
8784 | 0 | 0 | [6 empty] | 2019-08-28 | 6 | 1.1223 | 477864.9107 | kWh | RES
8784 | 0 | 0 | [6 empty] | 2019-08-28 | 7 | 1.2508 | 532589.0032 | kWh | RES
8784 | 0 | 0 | [6 empty] | 2019-08-28 | 8 | 1.2467 | 530839.3358 | kWh | RES
8784 | 0 | 0 | [6 empty] | 2019-08-28 | 9 | 1.1873 | 505532.8847 | kWh | RES
8784 | 0 | 0 | [6 empty] | 2019-08-28 | 10 | 1.1858 | 504892.3984 | kWh | RES
8784 | 0 | 0 | [6 empty] | 2019-08-28 | 11 | 1.3145 | 559709.2107 | kWh | RES
8784 | 0 | 0 | [6 empty] | 2019-08-28 | 12 | 1.4884 | 633772.7719 | kWh | RES
8784 | 0 | 0 | [6 empty] | 2019-08-28 | 13 | 1.6771 | 714099.3453 | kWh | RES
8784 | 0 | 0 | [6 empty] | 2019-08-28 | 14 | 1.9284 | 821085.5062 | kWh | RES
8784 | 0 | 0 | [6 empty] | 2019-08-28 | 15 | 2.2403 | 953898.5202 | kWh | RES
8784 | 0 | 0 | [6 empty] | 2019-08-28 | 16 | 2.4934 | 1061668.931 | kWh | RES
8784 | 0 | 0 | [6 empty] | 2019-08-28 | 17 | 2.6817 | 1141867.684 | kWh | RES
8784 | 0 | 0 | [6 empty] | 2019-08-28 | 18 | 2.7619 | 1176026.455 | kWh | RES
8784 | 0 | 0 | [6 empty] | 2019-08-28 | 19 | 2.7263 | 1160863.742 | kWh | RES
8784 | 0 | 0 | [6 empty] | 2019-08-28 | 20 | 2.5084 | 1068085.642 | kWh | RES
8784 | 0 | 0 | [6 empty] | 2019-08-28 | 21 | 2.3954 | 1019966.944 | kWh | RES
8784 | 0 | 0 | [6 empty] | 2019-08-28 | 22 | 2.2715 | 967205.3992 | kWh | RES
8784 | 0 | 0 | [6 empty] | 2019-08-28 | 23 | 2.0306 | 864615.9747 | kWh | RES
8784 | 0 | 0 | [6 empty] | 2019-08-28 | 24 | 1.7004 | 724016.3769 | kWh | RES
8784 | 0 | 0 | [6 empty] | 2019-08-29 | 1 | 1.4499 | 617367.383 | kWh | RES
8784 | 0 | 0 | [6 empty] | 2019-08-29 | 2 | 1.2945 | 551182.2966 | kWh | RES
8784 | 0 | 0 | [6 empty] | 2019-08-29 | 3 | 1.1858 | 504897.6932 | kWh | RES
8784 | 0 | 0 | [6 empty] | 2019-08-29 | 4 | 1.115 | 474755.5597 | kWh | RES
8784 | 0 | 0 | [6 empty] | 2019-08-29 | 5 | 1.09 | 464129.5956 | kWh | RES
8784 | 0 | 0 | [6 empty] | 2019-08-29 | 6 | 1.109 | 472203.1571 | kWh | RES
8784 | 0 | 0 | [6 empty] | 2019-08-29 | 7 | 1.2514 | 532844.9831 | kWh | RES
8784 | 0 | 0 | [6 empty] | 2019-08-29 | 8 | 1.2321 | 524615.47 | kWh | RES
8784 | 0 | 0 | [6 empty] | 2019-08-29 | 9 | 1.2446 | 529946.221 | kWh | RES
8784 | 0 | 0 | [6 empty] | 2019-08-29 | 10 | 1.4071 | 599142.7578 | kWh | RES
8784 | 0 | 0 | [6 empty] | 2019-08-29 | 11 | 1.6576 | 705786.7576 | kWh | RES
8784 | 0 | 0 | [6 empty] | 2019-08-29 | 12 | 1.93 | 821798.7392 | kWh | RES
8784 | 0 | 0 | [6 empty] | 2019-08-29 | 13 | 2.1866 | 931039.0097 | kWh | RES
8784 | 0 | 0 | [6 empty] | 2019-08-29 | 14 | 2.4325 | 1035737.887 | kWh | RES
8784 | 0 | 0 | [6 empty] | 2019-08-29 | 15 | 2.5756 | 1096694.361 | kWh | RES
8784 | 0 | 0 | [6 empty] | 2019-08-29 | 16 | 2.7251 | 1160357.335 | kWh | RES
8784 | 0 | 0 | [6 empty] | 2019-08-29 | 17 | 2.8235 | 1202241.713 | kWh | RES
8784 | 0 | 0 | [6 empty] | 2019-08-29 | 18 | 2.8809 | 1226689.182 | kWh | RES
8784 | 0 | 0 | [6 empty] | 2019-08-29 | 19 | 2.8395 | 1209028.028 | kWh | RES
8784 | 0 | 0 | [6 empty] | 2019-08-29 | 20 | 2.6735 | 1138354.312 | kWh | RES
8784 | 0 | 0 | [6 empty] | 2019-08-29 | 21 | 2.5703 | 1094443.979 | kWh | RES
8784 | 0 | 0 | [6 empty] | 2019-08-29 | 22 | 2.3924 | 1018689.231 | kWh | RES
8784 | 0 | 0 | [6 empty] | 2019-08-29 | 23 | 2.1167 | 901270.8899 | kWh | RES
8784 | 0 | 0 | [6 empty] | 2019-08-29 | 24 | 1.8289 | 778746.4643 | kWh | RES
8784 | 0 | 0 | [6 empty] | 2019-08-30 | 1 | 1.5554 | 662284.5113 | kWh | RES
8784 | 0 | 0 | [6 empty] | 2019-08-30 | 2 | 1.3652 | 581302.6807 | kWh | RES
8784 | 0 | 0 | [6 empty] | 2019-08-30 | 3 | 1.2113 | 515784.4505 | kWh | RES
8784 | 0 | 0 | [6 empty] | 2019-08-30 | 4 | 1.1218 | 477653.9258 | kWh | RES
8784 | 0 | 0 | [6 empty] | 2019-08-30 | 5 | 1.0825 | 460938.4962 | kWh | RES
8784 | 0 | 0 | [6 empty] | 2019-08-30 | 6 | 1.1053 | 470650.159 | kWh | RES
8784 | 0 | 0 | [6 empty] | 2019-08-30 | 7 | 1.2033 | 512339.2975 | kWh | RES
8784 | 0 | 0 | [6 empty] | 2019-08-30 | 8 | 1.2165 | 517968.494 | kWh | RES
8784 | 0 | 0 | [6 empty] | 2019-08-30 | 9 | 1.2261 | 522088.0476 | kWh | RES
8784 | 0 | 0 | [6 empty] | 2019-08-30 | 10 | 1.2689 | 540294.4393 | kWh | RES
8784 | 0 | 0 | [6 empty] | 2019-08-30 | 11 | 1.4567 | 620259.9171 | kWh | RES
8784 | 0 | 0 | [6 empty] | 2019-08-30 | 12 | 1.5288 | 650948.4486 | kWh | RES
8784 | 0 | 0 | [6 empty] | 2019-08-30 | 13 | 1.5957 | 679435.0257 | kWh | RES
8784 | 0 | 0 | [6 empty] | 2019-08-30 | 14 | 1.5797 | 672644.5778 | kWh | RES
8784 | 0 | 0 | [6 empty] | 2019-08-30 | 15 | 1.6977 | 722866.1339 | kWh | RES
8784 | 0 | 0 | [6 empty] | 2019-08-30 | 16 | 1.8682 | 795459.0122 | kWh | RES
8784 | 0 | 0 | [6 empty] | 2019-08-30 | 17 | 1.9167 | 816136.0193 | kWh | RES
8784 | 0 | 0 | [6 empty] | 2019-08-30 | 18 | 1.9643 | 836374.0021 | kWh | RES
8784 | 0 | 0 | [6 empty] | 2019-08-30 | 19 | 1.9546 | 832262.1195 | kWh | RES
8784 | 0 | 0 | [6 empty] | 2019-08-30 | 20 | 1.8829 | 801749.4844 | kWh | RES
8784 | 0 | 0 | [6 empty] | 2019-08-30 | 21 | 1.9181 | 816736.3001 | kWh | RES
8784 | 0 | 0 | [6 empty] | 2019-08-30 | 22 | 1.838 | 782623.1462 | kWh | RES
8784 | 0 | 0 | [6 empty] | 2019-08-30 | 23 | 1.7504 | 745327.9444 | kWh | RES
8784 | 0 | 0 | [6 empty] | 2019-08-30 | 24 | 1.5852 | 674952.87 | kWh | RES
8784 | 0 | 0 | [6 empty] | 2019-08-31 | 1 | 1.4052 | 598322.103 | kWh | RES
8784 | 0 | 0 | [6 empty] | 2019-08-31 | 2 | 1.2503 | 532357.781 | kWh | RES
8784 | 0 | 0 | [6 empty] | 2019-08-31 | 3 | 1.157 | 492659.4929 | kWh | RES
8784 | 0 | 0 | [6 empty] | 2019-08-31 | 4 | 1.0585 | 450685.5132 | kWh | RES
8784 | 0 | 0 | [6 empty] | 2019-08-31 | 5 | 1.0213 | 434875.0495 | kWh | RES
8784 | 0 | 0 | [6 empty] | 2019-08-31 | 6 | 1.0048 | 427843.6553 | kWh | RES
8784 | 0 | 0 | [6 empty] | 2019-08-31 | 7 | 1.0194 | 434047.4726 | kWh | RES
8784 | 0 | 0 | [6 empty] | 2019-08-31 | 8 | 1.1111 | 473087.3232 | kWh | RES
8784 | 0 | 0 | [6 empty] | 2019-08-31 | 9 | 1.2691 | 540360.5709 | kWh | RES
8784 | 0 | 0 | [6 empty] | 2019-08-31 | 10 | 1.4613 | 622235.605 | kWh | RES
8784 | 0 | 0 | [6 empty] | 2019-08-31 | 11 | 1.7299 | 736605.7739 | kWh | RES
8784 | 0 | 0 | [6 empty] | 2019-08-31 | 12 | 2.022 | 860973.5647 | kWh | RES
8784 | 0 | 0 | [6 empty] | 2019-08-31 | 13 | 2.364 | 1006596.05 | kWh | RES
8784 | 0 | 0 | [6 empty] | 2019-08-31 | 14 | 2.5176 | 1071974.674 | kWh | RES
8784 | 0 | 0 | [6 empty] | 2019-08-31 | 15 | 2.5803 | 1098699.683 | kWh | RES
8784 | 0 | 0 | [6 empty] | 2019-08-31 | 16 | 2.5507 | 1086098.471 | kWh | RES
8784 | 0 | 0 | [6 empty] | 2019-08-31 | 17 | 2.5739 | 1095940.544 | kWh | RES
8784 | 0 | 0 | [6 empty] | 2019-08-31 | 18 | 2.4947 | 1062213.277 | kWh | RES
8784 | 0 | 0 | [6 empty] | 2019-08-31 | 19 | 2.3687 | 1008586.688 | kWh | RES
8784 | 0 | 0 | [6 empty] | 2019-08-31 | 20 | 2.2435 | 955283.582 | kWh | RES
8784 | 0 | 0 | [6 empty] | 2019-08-31 | 21 | 2.1372 | 910014.2015 | kWh | RES
8784 | 0 | 0 | [6 empty] | 2019-08-31 | 22 | 2.0311 | 864815.7336 | kWh | RES
8784 | 0 | 0 | [6 empty] | 2019-08-31 | 23 | 1.8696 | 796047.1712 | kWh | RES
8784 | 0 | 0 | [6 empty] | 2019-08-31 | 24 | 1.657 | 705524.6611 | kWh | RES
8784 | 0 | 0 | [6 empty] | 2019-09-01 | 1 | 1.5086 | 642363.5313 | kWh | RES
8784 | 0 | 0 | [6 empty] | 2019-09-01 | 2 | 1.3445 | 572488.0315 | kWh | RES
8784 | 0 | 0 | [6 empty] | 2019-09-01 | 3 | 1.2581 | 535705.466 | kWh | RES
8784 | 0 | 0 | [6 empty] | 2019-09-01 | 4 | 1.1688 | 497662.739 | kWh | RES
8784 | 0 | 0 | [6 empty] | 2019-09-01 | 5 | 1.1369 | 484103.1522 | kWh | RES
8784 | 0 | 0 | [6 empty] | 2019-09-01 | 6 | 1.12 | 476887.9985 | kWh | RES
8784 | 0 | 0 | [6 empty] | 2019-09-01 | 7 | 1.096 | 466683.4443 | kWh | RES
8784 | 0 | 0 | [6 empty] | 2019-09-01 | 8 | 1.1988 | 510451.5307 | kWh | RES
8784 | 0 | 0 | [6 empty] | 2019-09-01 | 9 | 1.4299 | 608851.2205 | kWh | RES
8784 | 0 | 0 | [6 empty] | 2019-09-01 | 10 | 1.6744 | 712945.744 | kWh | RES
8784 | 0 | 0 | [6 empty] | 2019-09-01 | 11 | 1.9079 | 812387.2706 | kWh | RES
8784 | 0 | 0 | [6 empty] | 2019-09-01 | 12 | 2.1779 | 927336.0681 | kWh | RES
8784 | 0 | 0 | [6 empty] | 2019-09-01 | 13 | 2.3014 | 979935.4768 | kWh | RES
8784 | 0 | 0 | [6 empty] | 2019-09-01 | 14 | 2.4609 | 1047859.679 | kWh | RES
8784 | 0 | 0 | [6 empty] | 2019-09-01 | 15 | 2.417 | 1029144.581 | kWh | RES
8784 | 0 | 0 | [6 empty] | 2019-09-01 | 16 | 2.3562 | 1003242.185 | kWh | RES
8784 | 0 | 0 | [6 empty] | 2019-09-01 | 17 | 2.3503 | 1000730.472 | kWh | RES
8784 | 0 | 0 | [6 empty] | 2019-09-01 | 18 | 2.3989 | 1021442.813 | kWh | RES
8784 | 0 | 0 | [6 empty] | 2019-09-01 | 19 | 2.3518 | 1001385.678 | kWh | RES
8784 | 0 | 0 | [6 empty] | 2019-09-01 | 20 | 2.1659 | 922219.0685 | kWh | RES
8784 | 0 | 0 | [6 empty] | 2019-09-01 | 21 | 2.1443 | 913047.0597 | kWh | RES
8784 | 0 | 0 | [6 empty] | 2019-09-01 | 22 | 2.0444 | 870514.3256 | kWh | RES
8784 | 0 | 0 | [6 empty] | 2019-09-01 | 23 | 1.8816 | 801159.1965 | kWh | RES
8784 | 0 | 0 | [6 empty] | 2019-09-01 | 24 | 1.6986 | 723274.6624 | kWh | RES
8784 | 0 | 0 | [6 empty] | 2019-09-02 | 1 | 1.511 | 643371.0021 | kWh | RES
8784 | 0 | 0 | [6 empty] | 2019-09-02 | 2 | 1.4088 | 599866.7484 | kWh | RES
8784 | 0 | 0 | [6 empty] | 2019-09-02 | 3 | 1.3114 | 558387.3229 | kWh | RES
8784 | 0 | 0 | [6 empty] | 2019-09-02 | 4 | 1.2291 | 523347.5014 | kWh | RES
8784 | 0 | 0 | [6 empty] | 2019-09-02 | 5 | 1.1942 | 508497.3671 | kWh | RES
8784 | 0 | 0 | [6 empty] | 2019-09-02 | 6 | 1.1715 | 498815.9703 | kWh | RES
8784 | 0 | 0 | [6 empty] | 2019-09-02 | 7 | 1.164 | 495634.8268 | kWh | RES
8784 | 0 | 0 | [6 empty] | 2019-09-02 | 8 | 1.2514 | 532829.0858 | kWh | RES
8784 | 0 | 0 | [6 empty] | 2019-09-02 | 9 | 1.4422 | 614067.8983 | kWh | RES
8784 | 0 | 0 | [6 empty] | 2019-09-02 | 10 | 1.6843 | 717157.0838 | kWh | RES
8784 | 0 | 0 | [6 empty] | 2019-09-02 | 11 | 1.9135 | 814745.9181 | kWh | RES
8784 | 0 | 0 | [6 empty] | 2019-09-02 | 12 | 2.1583 | 918988.3282 | kWh | RES
8784 | 0 | 0 | [6 empty] | 2019-09-02 | 13 | 2.3935 | 1019145.595 | kWh | RES
8784 | 0 | 0 | [6 empty] | 2019-09-02 | 14 | 2.5573 | 1088889.275 | kWh | RES
8784 | 0 | 0 | [6 empty] | 2019-09-02 | 15 | 2.6454 | 1126388.509 | kWh | RES
8784 | 0 | 0 | [6 empty] | 2019-09-02 | 16 | 2.673 | 1138161.2 | kWh | RES
8784 | 0 | 0 | [6 empty] | 2019-09-02 | 17 | 2.5533 | 1087183.181 | kWh | RES
8784 | 0 | 0 | [6 empty] | 2019-09-02 | 18 | 2.5174 | 1071879.629 | kWh | RES
8784 | 0 | 0 | [6 empty] | 2019-09-02 | 19 | 2.471 | 1052126.061 | kWh | RES
8784 | 0 | 0 | [6 empty] | 2019-09-02 | 20 | 2.3184 | 987170.7297 | kWh | RES
8784 | 0 | 0 | [6 empty] | 2019-09-02 | 21 | 2.2841 | 972578.8613 | kWh | RES
8784 | 0 | 0 | [6 empty] | 2019-09-02 | 22 | 2.0573 | 876009.7612 | kWh | RES
8784 | 0 | 0 | [6 empty] | 2019-09-02 | 23 | 1.8815 | 801147.2783 | kWh | RES
8784 | 0 | 0 | [6 empty] | 2019-09-02 | 24 | 1.6801 | 715381.6159 | kWh | RES
8784 | 0 | 0 | [6 empty] | 2019-09-03 | 1 | 1.5158 | 645433.812 | kWh | RES
8784 | 0 | 0 | [6 empty] | 2019-09-03 | 2 | 1.3642 | 580871.0139 | kWh | RES
8784 | 0 | 0 | [6 empty] | 2019-09-03 | 3 | 1.2656 | 538889.7701 | kWh | RES
8784 | 0 | 0 | [6 empty] | 2019-09-03 | 4 | 1.2112 | 515742.077 | kWh | RES
8784 | 0 | 0 | [6 empty] | 2019-09-03 | 5 | 1.1505 | 489867.5346 | kWh | RES
8784 | 0 | 0 | [6 empty] | 2019-09-03 | 6 | 1.118 | 476026.5235 | kWh | RES
8784 | 0 | 0 | [6 empty] | 2019-09-03 | 7 | 1.1536 | 491199.3968 | kWh | RES
8784 | 0 | 0 | [6 empty] | 2019-09-03 | 8 | 1.1989 | 510503.3605 | kWh | RES
8784 | 0 | 0 | [6 empty] | 2019-09-03 | 9 | 1.3487 | 574284.6899 | kWh | RES
8784 | 0 | 0 | [6 empty] | 2019-09-03 | 10 | 1.5817 | 673471.291 | kWh | RES
8784 | 0 | 0 | [6 empty] | 2019-09-03 | 11 | 1.8171 | 773734.4535 | kWh | RES
8784 | 0 | 0 | [6 empty] | 2019-09-03 | 12 | 2.0176 | 859105.1861 | kWh | RES
8784 | 0 | 0 | [6 empty] | 2019-09-03 | 13 | 2.1658 | 922188.2365 | kWh | RES
8784 | 0 | 0 | [6 empty] | 2019-09-03 | 14 | 2.2512 | 958557.0909 | kWh | RES
8784 | 0 | 0 | [6 empty] | 2019-09-03 | 15 | 2.3724 | 1010175.316 | kWh | RES
8784 | 0 | 0 | [6 empty] | 2019-09-03 | 16 | 2.4772 | 1054791.805 | kWh | RES
8784 | 0 | 0 | [6 empty] | 2019-09-03 | 17 | 2.578 | 1097701.742 | kWh | RES
8784 | 0 | 0 | [6 empty] | 2019-09-03 | 18 | 2.6358 | 1122301.97 | kWh | RES
8784 | 0 | 0 | [6 empty] | 2019-09-03 | 19 | 2.6087 | 1110761.414 | kWh | RES
8784 | 0 | 0 | [6 empty] | 2019-09-03 | 20 | 2.5026 | 1065599.649 | kWh | RES
8784 | 0 | 0 | [6 empty] | 2019-09-03 | 21 | 2.424 | 1032110.223 | kWh | RES
8784 | 0 | 0 | [6 empty] | 2019-09-03 | 22 | 2.2572 | 961114.6565 | kWh | RES
8784 | 0 | 0 | [6 empty] | 2019-09-03 | 23 | 2.0812 | 886160.1322 | kWh | RES
8784 | 0 | 0 | [6 empty] | 2019-09-03 | 24 | 1.904 | 810716.5914 | kWh | RES
8784 | 0 | 0 | [6 empty] | 2019-09-04 | 1 | 1.7358 | 739109.3095 | kWh | RES
8784 | 0 | 0 | [6 empty] | 2019-09-04 | 2 | 1.5964 | 679750.0762 | kWh | RES
8784 | 0 | 0 | [6 empty] | 2019-09-04 | 3 | 1.5269 | 650132.8912 | kWh | RES
8784 | 0 | 0 | [6 empty] | 2019-09-04 | 4 | 1.4285 | 608256.51 | kWh | RES
8784 | 0 | 0 | [6 empty] | 2019-09-04 | 5 | 1.334 | 568006.6476 | kWh | RES
8784 | 0 | 0 | [6 empty] | 2019-09-04 | 6 | 1.2623 | 537486.4739 | kWh | RES
8784 | 0 | 0 | [6 empty] | 2019-09-04 | 7 | 1.1755 | 500507.0816 | kWh | RES
8784 | 0 | 0 | [6 empty] | 2019-09-04 | 8 | 1.1659 | 496434.2121 | kWh | RES
8784 | 0 | 0 | [6 empty] | 2019-09-04 | 9 | 1.3002 | 553638.1621 | kWh | RES
8784 | 0 | 0 | [6 empty] | 2019-09-04 | 10 | 1.4052 | 598331.7364 | kWh | RES
8784 | 0 | 0 | [6 empty] | 2019-09-04 | 11 | 1.5378 | 654798.478 | kWh | RES
8784 | 0 | 0 | [6 empty] | 2019-09-04 | 12 | 1.6804 | 715494.8727 | kWh | RES
8784 | 0 | 0 | [6 empty] | 2019-09-04 | 13 | 1.7776 | 756887.953 | kWh | RES
8784 | 0 | 0 | [6 empty] | 2019-09-04 | 14 | 1.7725 | 754739.7048 | kWh | RES
8784 | 0 | 0 | [6 empty] | 2019-09-04 | 15 | 1.702 | 724684.6068 | kWh | RES
8784 | 0 | 0 | [6 empty] | 2019-09-04 | 16 | 1.6632 | 708172.0913 | kWh | RES
8784 | 0 | 0 | [6 empty] | 2019-09-04 | 17 | 1.7135 | 729611.0094 | kWh | RES
8784 | 0 | 0 | [6 empty] | 2019-09-04 | 18 | 1.7324 | 737641.0732 | kWh | RES
8784 | 0 | 0 | [6 empty] | 2019-09-04 | 19 | 1.7541 | 746902.4183 | kWh | RES
8784 | 0 | 0 | [6 empty] | 2019-09-04 | 20 | 1.7735 | 755155.2863 | kWh | RES
8784 | 0 | 0 | [6 empty] | 2019-09-04 | 21 | 1.7873 | 761017.4405 | kWh | RES
8784 | 0 | 0 | [6 empty] | 2019-09-04 | 22 | 1.7294 | 736391.5881 | kWh | RES
8784 | 0 | 0 | [6 empty] | 2019-09-04 | 23 | 1.616 | 688078.3819 | kWh | RES
8784 | 0 | 0 | [6 empty] | 2019-09-04 | 24 | 1.4417 | 613871.0894 | kWh | RES
8784 | 0 | 0 | [6 empty] | 2019-09-05 | 1 | 1.2551 | 534413.9589 | kWh | RES
8784 | 0 | 0 | [6 empty] | 2019-09-05 | 2 | 1.1547 | 491646.8077 | kWh | RES
8784 | 0 | 0 | [6 empty] | 2019-09-05 | 3 | 1.0801 | 459898.7024 | kWh | RES
8784 | 0 | 0 | [6 empty] | 2019-09-05 | 4 | 1.0591 | 450976.707 | kWh | RES
8784 | 0 | 0 | [6 empty] | 2019-09-05 | 5 | 1.0269 | 437229.6657 | kWh | RES
8784 | 0 | 0 | [6 empty] | 2019-09-05 | 6 | 1.0459 | 445337.7133 | kWh | RES
8784 | 0 | 0 | [6 empty] | 2019-09-05 | 7 | 1.1269 | 479808.8023 | kWh | RES
8784 | 0 | 0 | [6 empty] | 2019-09-05 | 8 | 1.1397 | 485291.9822 | kWh | RES
8784 | 0 | 0 | [6 empty] | 2019-09-05 | 9 | 1.1868 | 505349.9792 | kWh | RES
8784 | 0 | 0 | [6 empty] | 2019-09-05 | 10 | 1.2617 | 537205.6211 | kWh | RES
8784 | 0 | 0 | [6 empty] | 2019-09-05 | 11 | 1.4235 | 606127.5681 | kWh | RES
8784 | 0 | 0 | [6 empty] | 2019-09-05 | 12 | 1.7055 | 726216.3583 | kWh | RES
8784 | 0 | 0 | [6 empty] | 2019-09-05 | 13 | 1.9204 | 817692.6515 | kWh | RES
8784 | 0 | 0 | [6 empty] | 2019-09-05 | 14 | 2.1724 | 924986.6145 | kWh | RES
8784 | 0 | 0 | [6 empty] | 2019-09-05 | 15 | 2.4294 | 1034442.727 | kWh | RES
8784 | 0 | 0 | [6 empty] | 2019-09-05 | 16 | 2.6919 | 1146192.496 | kWh | RES
8784 | 0 | 0 | [6 empty] | 2019-09-05 | 17 | 2.8539 | 1215194.197 | kWh | RES
8784 | 0 | 0 | [6 empty] | 2019-09-05 | 18 | 2.9689 | 1264163.013 | kWh | RES
8784 | 0 | 0 | [6 empty] | 2019-09-05 | 19 | 2.9721 | 1265515.866 | kWh | RES
8784 | 0 | 0 | [6 empty] | 2019-09-05 | 20 | 2.8213 | 1201312.459 | kWh | RES
8784 | 0 | 0 | [6 empty] | 2019-09-05 | 21 | 2.7207 | 1158458.717 | kWh | RES
8784 | 0 | 0 | [6 empty] | 2019-09-05 | 22 | 2.517 | 1071723.908 | kWh | RES
8784 | 0 | 0 | [6 empty] | 2019-09-05 | 23 | 2.3113 | 984131.786 | kWh | RES
8784 | 0 | 0 | [6 empty] | 2019-09-05 | 24 | 2.0335 | 865872.5957 | kWh | RES
8784 | 0 | 0 | [6 empty] | 2019-09-06 | 1 | 1.7318 | 737373.3604 | kWh | RES
8784 | 0 | 0 | [6 empty] | 2019-09-06 | 2 | 1.5465 | 658472.9745 | kWh | RES
8784 | 0 | 0 | [6 empty] | 2019-09-06 | 3 | 1.4162 | 603029.7606 | kWh | RES
8784 | 0 | 0 | [6 empty] | 2019-09-06 | 4 | 1.3186 | 561458.4569 | kWh | RES
8784 | 0 | 0 | [6 empty] | 2019-09-06 | 5 | 1.2627 | 537643.3231 | kWh | RES
8784 | 0 | 0 | [6 empty] | 2019-09-06 | 6 | 1.259 | 536058.8258 | kWh | RES
8784 | 0 | 0 | [6 empty] | 2019-09-06 | 7 | 1.3058 | 556007.3306 | kWh | RES
8784 | 0 | 0 | [6 empty] | 2019-09-06 | 8 | 1.2587 | 535967.0229 | kWh | RES
8784 | 0 | 0 | [6 empty] | 2019-09-06 | 9 | 1.2195 | 519273.8281 | kWh | RES
8784 | 0 | 0 | [6 empty] | 2019-09-06 | 10 | 1.3377 | 569593.6767 | kWh | RES
8784 | 0 | 0 | [6 empty] | 2019-09-06 | 11 | 1.5261 | 649816.1119 | kWh | RES
8784 | 0 | 0 | [6 empty] | 2019-09-06 | 12 | 1.7986 | 765837.3055 | kWh | RES
8784 | 0 | 0 | [6 empty] | 2019-09-06 | 13 | 2.141 | 911633.3758 | kWh | RES
8784 | 0 | 0 | [6 empty] | 2019-09-06 | 14 | 2.4387 | 1038379.112 | kWh | RES
8784 | 0 | 0 | [6 empty] | 2019-09-06 | 15 | 2.6463 | 1126774.053 | kWh | RES
8784 | 0 | 0 | [6 empty] | 2019-09-06 | 16 | 2.8125 | 1197554.063 | kWh | RES
8784 | 0 | 0 | [6 empty] | 2019-09-06 | 17 | 2.9104 | 1239218.75 | kWh | RES
8784 | 0 | 0 | [6 empty] | 2019-09-06 | 18 | 2.9115 | 1239684.803 | kWh | RES
8784 | 0 | 0 | [6 empty] | 2019-09-06 | 19 | 2.8324 | 1206034.31 | kWh | RES
8784 | 0 | 0 | [6 empty] | 2019-09-06 | 20 | 2.6859 | 1143649.539 | kWh | RES
8784 | 0 | 0 | [6 empty] | 2019-09-06 | 21 | 2.5724 | 1095305.245 | kWh | RES
8784 | 0 | 0 | [6 empty] | 2019-09-06 | 22 | 2.2973 | 978196.0627 | kWh | RES
8784 | 0 | 0 | [6 empty] | 2019-09-06 | 23 | 2.0782 | 884891.7312 | kWh | RES
8784 | 0 | 0 | [6 empty] | 2019-09-06 | 24 | 1.8301 | 779245.9661 | kWh | RES
8784 | 0 | 0 | [6 empty] | 2019-09-07 | 1 | 1.6069 | 684215.7071 | kWh | RES
8784 | 0 | 0 | [6 empty] | 2019-09-07 | 2 | 1.429 | 608480.2543 | kWh | RES
8784 | 0 | 0 | [6 empty] | 2019-09-07 | 3 | 1.2828 | 546203.0965 | kWh | RES
8784 | 0 | 0 | [6 empty] | 2019-09-07 | 4 | 1.1651 | 496078.5851 | kWh | RES
8784 | 0 | 0 | [6 empty] | 2019-09-07 | 5 | 1.0806 | 460129.0439 | kWh | RES
8784 | 0 | 0 | [6 empty] | 2019-09-07 | 6 | 1.0212 | 434833.0016 | kWh | RES
8784 | 0 | 0 | [6 empty] | 2019-09-07 | 7 | 0.97701 | 416007.1613 | kWh | RES
8784 | 0 | 0 | [6 empty] | 2019-09-07 | 8 | 1.0545 | 449004.2956 | kWh | RES
8784 | 0 | 0 | [6 empty] | 2019-09-07 | 9 | 1.2016 | 511619.2138 | kWh | RES
8784 | 0 | 0 | [6 empty] | 2019-09-07 | 10 | 1.4195 | 604434.7008 | kWh | RES
8784 | 0 | 0 | [6 empty] | 2019-09-07 | 11 | 1.7593 | 749105.1374 | kWh | RES
8784 | 0 | 0 | [6 empty] | 2019-09-07 | 12 | 2.1254 | 904991.5141 | kWh | RES
8784 | 0 | 0 | [6 empty] | 2019-09-07 | 13 | 2.4524 | 1044221.602 | kWh | RES
8784 | 0 | 0 | [6 empty] | 2019-09-07 | 14 | 2.7402 | 1166785.665 | kWh | RES
8784 | 0 | 0 | [6 empty] | 2019-09-07 | 15 | 2.9202 | 1243424.119 | kWh | RES
8784 | 0 | 0 | [6 empty] | 2019-09-07 | 16 | 3.0418 | 1295170.768 | kWh | RES
8784 | 0 | 0 | [6 empty] | 2019-09-07 | 17 | 3.0709 | 1307565.186 | kWh | RES
8784 | 0 | 0 | [6 empty] | 2019-09-07 | 18 | 3.0378 | 1293477.459 | kWh | RES
8784 | 0 | 0 | [6 empty] | 2019-09-07 | 19 | 2.8968 | 1233449.185 | kWh | RES
8784 | 0 | 0 | [6 empty] | 2019-09-07 | 20 | 2.6508 | 1128684.656 | kWh | RES
8784 | 0 | 0 | [6 empty] | 2019-09-07 | 21 | 2.5256 | 1075377.095 | kWh | RES
8784 | 0 | 0 | [6 empty] | 2019-09-07 | 22 | 2.3251 | 990025.5809 | kWh | RES
8784 | 0 | 0 | [6 empty] | 2019-09-07 | 23 | 2.0722 | 882326.527 | kWh | RES
8784 | 0 | 0 | [6 empty] | 2019-09-07 | 24 | 1.8108 | 771051.7502 | kWh | RES
8784 | 0 | 0 | [6 empty] | 2019-09-08 | 1 | 1.5519 | 660785.7242 | kWh | RES
8784 | 0 | 0 | [6 empty] | 2019-09-08 | 2 | 1.3751 | 585530.8491 | kWh | RES
8784 | 0 | 0 | [6 empty] | 2019-09-08 | 3 | 1.2031 | 512260.5997 | kWh | RES
8784 | 0 | 0 | [6 empty] | 2019-09-08 | 4 | 1.0956 | 466490.8089 | kWh | RES
8784 | 0 | 0 | [6 empty] | 2019-09-08 | 5 | 1.0312 | 439066.0102 | kWh | RES
8784 | 0 | 0 | [6 empty] | 2019-09-08 | 6 | 0.97203 | 413886.2829 | kWh | RES
8784 | 0 | 0 | [6 empty] | 2019-09-08 | 7 | 0.95593 | 407030.1735 | kWh | RES
8784 | 0 | 0 | [6 empty] | 2019-09-08 | 8 | 1.0383 | 442109.1743 | kWh | RES
8784 | 0 | 0 | [6 empty] | 2019-09-08 | 9 | 1.2549 | 534326.2589 | kWh | RES
8784 | 0 | 0 | [6 empty] | 2019-09-08 | 10 | 1.5138 | 644569.0484 | kWh | RES
8784 | 0 | 0 | [6 empty] | 2019-09-08 | 11 | 1.8369 | 782141.0294 | kWh | RES
8784 | 0 | 0 | [6 empty] | 2019-09-08 | 12 | 2.152 | 916302.3567 | kWh | RES
8784 | 0 | 0 | [6 empty] | 2019-09-08 | 13 | 2.5373 | 1080377.499 | kWh | RES
8784 | 0 | 0 | [6 empty] | 2019-09-08 | 14 | 2.8368 | 1207881.317 | kWh | RES
8784 | 0 | 0 | [6 empty] | 2019-09-08 | 15 | 3.0631 | 1304258.844 | kWh | RES
8784 | 0 | 0 | [6 empty] | 2019-09-08 | 16 | 3.1706 | 1350031.957 | kWh | RES
8784 | 0 | 0 | [6 empty] | 2019-09-08 | 17 | 3.2106 | 1367048.396 | kWh | RES
8784 | 0 | 0 | [6 empty] | 2019-09-08 | 18 | 3.2401 | 1379641.049 | kWh | RES
8784 | 0 | 0 | [6 empty] | 2019-09-08 | 19 | 3.1475 | 1340201.587 | kWh | RES
8784 | 0 | 0 | [6 empty] | 2019-09-08 | 20 | 2.9717 | 1265329.416 | kWh | RES
8784 | 0 | 0 | [6 empty] | 2019-09-08 | 21 | 2.8252 | 1202968.464 | kWh | RES
8784 | 0 | 0 | [6 empty] | 2019-09-08 | 22 | 2.5456 | 1083890.581 | kWh | RES
8784 | 0 | 0 | [6 empty] | 2019-09-08 | 23 | 2.247 | 956778.3362 | kWh | RES
8784 | 0 | 0 | [6 empty] | 2019-09-08 | 24 | 1.9335 | 823297.2964 | kWh | RES
8784 | 0 | 0 | [6 empty] | 2019-09-09 | 1 | 1.7203 | 732495.8541 | kWh | RES
8784 | 0 | 0 | [6 empty] | 2019-09-09 | 2 | 1.5055 | 641047.6502 | kWh | RES
8784 | 0 | 0 | [6 empty] | 2019-09-09 | 3 | 1.3835 | 589098.7461 | kWh | RES
8784 | 0 | 0 | [6 empty] | 2019-09-09 | 4 | 1.2814 | 545605.4327 | kWh | RES
8784 | 0 | 0 | [6 empty] | 2019-09-09 | 5 | 1.2139 | 516858.8783 | kWh | RES
8784 | 0 | 0 | [6 empty] | 2019-09-09 | 6 | 1.2417 | 528696.1785 | kWh | RES
8784 | 0 | 0 | [6 empty] | 2019-09-09 | 7 | 1.3157 | 560199.0879 | kWh | RES
8784 | 0 | 0 | [6 empty] | 2019-09-09 | 8 | 1.2992 | 553190.6658 | kWh | RES
8784 | 0 | 0 | [6 empty] | 2019-09-09 | 9 | 1.2389 | 527514.617 | kWh | RES
8784 | 0 | 0 | [6 empty] | 2019-09-09 | 10 | 1.3939 | 593527.5399 | kWh | RES
8784 | 0 | 0 | [6 empty] | 2019-09-09 | 11 | 1.6786 | 714736.6343 | kWh | RES
8784 | 0 | 0 | [6 empty] | 2019-09-09 | 12 | 2.001 | 852037.3403 | kWh | RES
8784 | 0 | 0 | [6 empty] | 2019-09-09 | 13 | 2.3073 | 982457.6524 | kWh | RES
8784 | 0 | 0 | [6 empty] | 2019-09-09 | 14 | 2.5572 | 1088865.191 | kWh | RES
8784 | 0 | 0 | [6 empty] | 2019-09-09 | 15 | 2.732 | 1163254.822 | kWh | RES
8784 | 0 | 0 | [6 empty] | 2019-09-09 | 16 | 2.8726 | 1223133.516 | kWh | RES
8784 | 0 | 0 | [6 empty] | 2019-09-09 | 17 | 3.0051 | 1279540.156 | kWh | RES
8784 | 0 | 0 | [6 empty] | 2019-09-09 | 18 | 3.0499 | 1298642.438 | kWh | RES
8784 | 0 | 0 | [6 empty] | 2019-09-09 | 19 | 3.0078 | 1280688.588 | kWh | RES
8784 | 0 | 0 | [6 empty] | 2019-09-09 | 20 | 2.899 | 1234364.407 | kWh | RES
8784 | 0 | 0 | [6 empty] | 2019-09-09 | 21 | 2.7795 | 1183489.232 | kWh | RES
8784 | 0 | 0 | [6 empty] | 2019-09-09 | 22 | 2.5561 | 1088389.196 | kWh | RES
8784 | 0 | 0 | [6 empty] | 2019-09-09 | 23 | 2.3013 | 979869.3514 | kWh | RES
8784 | 0 | 0 | [6 empty] | 2019-09-09 | 24 | 1.9884 | 846638.8579 | kWh | RES
8784 | 0 | 0 | [6 empty] | 2019-09-10 | 1 | 1.7136 | 729656.9366 | kWh | RES
8784 | 0 | 0 | [6 empty] | 2019-09-10 | 2 | 1.5051 | 640881.6263 | kWh | RES
8784 | 0 | 0 | [6 empty] | 2019-09-10 | 3 | 1.3521 | 575702.4721 | kWh | RES
8784 | 0 | 0 | [6 empty] | 2019-09-10 | 4 | 1.2609 | 536898.2223 | kWh | RES
8784 | 0 | 0 | [6 empty] | 2019-09-10 | 5 | 1.192 | 507548.5886 | kWh | RES
8784 | 0 | 0 | [6 empty] | 2019-09-10 | 6 | 1.1987 | 510380.9976 | kWh | RES
8784 | 0 | 0 | [6 empty] | 2019-09-10 | 7 | 1.2849 | 547117.2845 | kWh | RES
8784 | 0 | 0 | [6 empty] | 2019-09-10 | 8 | 1.2692 | 540415.3989 | kWh | RES
8784 | 0 | 0 | [6 empty] | 2019-09-10 | 9 | 1.2673 | 539600.8352 | kWh | RES
8784 | 0 | 0 | [6 empty] | 2019-09-10 | 10 | 1.3713 | 583883.5168 | kWh | RES
8784 | 0 | 0 | [6 empty] | 2019-09-10 | 11 | 1.6022 | 682207.3291 | kWh | RES
8784 | 0 | 0 | [6 empty] | 2019-09-10 | 12 | 1.866 | 794525.811 | kWh | RES
8784 | 0 | 0 | [6 empty] | 2019-09-10 | 13 | 2.1258 | 905142.2204 | kWh | RES
8784 | 0 | 0 | [6 empty] | 2019-09-10 | 14 | 2.3385 | 995710.0513 | kWh | RES
8784 | 0 | 0 | [6 empty] | 2019-09-10 | 15 | 2.5226 | 1074110.451 | kWh | RES
8784 | 0 | 0 | [6 empty] | 2019-09-10 | 16 | 2.6784 | 1140450.484 | kWh | RES
8784 | 0 | 0 | [6 empty] | 2019-09-10 | 17 | 2.7549 | 1173011.063 | kWh | RES
8784 | 0 | 0 | [6 empty] | 2019-09-10 | 18 | 2.8571 | 1216534.245 | kWh | RES
8784 | 0 | 0 | [6 empty] | 2019-09-10 | 19 | 2.7972 | 1191050.248 | kWh | RES
8784 | 0 | 0 | [6 empty] | 2019-09-10 | 20 | 2.6672 | 1135672.997 | kWh | RES
8784 | 0 | 0 | [6 empty] | 2019-09-10 | 21 | 2.5699 | 1094272.239 | kWh | RES
8784 | 0 | 0 | [6 empty] | 2019-09-10 | 22 | 2.3534 | 1002083.354 | kWh | RES
8784 | 0 | 0 | [6 empty] | 2019-09-10 | 23 | 2.0775 | 884589.0308 | kWh | RES
8784 | 0 | 0 | [6 empty] | 2019-09-10 | 24 | 1.7913 | 762744.9447 | kWh | RES
8784 | 0 | 0 | [6 empty] | 2019-09-11 | 1 | 1.5699 | 668471.7293 | kWh | RES
8784 | 0 | 0 | [6 empty] | 2019-09-11 | 2 | 1.3813 | 588171.2007 | kWh | RES
8784 | 0 | 0 | [6 empty] | 2019-09-11 | 3 | 1.282 | 545863.3128 | kWh | RES
8784 | 0 | 0 | [6 empty] | 2019-09-11 | 4 | 1.182 | 503273.3519 | kWh | RES
8784 | 0 | 0 | [6 empty] | 2019-09-11 | 5 | 1.119 | 476466.4694 | kWh | RES
8784 | 0 | 0 | [6 empty] | 2019-09-11 | 6 | 1.1411 | 485868.0648 | kWh | RES
8784 | 0 | 0 | [6 empty] | 2019-09-11 | 7 | 1.2429 | 529216.7416 | kWh | RES
8784 | 0 | 0 | [6 empty] | 2019-09-11 | 8 | 1.2469 | 530935.4048 | kWh | RES
8784 | 0 | 0 | [6 empty] | 2019-09-11 | 9 | 1.2276 | 522689.2724 | kWh | RES
8784 | 0 | 0 | [6 empty] | 2019-09-11 | 10 | 1.3233 | 563454.3681 | kWh | RES
8784 | 0 | 0 | [6 empty] | 2019-09-11 | 11 | 1.5429 | 656974.9954 | kWh | RES
8784 | 0 | 0 | [6 empty] | 2019-09-11 | 12 | 1.7591 | 749023.7913 | kWh | RES
8784 | 0 | 0 | [6 empty] | 2019-09-11 | 13 | 1.9971 | 850359.6295 | kWh | RES
8784 | 0 | 0 | [6 empty] | 2019-09-11 | 14 | 2.1958 | 934976.5222 | kWh | RES
8784 | 0 | 0 | [6 empty] | 2019-09-11 | 15 | 2.3464 | 999105.1362 | kWh | RES
8784 | 0 | 0 | [6 empty] | 2019-09-11 | 16 | 2.4675 | 1050663.865 | kWh | RES
8784 | 0 | 0 | [6 empty] | 2019-09-11 | 17 | 2.574 | 1095998.617 | kWh | RES
8784 | 0 | 0 | [6 empty] | 2019-09-11 | 18 | 2.5821 | 1099462.53 | kWh | RES
8784 | 0 | 0 | [6 empty] | 2019-09-11 | 19 | 2.5349 | 1079371.023 | kWh | RES
8784 | 0 | 0 | [6 empty] | 2019-09-11 | 20 | 2.4107 | 1026447.89 | kWh | RES
8784 | 0 | 0 | [6 empty] | 2019-09-11 | 21 | 2.3594 | 1004608.981 | kWh | RES
8784 | 0 | 0 | [6 empty] | 2019-09-11 | 22 | 2.2004 | 936908.4786 | kWh | RES
8784 | 0 | 0 | [6 empty] | 2019-09-11 | 23 | 1.9641 | 836292.8521 | kWh | RES
8784 | 0 | 0 | [6 empty] | 2019-09-11 | 24 | 1.6868 | 718234.2703 | kWh | RES
8784 | 0 | 0 | [6 empty] | 2019-09-12 | 1 | 1.4472 | 616228.4631 | kWh | RES
8784 | 0 | 0 | [6 empty] | 2019-09-12 | 2 | 1.2931 | 550587.2769 | kWh | RES
8784 | 0 | 0 | [6 empty] | 2019-09-12 | 3 | 1.1726 | 499305.5855 | kWh | RES
8784 | 0 | 0 | [6 empty] | 2019-09-12 | 4 | 1.0985 | 467724.1905 | kWh | RES
8784 | 0 | 0 | [6 empty] | 2019-09-12 | 5 | 1.0519 | 447897.0339 | kWh | RES
8784 | 0 | 0 | [6 empty] | 2019-09-12 | 6 | 1.1008 | 468698.7546 | kWh | RES
8784 | 0 | 0 | [6 empty] | 2019-09-12 | 7 | 1.2399 | 527964.3745 | kWh | RES
8784 | 0 | 0 | [6 empty] | 2019-09-12 | 8 | 1.1952 | 508893.9167 | kWh | RES
8784 | 0 | 0 | [6 empty] | 2019-09-12 | 9 | 1.1738 | 499811.7849 | kWh | RES
8784 | 0 | 0 | [6 empty] | 2019-09-12 | 10 | 1.3104 | 557955.4963 | kWh | RES
8784 | 0 | 0 | [6 empty] | 2019-09-12 | 11 | 1.493 | 635717.6236 | kWh | RES
8784 | 0 | 0 | [6 empty] | 2019-09-12 | 12 | 1.6669 | 709780.4156 | kWh | RES
8784 | 0 | 0 | [6 empty] | 2019-09-12 | 13 | 1.9039 | 810657.8121 | kWh | RES
8784 | 0 | 0 | [6 empty] | 2019-09-12 | 14 | 2.1334 | 908404.9189 | kWh | RES
8784 | 0 | 0 | [6 empty] | 2019-09-12 | 15 | 2.288 | 974219.1453 | kWh | RES
8784 | 0 | 0 | [6 empty] | 2019-09-12 | 16 | 2.4465 | 1041713.185 | kWh | RES
8784 | 0 | 0 | [6 empty] | 2019-09-12 | 17 | 2.5372 | 1080340.478 | kWh | RES
8784 | 0 | 0 | [6 empty] | 2019-09-12 | 18 | 2.5796 | 1098372.173 | kWh | RES
8784 | 0 | 0 | [6 empty] | 2019-09-12 | 19 | 2.4812 | 1056483.526 | kWh | RES
8784 | 0 | 0 | [6 empty] | 2019-09-12 | 20 | 2.3977 | 1020946.805 | kWh | RES
8784 | 0 | 0 | [6 empty] | 2019-09-12 | 21 | 2.3524 | 1001635.369 | kWh | RES
8784 | 0 | 0 | [6 empty] | 2019-09-12 | 22 | 2.1654 | 922019.0707 | kWh | RES
8784 | 0 | 0 | [6 empty] | 2019-09-12 | 23 | 1.9428 | 827246.9292 | kWh | RES
8784 | 0 | 0 | [6 empty] | 2019-09-12 | 24 | 1.6909 | 719970.1208 | kWh | RES
8784 | 0 | 0 | [6 empty] | 2019-09-13 | 1 | 1.4394 | 612879.1028 | kWh | RES
8784 | 0 | 0 | [6 empty] | 2019-09-13 | 2 | 1.2658 | 538985.7266 | kWh | RES
8784 | 0 | 0 | [6 empty] | 2019-09-13 | 3 | 1.1548 | 491698.7895 | kWh | RES
8784 | 0 | 0 | [6 empty] | 2019-09-13 | 4 | 1.0977 | 467395.3134 | kWh | RES
8784 | 0 | 0 | [6 empty] | 2019-09-13 | 5 | 1.0467 | 445673.2901 | kWh | RES
8784 | 0 | 0 | [6 empty] | 2019-09-13 | 6 | 1.0923 | 465103.9035 | kWh | RES
8784 | 0 | 0 | [6 empty] | 2019-09-13 | 7 | 1.2017 | 511686.7342 | kWh | RES
8784 | 0 | 0 | [6 empty] | 2019-09-13 | 8 | 1.2135 | 516693.7477 | kWh | RES
8784 | 0 | 0 | [6 empty] | 2019-09-13 | 9 | 1.2307 | 524044.6676 | kWh | RES
8784 | 0 | 0 | [6 empty] | 2019-09-13 | 10 | 1.2876 | 548272.6403 | kWh | RES
8784 | 0 | 0 | [6 empty] | 2019-09-13 | 11 | 1.454 | 619107.3525 | kWh | RES
8784 | 0 | 0 | [6 empty] | 2019-09-13 | 12 | 1.728 | 735763.2202 | kWh | RES
8784 | 0 | 0 | [6 empty] | 2019-09-13 | 13 | 1.9259 | 820023.6989 | kWh | RES
8784 | 0 | 0 | [6 empty] | 2019-09-13 | 14 | 2.0641 | 878900.4295 | kWh | RES
8784 | 0 | 0 | [6 empty] | 2019-09-13 | 15 | 2.14 | 911195.758 | kWh | RES
8784 | 0 | 0 | [6 empty] | 2019-09-13 | 16 | 2.2816 | 971508.0397 | kWh | RES
8784 | 0 | 0 | [6 empty] | 2019-09-13 | 17 | 2.3604 | 1005051.188 | kWh | RES
8784 | 0 | 0 | [6 empty] | 2019-09-13 | 18 | 2.4423 | 1039918.851 | kWh | RES
8784 | 0 | 0 | [6 empty] | 2019-09-13 | 19 | 2.4012 | 1022441.114 | kWh | RES
8784 | 0 | 0 | [6 empty] | 2019-09-13 | 20 | 2.2396 | 953604.2703 | kWh | RES
8784 | 0 | 0 | [6 empty] | 2019-09-13 | 21 | 2.1671 | 922756.6896 | kWh | RES
8784 | 0 | 0 | [6 empty] | 2019-09-13 | 22 | 2.0276 | 863361.195 | kWh | RES
8784 | 0 | 0 | [6 empty] | 2019-09-13 | 23 | 1.8446 | 785427.4206 | kWh | RES
8784 | 0 | 0 | [6 empty] | 2019-09-13 | 24 | 1.7267 | 735217.0442 | kWh | RES
8784 | 0 | 0 | [6 empty] | 2019-09-14 | 1 | 1.5368 | 654375.2672 | kWh | RES
8784 | 0 | 0 | [6 empty] | 2019-09-14 | 2 | 1.4003 | 596261.9738 | kWh | RES
8784 | 0 | 0 | [6 empty] | 2019-09-14 | 3 | 1.2814 | 545614.3339 | kWh | RES
8784 | 0 | 0 | [6 empty] | 2019-09-14 | 4 | 1.1952 | 508891.2244 | kWh | RES
8784 | 0 | 0 | [6 empty] | 2019-09-14 | 5 | 1.1367 | 483981.3713 | kWh | RES
8784 | 0 | 0 | [6 empty] | 2019-09-14 | 6 | 1.1024 | 469415.7019 | kWh | RES
8784 | 0 | 0 | [6 empty] | 2019-09-14 | 7 | 1.11 | 472632.9711 | kWh | RES
8784 | 0 | 0 | [6 empty] | 2019-09-14 | 8 | 1.1847 | 504424.908 | kWh | RES
8784 | 0 | 0 | [6 empty] | 2019-09-14 | 9 | 1.3503 | 574949.6666 | kWh | RES
8784 | 0 | 0 | [6 empty] | 2019-09-14 | 10 | 1.5701 | 668532.544 | kWh | RES
8784 | 0 | 0 | [6 empty] | 2019-09-14 | 11 | 1.8198 | 774872.7708 | kWh | RES
8784 | 0 | 0 | [6 empty] | 2019-09-14 | 12 | 2.0129 | 857087.2996 | kWh | RES
8784 | 0 | 0 | [6 empty] | 2019-09-14 | 13 | 2.157 | 918433.5562 | kWh | RES
8784 | 0 | 0 | [6 empty] | 2019-09-14 | 14 | 2.3518 | 1001381.791 | kWh | RES
8784 | 0 | 0 | [6 empty] | 2019-09-14 | 15 | 2.5229 | 1074236.511 | kWh | RES
8784 | 0 | 0 | [6 empty] | 2019-09-14 | 16 | 2.6066 | 1109864.797 | kWh | RES
8784 | 0 | 0 | [6 empty] | 2019-09-14 | 17 | 2.6401 | 1124130.994 | kWh | RES
8784 | 0 | 0 | [6 empty] | 2019-09-14 | 18 | 2.6021 | 1107955.88 | kWh | RES
8784 | 0 | 0 | [6 empty] | 2019-09-14 | 19 | 2.4803 | 1056085.497 | kWh | RES
8784 | 0 | 0 | [6 empty] | 2019-09-14 | 20 | 2.2889 | 974594.676 | kWh | RES
8784 | 0 | 0 | [6 empty] | 2019-09-14 | 21 | 2.2363 | 952200.6115 | kWh | RES
8784 | 0 | 0 | [6 empty] | 2019-09-14 | 22 | 2.0996 | 893991.9271 | kWh | RES
8784 | 0 | 0 | [6 empty] | 2019-09-14 | 23 | 1.9435 | 827537.3096 | kWh | RES
8784 | 0 | 0 | [6 empty] | 2019-09-14 | 24 | 1.8142 | 772471.8226 | kWh | RES
8784 | 0 | 0 | [6 empty] | 2019-09-15 | 1 | 1.6021 | 682158.6538 | kWh | RES
8784 | 0 | 0 | [6 empty] | 2019-09-15 | 2 | 1.4681 | 625097.1981 | kWh | RES
8784 | 0 | 0 | [6 empty] | 2019-09-15 | 3 | 1.3596 | 578919.5552 | kWh | RES
8784 | 0 | 0 | [6 empty] | 2019-09-15 | 4 | 1.2829 | 546274.9671 | kWh | RES
8784 | 0 | 0 | [6 empty] | 2019-09-15 | 5 | 1.2682 | 539988.9439 | kWh | RES
8784 | 0 | 0 | [6 empty] | 2019-09-15 | 6 | 1.2313 | 524284.4257 | kWh | RES
8784 | 0 | 0 | [6 empty] | 2019-09-15 | 7 | 1.2292 | 523407.7385 | kWh | RES
8784 | 0 | 0 | [6 empty] | 2019-09-15 | 8 | 1.2836 | 546535.884 | kWh | RES
8784 | 0 | 0 | [6 empty] | 2019-09-15 | 9 | 1.4621 | 622560.9421 | kWh | RES
8784 | 0 | 0 | [6 empty] | 2019-09-15 | 10 | 1.6246 | 691768.6854 | kWh | RES
8784 | 0 | 0 | [6 empty] | 2019-09-15 | 11 | 1.8356 | 781584.3814 | kWh | RES
8784 | 0 | 0 | [6 empty] | 2019-09-15 | 12 | 2.087 | 888654.5705 | kWh | RES
8784 | 0 | 0 | [6 empty] | 2019-09-15 | 13 | 2.2891 | 974705.4712 | kWh | RES
8784 | 0 | 0 | [6 empty] | 2019-09-15 | 14 | 2.3162 | 986246.9879 | kWh | RES
8784 | 0 | 0 | [6 empty] | 2019-09-15 | 15 | 2.3397 | 996215.2962 | kWh | RES
8784 | 0 | 0 | [6 empty] | 2019-09-15 | 16 | 2.3733 | 1010549.099 | kWh | RES
8784 | 0 | 0 | [6 empty] | 2019-09-15 | 17 | 2.3993 | 1021601.948 | kWh | RES
8784 | 0 | 0 | [6 empty] | 2019-09-15 | 18 | 2.4014 | 1022491.29 | kWh | RES
8784 | 0 | 0 | [6 empty] | 2019-09-15 | 19 | 2.3512 | 1001134.956 | kWh | RES
8784 | 0 | 0 | [6 empty] | 2019-09-15 | 20 | 2.2612 | 962829.0975 | kWh | RES
8784 | 0 | 0 | [6 empty] | 2019-09-15 | 21 | 2.259 | 961867.0531 | kWh | RES
8784 | 0 | 0 | [6 empty] | 2019-09-15 | 22 | 2.0605 | 877357.8621 | kWh | RES
8784 | 0 | 0 | [6 empty] | 2019-09-15 | 23 | 1.8474 | 786612.2077 | kWh | RES
8784 | 0 | 0 | [6 empty] | 2019-09-15 | 24 | 1.616 | 688077.9598 | kWh | RES
8784 | 0 | 0 | [6 empty] | 2019-09-16 | 1 | 1.4218 | 605394.9151 | kWh | RES
8784 | 0 | 0 | [6 empty] | 2019-09-16 | 2 | 1.2621 | 537401.7657 | kWh | RES
8784 | 0 | 0 | [6 empty] | 2019-09-16 | 3 | 1.1861 | 505057.2342 | kWh | RES
8784 | 0 | 0 | [6 empty] | 2019-09-16 | 4 | 1.1239 | 478542.1467 | kWh | RES
8784 | 0 | 0 | [6 empty] | 2019-09-16 | 5 | 1.1108 | 472990.9866 | kWh | RES
8784 | 0 | 0 | [6 empty] | 2019-09-16 | 6 | 1.1793 | 502119.9619 | kWh | RES
8784 | 0 | 0 | [6 empty] | 2019-09-16 | 7 | 1.3078 | 556856.1296 | kWh | RES
8784 | 0 | 0 | [6 empty] | 2019-09-16 | 8 | 1.266 | 539038.2851 | kWh | RES
8784 | 0 | 0 | [6 empty] | 2019-09-16 | 9 | 1.2302 | 523809.0702 | kWh | RES
8784 | 0 | 0 | [6 empty] | 2019-09-16 | 10 | 1.3115 | 558439.8665 | kWh | RES
8784 | 0 | 0 | [6 empty] | 2019-09-16 | 11 | 1.5043 | 640510.5164 | kWh | RES
8784 | 0 | 0 | [6 empty] | 2019-09-16 | 12 | 1.6978 | 722903.8865 | kWh | RES
8784 | 0 | 0 | [6 empty] | 2019-09-16 | 13 | 1.9672 | 837618.0093 | kWh | RES
8784 | 0 | 0 | [6 empty] | 2019-09-16 | 14 | 2.165 | 921856.9887 | kWh | RES
8784 | 0 | 0 | [6 empty] | 2019-09-16 | 15 | 2.3826 | 1014508.281 | kWh | RES
8784 | 0 | 0 | [6 empty] | 2019-09-16 | 16 | 2.5592 | 1089706.05 | kWh | RES
8784 | 0 | 0 | [6 empty] | 2019-09-16 | 17 | 2.6536 | 1129904.675 | kWh | RES
8784 | 0 | 0 | [6 empty] | 2019-09-16 | 18 | 2.7503 | 1171083.071 | kWh | RES
8784 | 0 | 0 | [6 empty] | 2019-09-16 | 19 | 2.7039 | 1151301.156 | kWh | RES
8784 | 0 | 0 | [6 empty] | 2019-09-16 | 20 | 2.5556 | 1088166.38 | kWh | RES
8784 | 0 | 0 | [6 empty] | 2019-09-16 | 21 | 2.4333 | 1036095.467 | kWh | RES
8784 | 0 | 0 | [6 empty] | 2019-09-16 | 22 | 2.1598 | 919653.7693 | kWh | RES
8784 | 0 | 0 | [6 empty] | 2019-09-16 | 23 | 1.8712 | 796745.8244 | kWh | RES
8784 | 0 | 0 | [6 empty] | 2019-09-16 | 24 | 1.5868 | 675647.2609 | kWh | RES
8784 | 0 | 0 | [6 empty] | 2019-09-17 | 1 | 1.3456 | 572959.3572 | kWh | RES
8784 | 0 | 0 | [6 empty] | 2019-09-17 | 2 | 1.1657 | 496334.8053 | kWh | RES
8784 | 0 | 0 | [6 empty] | 2019-09-17 | 3 | 1.0638 | 452944.4654 | kWh | RES
8784 | 0 | 0 | [6 empty] | 2019-09-17 | 4 | 0.97543 | 415335.6453 | kWh | RES
8784 | 0 | 0 | [6 empty] | 2019-09-17 | 5 | 0.93583 | 398472.4358 | kWh | RES
8784 | 0 | 0 | [6 empty] | 2019-09-17 | 6 | 0.97413 | 414778.9645 | kWh | RES
8784 | 0 | 0 | [6 empty] | 2019-09-17 | 7 | 1.102 | 469218.8936 | kWh | RES
8784 | 0 | 0 | [6 empty] | 2019-09-17 | 8 | 1.0882 | 463355.0246 | kWh | RES
8784 | 0 | 0 | [6 empty] | 2019-09-17 | 9 | 1.0793 | 459563.9281 | kWh | RES
8784 | 0 | 0 | [6 empty] | 2019-09-17 | 10 | 1.162 | 494794.6262 | kWh | RES
8784 | 0 | 0 | [6 empty] | 2019-09-17 | 11 | 1.3675 | 582266.4202 | kWh | RES
8784 | 0 | 0 | [6 empty] | 2019-09-17 | 12 | 1.69 | 719608.3964 | kWh | RES
8784 | 0 | 0 | [6 empty] | 2019-09-17 | 13 | 2.025 | 862246.5508 | kWh | RES
8784 | 0 | 0 | [6 empty] | 2019-09-17 | 14 | 2.2853 | 973063.4005 | kWh | RES
8784 | 0 | 0 | [6 empty] | 2019-09-17 | 15 | 2.4978 | 1063568.891 | kWh | RES
8784 | 0 | 0 | [6 empty] | 2019-09-17 | 16 | 2.6548 | 1130418.069 | kWh | RES
8784 | 0 | 0 | [6 empty] | 2019-09-17 | 17 | 2.7473 | 1169779.834 | kWh | RES
8784 | 0 | 0 | [6 empty] | 2019-09-17 | 18 | 2.7631 | 1176502.446 | kWh | RES
8784 | 0 | 0 | [6 empty] | 2019-09-17 | 19 | 2.7111 | 1154377.495 | kWh | RES
8784 | 0 | 0 | [6 empty] | 2019-09-17 | 20 | 2.5072 | 1067559.327 | kWh | RES
8784 | 0 | 0 | [6 empty] | 2019-09-17 | 21 | 2.3665 | 1007642.461 | kWh | RES
8784 | 0 | 0 | [6 empty] | 2019-09-17 | 22 | 2.1421 | 912111.0649 | kWh | RES
8784 | 0 | 0 | [6 empty] | 2019-09-17 | 23 | 1.8593 | 791668.3959 | kWh | RES
8784 | 0 | 0 | [6 empty] | 2019-09-17 | 24 | 1.569 | 668072.2407 | kWh | RES
8784 | 0 | 0 | [6 empty] | 2019-09-18 | 1 | 1.3527 | 575973.7048 | kWh | RES
8784 | 0 | 0 | [6 empty] | 2019-09-18 | 2 | 1.1832 | 503787.3478 | kWh | RES
8784 | 0 | 0 | [6 empty] | 2019-09-18 | 3 | 1.0938 | 465742.4863 | kWh | RES
8784 | 0 | 0 | [6 empty] | 2019-09-18 | 4 | 1.0325 | 439623.1432 | kWh | RES
8784 | 0 | 0 | [6 empty] | 2019-09-18 | 5 | 1.0126 | 431165.5504 | kWh | RES
8784 | 0 | 0 | [6 empty] | 2019-09-18 | 6 | 1.0846 | 461809.3388 | kWh | RES
8784 | 0 | 0 | [6 empty] | 2019-09-18 | 7 | 1.2108 | 515570.3699 | kWh | RES
8784 | 0 | 0 | [6 empty] | 2019-09-18 | 8 | 1.2231 | 520804.2955 | kWh | RES
8784 | 0 | 0 | [6 empty] | 2019-09-18 | 9 | 1.1438 | 487033.2873 | kWh | RES
8784 | 0 | 0 | [6 empty] | 2019-09-18 | 10 | 1.1878 | 505765.5657 | kWh | RES
8784 | 0 | 0 | [6 empty] | 2019-09-18 | 11 | 1.2401 | 528045.3002 | kWh | RES
8784 | 0 | 0 | [6 empty] | 2019-09-18 | 12 | 1.3174 | 560925.1637 | kWh | RES
8784 | 0 | 0 | [6 empty] | 2019-09-18 | 13 | 1.3208 | 562398.9957 | kWh | RES
8784 | 0 | 0 | [6 empty] | 2019-09-18 | 14 | 1.4353 | 611137.4119 | kWh | RES
8784 | 0 | 0 | [6 empty] | 2019-09-18 | 15 | 1.6464 | 701035.8155 | kWh | RES
8784 | 0 | 0 | [6 empty] | 2019-09-18 | 16 | 1.931 | 822191.7937 | kWh | RES
8784 | 0 | 0 | [6 empty] | 2019-09-18 | 17 | 2.0863 | 888331.8984 | kWh | RES
8784 | 0 | 0 | [6 empty] | 2019-09-18 | 18 | 2.2317 | 950263.3831 | kWh | RES
8784 | 0 | 0 | [6 empty] | 2019-09-18 | 19 | 2.1968 | 935409.7199 | kWh | RES
8784 | 0 | 0 | [6 empty] | 2019-09-18 | 20 | 2.127 | 905666.4339 | kWh | RES
8784 | 0 | 0 | [6 empty] | 2019-09-18 | 21 | 2.0503 | 873014.3127 | kWh | RES
8784 | 0 | 0 | [6 empty] | 2019-09-18 | 22 | 1.8931 | 806062.6939 | kWh | RES
8784 | 0 | 0 | [6 empty] | 2019-09-18 | 23 | 1.6256 | 692154.5477 | kWh | RES
8784 | 0 | 0 | [6 empty] | 2019-09-18 | 24 | 1.4108 | 600732.1862 | kWh | RES
8784 | 0 | 0 | [6 empty] | 2019-09-19 | 1 | 1.2191 | 519100.2644 | kWh | RES
8784 | 0 | 0 | [6 empty] | 2019-09-19 | 2 | 1.0554 | 449380.2407 | kWh | RES
8784 | 0 | 0 | [6 empty] | 2019-09-19 | 3 | 0.96825 | 412276.8885 | kWh | RES
8784 | 0 | 0 | [6 empty] | 2019-09-19 | 4 | 0.95144 | 405121.1779 | kWh | RES
8784 | 0 | 0 | [6 empty] | 2019-09-19 | 5 | 0.90404 | 384938.5472 | kWh | RES
8784 | 0 | 0 | [6 empty] | 2019-09-19 | 6 | 0.97849 | 416636.3177 | kWh | RES
8784 | 0 | 0 | [6 empty] | 2019-09-19 | 7 | 1.1596 | 493743.3587 | kWh | RES
8784 | 0 | 0 | [6 empty] | 2019-09-19 | 8 | 1.1281 | 480341.5233 | kWh | RES
8784 | 0 | 0 | [6 empty] | 2019-09-19 | 9 | 1.0748 | 457624.9636 | kWh | RES
8784 | 0 | 0 | [6 empty] | 2019-09-19 | 10 | 1.1415 | 486060.3011 | kWh | RES
8784 | 0 | 0 | [6 empty] | 2019-09-19 | 11 | 1.2804 | 545180.1463 | kWh | RES
8784 | 0 | 0 | [6 empty] | 2019-09-19 | 12 | 1.4482 | 616637.1542 | kWh | RES
8784 | 0 | 0 | [6 empty] | 2019-09-19 | 13 | 1.5869 | 675683.0316 | kWh | RES
8784 | 0 | 0 | [6 empty] | 2019-09-19 | 14 | 1.7557 | 747586.6243 | kWh | RES
8784 | 0 | 0 | [6 empty] | 2019-09-19 | 15 | 1.8147 | 772706.3993 | kWh | RES
8784 | 0 | 0 | [6 empty] | 2019-09-19 | 16 | 1.8247 | 776941.7244 | kWh | RES
8784 | 0 | 0 | [6 empty] | 2019-09-19 | 17 | 1.8199 | 774899.7215 | kWh | RES
8784 | 0 | 0 | [6 empty] | 2019-09-19 | 18 | 1.7727 | 754797.8939 | kWh | RES
8784 | 0 | 0 | [6 empty] | 2019-09-19 | 19 | 1.7964 | 764894.5607 | kWh | RES
8784 | 0 | 0 | [6 empty] | 2019-09-19 | 20 | 1.7552 | 747337.3183 | kWh | RES
8784 | 0 | 0 | [6 empty] | 2019-09-19 | 21 | 1.7152 | 730337.4618 | kWh | RES
8784 | 0 | 0 | [6 empty] | 2019-09-19 | 22 | 1.5601 | 664279.1266 | kWh | RES
8784 | 0 | 0 | [6 empty] | 2019-09-19 | 23 | 1.4037 | 597685.963 | kWh | RES
8784 | 0 | 0 | [6 empty] | 2019-09-19 | 24 | 1.2081 | 514414.2865 | kWh | RES
8784 | 0 | 0 | [6 empty] | 2019-09-20 | 1 | 1.0499 | 447039.6468 | kWh | RES
8784 | 0 | 0 | [6 empty] | 2019-09-20 | 2 | 0.94878 | 403986.5423 | kWh | RES
8784 | 0 | 0 | [6 empty] | 2019-09-20 | 3 | 0.84329 | 359069.2623 | kWh | RES
8784 | 0 | 0 | [6 empty] | 2019-09-20 | 4 | 0.80419 | 342418.9663 | kWh | RES
8784 | 0 | 0 | [6 empty] | 2019-09-20 | 5 | 0.7988 | 340125.3583 | kWh | RES
8784 | 0 | 0 | [6 empty] | 2019-09-20 | 6 | 0.86366 | 367742.3035 | kWh | RES
8784 | 0 | 0 | [6 empty] | 2019-09-20 | 7 | 0.98123 | 417802.9242 | kWh | RES
8784 | 0 | 0 | [6 empty] | 2019-09-20 | 8 | 1.022 | 435169.6714 | kWh | RES
8784 | 0 | 0 | [6 empty] | 2019-09-20 | 9 | 1.0194 | 434058.7374 | kWh | RES
8784 | 0 | 0 | [6 empty] | 2019-09-20 | 10 | 1.0657 | 453767.7031 | kWh | RES
8784 | 0 | 0 | [6 empty] | 2019-09-20 | 11 | 1.2282 | 522972.3044 | kWh | RES
8784 | 0 | 0 | [6 empty] | 2019-09-20 | 12 | 1.3567 | 577667.0609 | kWh | RES
8784 | 0 | 0 | [6 empty] | 2019-09-20 | 13 | 1.5547 | 661979.3156 | kWh | RES
8784 | 0 | 0 | [6 empty] | 2019-09-20 | 14 | 1.7518 | 745901.3074 | kWh | RES
8784 | 0 | 0 | [6 empty] | 2019-09-20 | 15 | 1.9255 | 819860.8055 | kWh | RES
8784 | 0 | 0 | [6 empty] | 2019-09-20 | 16 | 2.0887 | 889371.0327 | kWh | RES
8784 | 0 | 0 | [6 empty] | 2019-09-20 | 17 | 2.2308 | 949862.0406 | kWh | RES
8784 | 0 | 0 | [6 empty] | 2019-09-20 | 18 | 2.2673 | 965391.0925 | kWh | RES
8784 | 0 | 0 | [6 empty] | 2019-09-20 | 19 | 2.1644 | 921576.8303 | kWh | RES
8784 | 0 | 0 | [6 empty] | 2019-09-20 | 20 | 1.992 | 848176.9944 | kWh | RES
8784 | 0 | 0 | [6 empty] | 2019-09-20 | 21 | 1.9045 | 810947.0453 | kWh | RES
8784 | 0 | 0 | [6 empty] | 2019-09-20 | 22 | 1.7573 | 748255.5725 | kWh | RES
8784 | 0 | 0 | [6 empty] | 2019-09-20 | 23 | 1.6266 | 692587.696 | kWh | RES
8784 | 0 | 0 | [6 empty] | 2019-09-20 | 24 | 1.4126 | 601468.9065 | kWh | RES
8784 | 0 | 0 | [6 empty] | 2019-09-21 | 1 | 1.2353 | 525982.432 | kWh | RES
8784 | 0 | 0 | [6 empty] | 2019-09-21 | 2 | 1.0796 | 459694.2712 | kWh | RES
8784 | 0 | 0 | [6 empty] | 2019-09-21 | 3 | 0.96952 | 412817.0619 | kWh | RES
8784 | 0 | 0 | [6 empty] | 2019-09-21 | 4 | 0.89441 | 380834.5851 | kWh | RES
8784 | 0 | 0 | [6 empty] | 2019-09-21 | 5 | 0.83783 | 356746.0225 | kWh | RES
8784 | 0 | 0 | [6 empty] | 2019-09-21 | 6 | 0.82358 | 350676.1404 | kWh | RES
8784 | 0 | 0 | [6 empty] | 2019-09-21 | 7 | 0.84637 | 360381.9971 | kWh | RES
8784 | 0 | 0 | [6 empty] | 2019-09-21 | 8 | 0.94895 | 404058.2211 | kWh | RES
8784 | 0 | 0 | [6 empty] | 2019-09-21 | 9 | 1.094 | 465819.5868 | kWh | RES
8784 | 0 | 0 | [6 empty] | 2019-09-21 | 10 | 1.3029 | 554751.3086 | kWh | RES
8784 | 0 | 0 | [6 empty] | 2019-09-21 | 11 | 1.5238 | 648840.3584 | kWh | RES
8784 | 0 | 0 | [6 empty] | 2019-09-21 | 12 | 1.6912 | 720124.7332 | kWh | RES
8784 | 0 | 0 | [6 empty] | 2019-09-21 | 13 | 1.8862 | 803120.4793 | kWh | RES
8784 | 0 | 0 | [6 empty] | 2019-09-21 | 14 | 2.0196 | 859948.6058 | kWh | RES
8784 | 0 | 0 | [6 empty] | 2019-09-21 | 15 | 2.1335 | 908425.1099 | kWh | RES
8784 | 0 | 0 | [6 empty] | 2019-09-21 | 16 | 2.1812 | 928757.8488 | kWh | RES
8784 | 0 | 0 | [6 empty] | 2019-09-21 | 17 | 2.2401 | 953817.1246 | kWh | RES
8784 | 0 | 0 | [6 empty] | 2019-09-21 | 18 | 2.2151 | 943179.3536 | kWh | RES
8784 | 0 | 0 | [6 empty] | 2019-09-21 | 19 | 2.1191 | 902292.8972 | kWh | RES
8784 | 0 | 0 | [6 empty] | 2019-09-21 | 20 | 1.9582 | 833810.0031 | kWh | RES
8784 | 0 | 0 | [6 empty] | 2019-09-21 | 21 | 1.8425 | 784508.5295 | kWh | RES
8784 | 0 | 0 | [6 empty] | 2019-09-21 | 22 | 1.7465 | 743632.0634 | kWh | RES
8784 | 0 | 0 | [6 empty] | 2019-09-21 | 23 | 1.5822 | 673676.7084 | kWh | RES
8784 | 0 | 0 | [6 empty] | 2019-09-21 | 24 | 1.4013 | 596657.1074 | kWh | RES
8784 | 0 | 0 | [6 empty] | 2019-09-22 | 1 | 1.206 | 513522.9534 | kWh | RES
8784 | 0 | 0 | [6 empty] | 2019-09-22 | 2 | 1.0536 | 448636.1713 | kWh | RES
8784 | 0 | 0 | [6 empty] | 2019-09-22 | 3 | 0.98553 | 419633.7733 | kWh | RES
8784 | 0 | 0 | [6 empty] | 2019-09-22 | 4 | 0.89023 | 379058.3325 | kWh | RES
8784 | 0 | 0 | [6 empty] | 2019-09-22 | 5 | 0.8284 | 352728.5638 | kWh | RES
8784 | 0 | 0 | [6 empty] | 2019-09-22 | 6 | 0.80358 | 342159.2478 | kWh | RES
8784 | 0 | 0 | [6 empty] | 2019-09-22 | 7 | 0.80588 | 343139.5252 | kWh | RES
8784 | 0 | 0 | [6 empty] | 2019-09-22 | 8 | 0.88939 | 378697.1448 | kWh | RES
8784 | 0 | 0 | [6 empty] | 2019-09-22 | 9 | 1.1335 | 482638.8055 | kWh | RES
8784 | 0 | 0 | [6 empty] | 2019-09-22 | 10 | 1.3477 | 573860.2757 | kWh | RES
8784 | 0 | 0 | [6 empty] | 2019-09-22 | 11 | 1.5358 | 653939.9773 | kWh | RES
8784 | 0 | 0 | [6 empty] | 2019-09-22 | 12 | 1.6967 | 722465.3164 | kWh | RES
8784 | 0 | 0 | [6 empty] | 2019-09-22 | 13 | 1.872 | 797095.2583 | kWh | RES
8784 | 0 | 0 | [6 empty] | 2019-09-22 | 14 | 2.085 | 887763.9502 | kWh | RES
8784 | 0 | 0 | [6 empty] | 2019-09-22 | 15 | 2.2082 | 940222.4761 | kWh | RES
8784 | 0 | 0 | [6 empty] | 2019-09-22 | 16 | 2.3067 | 982200.9333 | kWh | RES
8784 | 0 | 0 | [6 empty] | 2019-09-22 | 17 | 2.3771 | 1012146.309 | kWh | RES
8784 | 0 | 0 | [6 empty] | 2019-09-22 | 18 | 2.3743 | 1010987.725 | kWh | RES
8784 | 0 | 0 | [6 empty] | 2019-09-22 | 19 | 2.2662 | 964936.4336 | kWh | RES
8784 | 0 | 0 | [6 empty] | 2019-09-22 | 20 | 2.1757 | 926402.0531 | kWh | RES
8784 | 0 | 0 | [6 empty] | 2019-09-22 | 21 | 2.0751 | 883573.4699 | kWh | RES
8784 | 0 | 0 | [6 empty] | 2019-09-22 | 22 | 1.8917 | 805474.5672 | kWh | RES
8784 | 0 | 0 | [6 empty] | 2019-09-22 | 23 | 1.6612 | 707312.4488 | kWh | RES
8784 | 0 | 0 | [6 empty] | 2019-09-22 | 24 | 1.4 | 596118.906 | kWh | RES
8784 | 0 | 0 | [6 empty] | 2019-09-23 | 1 | 1.1896 | 506509.872 | kWh | RES
8784 | 0 | 0 | [6 empty] | 2019-09-23 | 2 | 1.0186 | 433728.1314 | kWh | RES
8784 | 0 | 0 | [6 empty] | 2019-09-23 | 3 | 0.91346 | 388948.8469 | kWh | RES
8784 | 0 | 0 | [6 empty] | 2019-09-23 | 4 | 0.8532 | 363288.6022 | kWh | RES
8784 | 0 | 0 | [6 empty] | 2019-09-23 | 5 | 0.8114 | 345491.8533 | kWh | RES
8784 | 0 | 0 | [6 empty] | 2019-09-23 | 6 | 0.88184 | 375484.468 | kWh | RES
8784 | 0 | 0 | [6 empty] | 2019-09-23 | 7 | 1.0164 | 432771.9473 | kWh | RES
8784 | 0 | 0 | [6 empty] | 2019-09-23 | 8 | 0.99583 | 424022.5489 | kWh | RES
8784 | 0 | 0 | [6 empty] | 2019-09-23 | 9 | 0.93273 | 397151.8632 | kWh | RES
8784 | 0 | 0 | [6 empty] | 2019-09-23 | 10 | 1.0157 | 432499.6871 | kWh | RES
8784 | 0 | 0 | [6 empty] | 2019-09-23 | 11 | 1.2095 | 515006.9787 | kWh | RES
8784 | 0 | 0 | [6 empty] | 2019-09-23 | 12 | 1.4159 | 602889.5493 | kWh | RES
8784 | 0 | 0 | [6 empty] | 2019-09-23 | 13 | 1.6435 | 699811.3916 | kWh | RES
8784 | 0 | 0 | [6 empty] | 2019-09-23 | 14 | 1.8234 | 776385.25 | kWh | RES
8784 | 0 | 0 | [6 empty] | 2019-09-23 | 15 | 2.0092 | 855517.4586 | kWh | RES
8784 | 0 | 0 | [6 empty] | 2019-09-23 | 16 | 2.1722 | 924933.2642 | kWh | RES
8784 | 0 | 0 | [6 empty] | 2019-09-23 | 17 | 2.2948 | 977124.4862 | kWh | RES
8784 | 0 | 0 | [6 empty] | 2019-09-23 | 18 | 2.4105 | 1026389.781 | kWh | RES
8784 | 0 | 0 | [6 empty] | 2019-09-23 | 19 | 2.3519 | 1001448.63 | kWh | RES
8784 | 0 | 0 | [6 empty] | 2019-09-23 | 20 | 2.2218 | 946028.6471 | kWh | RES
8784 | 0 | 0 | [6 empty] | 2019-09-23 | 21 | 2.0416 | 869320.0517 | kWh | RES
8784 | 0 | 0 | [6 empty] | 2019-09-23 | 22 | 1.8093 | 770373.872 | kWh | RES
8784 | 0 | 0 | [6 empty] | 2019-09-23 | 23 | 1.5553 | 662243.4284 | kWh | RES
8784 | 0 | 0 | [6 empty] | 2019-09-23 | 24 | 1.2668 | 539416.5547 | kWh | RES
8784 | 0 | 0 | [6 empty] | 2019-09-24 | 1 | 1.045 | 444937.5286 | kWh | RES
8784 | 0 | 0 | [6 empty] | 2019-09-24 | 2 | 0.89685 | 381873.2859 | kWh | RES
8784 | 0 | 0 | [6 empty] | 2019-09-24 | 3 | 0.80414 | 342400.2148 | kWh | RES
8784 | 0 | 0 | [6 empty] | 2019-09-24 | 4 | 0.75684 | 322259.2568 | kWh | RES
8784 | 0 | 0 | [6 empty] | 2019-09-24 | 5 | 0.71362 | 303855.2834 | kWh | RES
8784 | 0 | 0 | [6 empty] | 2019-09-24 | 6 | 0.80154 | 341293.0462 | kWh | RES
8784 | 0 | 0 | [6 empty] | 2019-09-24 | 7 | 0.94192 | 401064.5224 | kWh | RES
8784 | 0 | 0 | [6 empty] | 2019-09-24 | 8 | 0.93557 | 398363.2896 | kWh | RES
8784 | 0 | 0 | [6 empty] | 2019-09-24 | 9 | 0.88474 | 376719.9768 | kWh | RES
8784 | 0 | 0 | [6 empty] | 2019-09-24 | 10 | 0.97395 | 414704.9866 | kWh | RES
8784 | 0 | 0 | [6 empty] | 2019-09-24 | 11 | 1.1471 | 488431.5294 | kWh | RES
8784 | 0 | 0 | [6 empty] | 2019-09-24 | 12 | 1.3996 | 595928.0833 | kWh | RES
8784 | 0 | 0 | [6 empty] | 2019-09-24 | 13 | 1.7107 | 728418.1177 | kWh | RES
8784 | 0 | 0 | [6 empty] | 2019-09-24 | 14 | 2.0399 | 868563.4384 | kWh | RES
8784 | 0 | 0 | [6 empty] | 2019-09-24 | 15 | 2.2711 | 967032.4402 | kWh | RES
8784 | 0 | 0 | [6 empty] | 2019-09-24 | 16 | 2.4489 | 1042732.256 | kWh | RES
8784 | 0 | 0 | [6 empty] | 2019-09-24 | 17 | 2.6154 | 1113642.463 | kWh | RES
8784 | 0 | 0 | [6 empty] | 2019-09-24 | 18 | 2.7289 | 1161955.371 | kWh | RES
8784 | 0 | 0 | [6 empty] | 2019-09-24 | 19 | 2.6584 | 1131943.121 | kWh | RES
8784 | 0 | 0 | [6 empty] | 2019-09-24 | 20 | 2.4908 | 1060579.489 | kWh | RES
8784 | 0 | 0 | [6 empty] | 2019-09-24 | 21 | 2.3707 | 1009418.684 | kWh | RES
8784 | 0 | 0 | [6 empty] | 2019-09-24 | 22 | 2.1284 | 906253.4676 | kWh | RES
8784 | 0 | 0 | [6 empty] | 2019-09-24 | 23 | 1.7947 | 764155.3975 | kWh | RES
8784 | 0 | 0 | [6 empty] | 2019-09-24 | 24 | 1.5184 | 646517.179 | kWh | RES
8784 | 0 | 0 | [6 empty] | 2019-09-25 | 1 | 1.2779 | 544117.5765 | kWh | RES
8784 | 0 | 0 | [6 empty] | 2019-09-25 | 2 | 1.1242 | 478681.451 | kWh | RES
8784 | 0 | 0 | [6 empty] | 2019-09-25 | 3 | 0.97807 | 416459.3741 | kWh | RES
8784 | 0 | 0 | [6 empty] | 2019-09-25 | 4 | 0.91105 | 387919.6556 | kWh | RES
8784 | 0 | 0 | [6 empty] | 2019-09-25 | 5 | 0.88317 | 376050.2847 | kWh | RES
8784 | 0 | 0 | [6 empty] | 2019-09-25 | 6 | 0.95805 | 407932.0301 | kWh | RES
8784 | 0 | 0 | [6 empty] | 2019-09-25 | 7 | 1.0734 | 457067.5544 | kWh | RES
8784 | 0 | 0 | [6 empty] | 2019-09-25 | 8 | 1.1058 | 470857.7192 | kWh | RES
8784 | 0 | 0 | [6 empty] | 2019-09-25 | 9 | 1.0504 | 447264.2369 | kWh | RES
8784 | 0 | 0 | [6 empty] | 2019-09-25 | 10 | 1.0929 | 465337.8798 | kWh | RES
8784 | 0 | 0 | [6 empty] | 2019-09-25 | 11 | 1.2967 | 552117.8778 | kWh | RES
8784 | 0 | 0 | [6 empty] | 2019-09-25 | 12 | 1.6092 | 685189.4747 | kWh | RES
8784 | 0 | 0 | [6 empty] | 2019-09-25 | 13 | 1.931 | 822224.3878 | kWh | RES
8784 | 0 | 0 | [6 empty] | 2019-09-25 | 14 | 2.2421 | 954659.5482 | kWh | RES
8784 | 0 | 0 | [6 empty] | 2019-09-25 | 15 | 2.5218 | 1073784.412 | kWh | RES
8784 | 0 | 0 | [6 empty] | 2019-09-25 | 16 | 2.7004 | 1149820.192 | kWh | RES
8784 | 0 | 0 | [6 empty] | 2019-09-25 | 17 | 2.831 | 1205427.171 | kWh | RES
8784 | 0 | 0 | [6 empty] | 2019-09-25 | 18 | 2.908 | 1238195.266 | kWh | RES
8784 | 0 | 0 | [6 empty] | 2019-09-25 | 19 | 2.8286 | 1204423.643 | kWh | RES
8784 | 0 | 0 | [6 empty] | 2019-09-25 | 20 | 2.7108 | 1154229.07 | kWh | RES
8784 | 0 | 0 | [6 empty] | 2019-09-25 | 21 | 2.5538 | 1087386.14 | kWh | RES
8784 | 0 | 0 | [6 empty] | 2019-09-25 | 22 | 2.3342 | 993898.9341 | kWh | RES
8784 | 0 | 0 | [6 empty] | 2019-09-25 | 23 | 2.045 | 870768.0276 | kWh | RES
8784 | 0 | 0 | [6 empty] | 2019-09-25 | 24 | 1.7678 | 752702.329 | kWh | RES
8784 | 0 | 0 | [6 empty] | 2019-09-26 | 1 | 1.4793 | 629895.4785 | kWh | RES
8784 | 0 | 0 | [6 empty] | 2019-09-26 | 2 | 1.3019 | 554346.1098 | kWh | RES
8784 | 0 | 0 | [6 empty] | 2019-09-26 | 3 | 1.1597 | 493799.812 | kWh | RES
8784 | 0 | 0 | [6 empty] | 2019-09-26 | 4 | 1.0732 | 456959.6495 | kWh | RES
8784 | 0 | 0 | [6 empty] | 2019-09-26 | 5 | 1.0256 | 436706.8846 | kWh | RES
8784 | 0 | 0 | [6 empty] | 2019-09-26 | 6 | 1.0717 | 456310.6717 | kWh | RES
8784 | 0 | 0 | [6 empty] | 2019-09-26 | 7 | 1.1906 | 506958.4783 | kWh | RES
8784 | 0 | 0 | [6 empty] | 2019-09-26 | 8 | 1.183 | 503716.5998 | kWh | RES
8784 | 0 | 0 | [6 empty] | 2019-09-26 | 9 | 1.1414 | 485988.6124 | kWh | RES
8784 | 0 | 0 | [6 empty] | 2019-09-26 | 10 | 1.2397 | 527867.3683 | kWh | RES
8784 | 0 | 0 | [6 empty] | 2019-09-26 | 11 | 1.4771 | 628948.0139 | kWh | RES
8784 | 0 | 0 | [6 empty] | 2019-09-26 | 12 | 1.683 | 716594.5911 | kWh | RES
8784 | 0 | 0 | [6 empty] | 2019-09-26 | 13 | 1.9662 | 837212.9321 | kWh | RES
8784 | 0 | 0 | [6 empty] | 2019-09-26 | 14 | 2.2897 | 974938.7054 | kWh | RES
8784 | 0 | 0 | [6 empty] | 2019-09-26 | 15 | 2.5752 | 1096507.963 | kWh | RES
8784 | 0 | 0 | [6 empty] | 2019-09-26 | 16 | 2.7311 | 1162899.328 | kWh | RES
8784 | 0 | 0 | [6 empty] | 2019-09-26 | 17 | 2.8818 | 1227047.758 | kWh | RES
8784 | 0 | 0 | [6 empty] | 2019-09-26 | 18 | 2.963 | 1261628.987 | kWh | RES
8784 | 0 | 0 | [6 empty] | 2019-09-26 | 19 | 2.8723 | 1223001.227 | kWh | RES
8784 | 0 | 0 | [6 empty] | 2019-09-26 | 20 | 2.747 | 1169666.858 | kWh | RES
8784 | 0 | 0 | [6 empty] | 2019-09-26 | 21 | 2.6364 | 1122550.301 | kWh | RES
8784 | 0 | 0 | [6 empty] | 2019-09-26 | 22 | 2.4336 | 1036223.487 | kWh | RES
8784 | 0 | 0 | [6 empty] | 2019-09-26 | 23 | 2.1226 | 903815.5933 | kWh | RES
8784 | 0 | 0 | [6 empty] | 2019-09-26 | 24 | 1.8194 | 774678.5488 | kWh | RES
8784 | 0 | 0 | [6 empty] | 2019-09-27 | 1 | 1.5877 | 676017.0399 | kWh | RES
8784 | 0 | 0 | [6 empty] | 2019-09-27 | 2 | 1.4075 | 599320.3661 | kWh | RES
8784 | 0 | 0 | [6 empty] | 2019-09-27 | 3 | 1.2641 | 538266.0355 | kWh | RES
8784 | 0 | 0 | [6 empty] | 2019-09-27 | 4 | 1.1713 | 498756.0396 | kWh | RES
8784 | 0 | 0 | [6 empty] | 2019-09-27 | 5 | 1.1391 | 485044.9246 | kWh | RES
8784 | 0 | 0 | [6 empty] | 2019-09-27 | 6 | 1.1756 | 500574.4963 | kWh | RES
8784 | 0 | 0 | [6 empty] | 2019-09-27 | 7 | 1.3056 | 555909.253 | kWh | RES
8784 | 0 | 0 | [6 empty] | 2019-09-27 | 8 | 1.2944 | 551153.1933 | kWh | RES
8784 | 0 | 0 | [6 empty] | 2019-09-27 | 9 | 1.2293 | 523433.6999 | kWh | RES
8784 | 0 | 0 | [6 empty] | 2019-09-27 | 10 | 1.3189 | 561570.7758 | kWh | RES
8784 | 0 | 0 | [6 empty] | 2019-09-27 | 11 | 1.5224 | 648251.1225 | kWh | RES
8784 | 0 | 0 | [6 empty] | 2019-09-27 | 12 | 1.7965 | 764931.2376 | kWh | RES
8784 | 0 | 0 | [6 empty] | 2019-09-27 | 13 | 2.0909 | 890281.2892 | kWh | RES
8784 | 0 | 0 | [6 empty] | 2019-09-27 | 14 | 2.3725 | 1010182.219 | kWh | RES
8784 | 0 | 0 | [6 empty] | 2019-09-27 | 15 | 2.5397 | 1081391.93 | kWh | RES
8784 | 0 | 0 | [6 empty] | 2019-09-27 | 16 | 2.6877 | 1144431.46 | kWh | RES
8784 | 0 | 0 | [6 empty] | 2019-09-27 | 17 | 2.7495 | 1170740.073 | kWh | RES
8784 | 0 | 0 | [6 empty] | 2019-09-27 | 18 | 2.6968 | 1148266.897 | kWh | RES
8784 | 0 | 0 | [6 empty] | 2019-09-27 | 19 | 2.5467 | 1084369.226 | kWh | RES
8784 | 0 | 0 | [6 empty] | 2019-09-27 | 20 | 2.338 | 995525.7174 | kWh | RES
8784 | 0 | 0 | [6 empty] | 2019-09-27 | 21 | 2.2006 | 937020.754 | kWh | RES
8784 | 0 | 0 | [6 empty] | 2019-09-27 | 22 | 2.0423 | 869593.7191 | kWh | RES
8784 | 0 | 0 | [6 empty] | 2019-09-27 | 23 | 1.8229 | 776195.2589 | kWh | RES
8784 | 0 | 0 | [6 empty] | 2019-09-27 | 24 | 1.5678 | 667575.7678 | kWh | RES
8784 | 0 | 0 | [6 empty] | 2019-09-28 | 1 | 1.3334 | 567768.0423 | kWh | RES
8784 | 0 | 0 | [6 empty] | 2019-09-28 | 2 | 1.1906 | 506937.9606 | kWh | RES
8784 | 0 | 0 | [6 empty] | 2019-09-28 | 3 | 1.0649 | 453432.5452 | kWh | RES
8784 | 0 | 0 | [6 empty] | 2019-09-28 | 4 | 0.98636 | 419987.0135 | kWh | RES
8784 | 0 | 0 | [6 empty] | 2019-09-28 | 5 | 0.934 | 397695.2583 | kWh | RES
8784 | 0 | 0 | [6 empty] | 2019-09-28 | 6 | 0.89739 | 382103.9971 | kWh | RES
8784 | 0 | 0 | [6 empty] | 2019-09-28 | 7 | 0.88878 | 378441.0786 | kWh | RES
8784 | 0 | 0 | [6 empty] | 2019-09-28 | 8 | 0.97253 | 414098.8891 | kWh | RES
8784 | 0 | 0 | [6 empty] | 2019-09-28 | 9 | 1.1352 | 483369.2519 | kWh | RES
8784 | 0 | 0 | [6 empty] | 2019-09-28 | 10 | 1.3801 | 587629.6592 | kWh | RES
8784 | 0 | 0 | [6 empty] | 2019-09-28 | 11 | 1.6602 | 706891.7671 | kWh | RES
8784 | 0 | 0 | [6 empty] | 2019-09-28 | 12 | 1.9305 | 821989.2417 | kWh | RES
8784 | 0 | 0 | [6 empty] | 2019-09-28 | 13 | 2.1431 | 912542.1388 | kWh | RES
8784 | 0 | 0 | [6 empty] | 2019-09-28 | 14 | 2.3227 | 988990.3021 | kWh | RES
8784 | 0 | 0 | [6 empty] | 2019-09-28 | 15 | 2.4968 | 1063133.625 | kWh | RES
8784 | 0 | 0 | [6 empty] | 2019-09-28 | 16 | 2.602 | 1107919.875 | kWh | RES
8784 | 0 | 0 | [6 empty] | 2019-09-28 | 17 | 2.6539 | 1130039.462 | kWh | RES
8784 | 0 | 0 | [6 empty] | 2019-09-28 | 18 | 2.6219 | 1116376.489 | kWh | RES
8784 | 0 | 0 | [6 empty] | 2019-09-28 | 19 | 2.4159 | 1028684.463 | kWh | RES
8784 | 0 | 0 | [6 empty] | 2019-09-28 | 20 | 2.2502 | 958119.4532 | kWh | RES
8784 | 0 | 0 | [6 empty] | 2019-09-28 | 21 | 2.0881 | 889114.1133 | kWh | RES
8784 | 0 | 0 | [6 empty] | 2019-09-28 | 22 | 1.8991 | 808623.5162 | kWh | RES
8784 | 0 | 0 | [6 empty] | 2019-09-28 | 23 | 1.7436 | 742415.9639 | kWh | RES
8784 | 0 | 0 | [6 empty] | 2019-09-28 | 24 | 1.5492 | 659634.523 | kWh | RES
8784 | 0 | 0 | [6 empty] | 2019-09-29 | 1 | 1.3764 | 586063.304 | kWh | RES
8784 | 0 | 0 | [6 empty] | 2019-09-29 | 2 | 1.1897 | 506571.5398 | kWh | RES
8784 | 0 | 0 | [6 empty] | 2019-09-29 | 3 | 1.0647 | 453340.3308 | kWh | RES
8784 | 0 | 0 | [6 empty] | 2019-09-29 | 4 | 0.96593 | 411288.6554 | kWh | RES
8784 | 0 | 0 | [6 empty] | 2019-09-29 | 5 | 0.92132 | 392296.298 | kWh | RES
8784 | 0 | 0 | [6 empty] | 2019-09-29 | 6 | 0.8801 | 374743.9898 | kWh | RES
8784 | 0 | 0 | [6 empty] | 2019-09-29 | 7 | 0.86822 | 369684.434 | kWh | RES
8784 | 0 | 0 | [6 empty] | 2019-09-29 | 8 | 0.9693 | 412725.529 | kWh | RES
8784 | 0 | 0 | [6 empty] | 2019-09-29 | 9 | 1.1558 | 492153.5493 | kWh | RES
8784 | 0 | 0 | [6 empty] | 2019-09-29 | 10 | 1.4233 | 606054.6454 | kWh | RES
8784 | 0 | 0 | [6 empty] | 2019-09-29 | 11 | 1.7035 | 725324.3886 | kWh | RES
8784 | 0 | 0 | [6 empty] | 2019-09-29 | 12 | 1.9585 | 833909.4829 | kWh | RES
8784 | 0 | 0 | [6 empty] | 2019-09-29 | 13 | 2.2672 | 965350.968 | kWh | RES
8784 | 0 | 0 | [6 empty] | 2019-09-29 | 14 | 2.4422 | 1039884.373 | kWh | RES
8784 | 0 | 0 | [6 empty] | 2019-09-29 | 15 | 2.5756 | 1096687.933 | kWh | RES
8784 | 0 | 0 | [6 empty] | 2019-09-29 | 16 | 2.726 | 1160732.369 | kWh | RES
8784 | 0 | 0 | [6 empty] | 2019-09-29 | 17 | 2.7317 | 1163138.367 | kWh | RES
8784 | 0 | 0 | [6 empty] | 2019-09-29 | 18 | 2.7332 | 1163802.374 | kWh | RES
8784 | 0 | 0 | [6 empty] | 2019-09-29 | 19 | 2.6319 | 1120671.164 | kWh | RES
8784 | 0 | 0 | [6 empty] | 2019-09-29 | 20 | 2.4831 | 1057298.499 | kWh | RES
8784 | 0 | 0 | [6 empty] | 2019-09-29 | 21 | 2.4277 | 1033715.05 | kWh | RES
8784 | 0 | 0 | [6 empty] | 2019-09-29 | 22 | 2.2023 | 937726.1419 | kWh | RES
8784 | 0 | 0 | [6 empty] | 2019-09-29 | 23 | 1.9396 | 825860.1343 | kWh | RES
8784 | 0 | 0 | [6 empty] | 2019-09-29 | 24 | 1.6769 | 714004.7286 | kWh | RES
8784 | 0 | 0 | [6 empty] | 2019-09-30 | 1 | 1.4599 | 621612.2694 | kWh | RES
8784 | 0 | 0 | [6 empty] | 2019-09-30 | 2 | 1.2714 | 541345.4901 | kWh | RES
8784 | 0 | 0 | [6 empty] | 2019-09-30 | 3 | 1.1557 | 492095.4229 | kWh | RES
8784 | 0 | 0 | [6 empty] | 2019-09-30 | 4 | 1.092 | 464959.4643 | kWh | RES
8784 | 0 | 0 | [6 empty] | 2019-09-30 | 5 | 1.0336 | 440120.0627 | kWh | RES
8784 | 0 | 0 | [6 empty] | 2019-09-30 | 6 | 1.0782 | 459086.2255 | kWh | RES
8784 | 0 | 0 | [6 empty] | 2019-09-30 | 7 | 1.1935 | 508197.2494 | kWh | RES
8784 | 0 | 0 | [6 empty] | 2019-09-30 | 8 | 1.1966 | 509508.9334 | kWh | RES
8784 | 0 | 0 | [6 empty] | 2019-09-30 | 9 | 1.1782 | 501658.5827 | kWh | RES
8784 | 0 | 0 | [6 empty] | 2019-09-30 | 10 | 1.3049 | 555600.5548 | kWh | RES
8784 | 0 | 0 | [6 empty] | 2019-09-30 | 11 | 1.5098 | 642867.7935 | kWh | RES
8784 | 0 | 0 | [6 empty] | 2019-09-30 | 12 | 1.8052 | 768632.9992 | kWh | RES
8784 | 0 | 0 | [6 empty] | 2019-09-30 | 13 | 2.076 | 883957.9053 | kWh | RES
8784 | 0 | 0 | [6 empty] | 2019-09-30 | 14 | 2.2969 | 977997.3188 | kWh | RES
8784 | 0 | 0 | [6 empty] | 2019-09-30 | 15 | 2.442 | 1039775.746 | kWh | RES
8784 | 0 | 0 | [6 empty] | 2019-09-30 | 16 | 2.5901 | 1102859.822 | kWh | RES
8784 | 0 | 0 | [6 empty] | 2019-09-30 | 17 | 2.6829 | 1142379.641 | kWh | RES
8784 | 0 | 0 | [6 empty] | 2019-09-30 | 18 | 2.731 | 1162859.498 | kWh | RES
8784 | 0 | 0 | [6 empty] | 2019-09-30 | 19 | 2.6959 | 1147894.604 | kWh | RES
8784 | 0 | 0 | [6 empty] | 2019-09-30 | 20 | 2.5469 | 1084460.233 | kWh | RES
8784 | 0 | 0 | [6 empty] | 2019-09-30 | 21 | 2.4017 | 1022627.508 | kWh | RES
8784 | 0 | 0 | [6 empty] | 2019-09-30 | 22 | 2.177 | 926972.2136 | kWh | RES
8784 | 0 | 0 | [6 empty] | 2019-09-30 | 23 | 1.9498 | 830219.0848 | kWh | RES
8784 | 0 | 0 | [6 empty] | 2019-09-30 | 24 | 1.6711 | 711554.9111 | kWh | RES
8784 | 0 | 0 | [6 empty] | 2019-10-01 | 1 | 2.9608 | 138049.4456 | kWh | GS
8784 | 0 | 0 | [6 empty] | 2019-10-01 | 2 | 2.8177 | 131379.8442 | kWh | GS
8784 | 0 | 0 | [6 empty] | 2019-10-01 | 3 | 2.7149 | 126585.4396 | kWh | GS
8784 | 0 | 0 | [6 empty] | 2019-10-01 | 4 | 2.6421 | 123191.1174 | kWh | GS
8784 | 0 | 0 | [6 empty] | 2019-10-01 | 5 | 2.576 | 120110.864 | kWh | GS
8784 | 0 | 0 | [6 empty] | 2019-10-01 | 6 | 2.6182 | 122074.1333 | kWh | GS
8784 | 0 | 0 | [6 empty] | 2019-10-01 | 7 | 2.7233 | 126976.1124 | kWh | GS
8784 | 0 | 0 | [6 empty] | 2019-10-01 | 8 | 3.0002 | 139886.0243 | kWh | GS
8784 | 0 | 0 | [6 empty] | 2019-10-01 | 9 | 3.6188 | 168728.0429 | kWh | GS
8784 | 0 | 0 | [6 empty] | 2019-10-01 | 10 | 3.9735 | 185266.2198 | kWh | GS
8784 | 0 | 0 | [6 empty] | 2019-10-01 | 11 | 4.5732 | 213228.3029 | kWh | GS
8784 | 0 | 0 | [6 empty] | 2019-10-01 | 12 | 5.0571 | 235794.1612 | kWh | GS
8784 | 0 | 0 | [6 empty] | 2019-10-01 | 13 | 5.2413 | 244380.956 | kWh | GS
8784 | 0 | 0 | [6 empty] | 2019-10-01 | 14 | 5.2346 | 244069.3112 | kWh | GS
8784 | 0 | 0 | [6 empty] | 2019-10-01 | 15 | 5.4148 | 252470.5655 | kWh | GS
8784 | 0 | 0 | [6 empty] | 2019-10-01 | 16 | 5.5299 | 257835.7044 | kWh | GS
8784 | 0 | 0 | [6 empty] | 2019-10-01 | 17 | 5.3351 | 248752.826 | kWh | GS
8784 | 0 | 0 | [6 empty] | 2019-10-01 | 18 | 4.8697 | 227052.3747 | kWh | GS
8784 | 0 | 0 | [6 empty] | 2019-10-01 | 19 | 4.22 | 196763.1001 | kWh | GS
8784 | 0 | 0 | [6 empty] | 2019-10-01 | 20 | 3.8646 | 180189.3435 | kWh | GS
8784 | 0 | 0 | [6 empty] | 2019-10-01 | 21 | 3.8372 | 178911.5319 | kWh | GS
8784 | 0 | 0 | [6 empty] | 2019-10-01 | 22 | 3.6786 | 171520.4706 | kWh | GS
8784 | 0 | 0 | [6 empty] | 2019-10-01 | 23 | 3.2556 | 151796.525 | kWh | GS
8784 | 0 | 0 | [6 empty] | 2019-10-01 | 24 | 2.9645 | 138221.4982 | kWh | GS
8784 | 0 | 0 | [6 empty] | 2019-10-02 | 1 | 2.7439 | 127938.0288 | kWh | GS
8784 | 0 | 0 | [6 empty] | 2019-10-02 | 2 | 2.5732 | 119976.4931 | kWh | GS
8784 | 0 | 0 | [6 empty] | 2019-10-02 | 3 | 2.4859 | 115905.9154 | kWh | GS
8784 | 0 | 0 | [6 empty] | 2019-10-02 | 4 | 2.4012 | 111959.4394 | kWh | GS
8784 | 0 | 0 | [6 empty] | 2019-10-02 | 5 | 2.3763 | 110795.1887 | kWh | GS
8784 | 0 | 0 | [6 empty] | 2019-10-02 | 6 | 2.3938 | 111611.2134 | kWh | GS
8784 | 0 | 0 | [6 empty] | 2019-10-02 | 7 | 2.5179 | 117397.5541 | kWh | GS
8784 | 0 | 0 | [6 empty] | 2019-10-02 | 8 | 2.793 | 130227.7383 | kWh | GS
8784 | 0 | 0 | [6 empty] | 2019-10-02 | 9 | 3.4419 | 160480.35 | kWh | GS
8784 | 0 | 0 | [6 empty] | 2019-10-02 | 10 | 4.0345 | 188114.3497 | kWh | GS
8784 | 0 | 0 | [6 empty] | 2019-10-02 | 11 | 4.5197 | 210734.8558 | kWh | GS
8784 | 0 | 0 | [6 empty] | 2019-10-02 | 12 | 4.9385 | 230262.5971 | kWh | GS
8784 | 0 | 0 | [6 empty] | 2019-10-02 | 13 | 5.2578 | 245152.4707 | kWh | GS
8784 | 0 | 0 | [6 empty] | 2019-10-02 | 14 | 5.3561 | 249734.8744 | kWh | GS
8784 | 0 | 0 | [6 empty] | 2019-10-02 | 15 | 5.5054 | 256693.5466 | kWh | GS
8784 | 0 | 0 | [6 empty] | 2019-10-02 | 16 | 5.6448 | 263196.0921 | kWh | GS
8784 | 0 | 0 | [6 empty] | 2019-10-02 | 17 | 5.5165 | 257210.1744 | kWh | GS
8784 | 0 | 0 | [6 empty] | 2019-10-02 | 18 | 5.1753 | 241302.8113 | kWh | GS
8784 | 0 | 0 | [6 empty] | 2019-10-02 | 19 | 4.6769 | 218065.2378 | kWh | GS
8784 | 0 | 0 | [6 empty] | 2019-10-02 | 20 | 4.3554 | 203072.6852 | kWh | GS
8784 | 0 | 0 | [6 empty] | 2019-10-02 | 21 | 4.0898 | 190690.8115 | kWh | GS
8784 | 0 | 0 | [6 empty] | 2019-10-02 | 22 | 3.7511 | 174901.0078 | kWh | GS
8784 | 0 | 0 | [6 empty] | 2019-10-02 | 23 | 3.3372 | 155601.1779 | kWh | GS
8784 | 0 | 0 | [6 empty] | 2019-10-02 | 24 | 3.0675 | 143024.3599 | kWh | GS
8784 | 0 | 0 | [6 empty] | 2019-10-03 | 1 | 2.8535 | 133047.6824 | kWh | GS
8784 | 0 | 0 | [6 empty] | 2019-10-03 | 2 | 2.6795 | 124935.788 | kWh | GS
8784 | 0 | 0 | [6 empty] | 2019-10-03 | 3 | 2.5795 | 120271.9461 | kWh | GS
8784 | 0 | 0 | [6 empty] | 2019-10-03 | 4 | 2.4626 | 114819.0888 | kWh | GS
8784 | 0 | 0 | [6 empty] | 2019-10-03 | 5 | 2.4247 | 113054.1651 | kWh | GS
8784 | 0 | 0 | [6 empty] | 2019-10-03 | 6 | 2.4356 | 113562.0847 | kWh | GS
8784 | 0 | 0 | [6 empty] | 2019-10-03 | 7 | 2.5733 | 119980.6862 | kWh | GS
8784 | 0 | 0 | [6 empty] | 2019-10-03 | 8 | 2.8452 | 132658.2572 | kWh | GS
8784 | 0 | 0 | [6 empty] | 2019-10-03 | 9 | 3.4079 | 158895.8815 | kWh | GS
8784 | 0 | 0 | [6 empty] | 2019-10-03 | 10 | 3.8176 | 178001.3748 | kWh | GS
8784 | 0 | 0 | [6 empty] | 2019-10-03 | 11 | 4.4174 | 205965.9342 | kWh | GS
8784 | 0 | 0 | [6 empty] | 2019-10-03 | 12 | 4.9257 | 229666.3311 | kWh | GS
8784 | 0 | 0 | [6 empty] | 2019-10-03 | 13 | 5.1521 | 240222.3067 | kWh | GS
8784 | 0 | 0 | [6 empty] | 2019-10-03 | 14 | 5.3624 | 250025.0138 | kWh | GS
8784 | 0 | 0 | [6 empty] | 2019-10-03 | 15 | 5.5141 | 257101.9401 | kWh | GS
8784 | 0 | 0 | [6 empty] | 2019-10-03 | 16 | 5.5242 | 257570.3117 | kWh | GS
8784 | 0 | 0 | [6 empty] | 2019-10-03 | 17 | 5.4252 | 252954.5122 | kWh | GS
8784 | 0 | 0 | [6 empty] | 2019-10-03 | 18 | 5.1379 | 239560.5864 | kWh | GS
8784 | 0 | 0 | [6 empty] | 2019-10-03 | 19 | 4.6637 | 217447.9871 | kWh | GS
8784 | 0 | 0 | [6 empty] | 2019-10-03 | 20 | 4.2554 | 198413.2608 | kWh | GS
8784 | 0 | 0 | [6 empty] | 2019-10-03 | 21 | 3.9936 | 186205.6475 | kWh | GS
8784 | 0 | 0 | [6 empty] | 2019-10-03 | 22 | 3.713 | 173122.552 | kWh | GS
8784 | 0 | 0 | [6 empty] | 2019-10-03 | 23 | 3.2517 | 151615.8999 | kWh | GS
8784 | 0 | 0 | [6 empty] | 2019-10-03 | 24 | 2.8962 | 135036.2385 | kWh | GS
8784 | 0 | 0 | [6 empty] | 2019-10-04 | 1 | 2.6998 | 125880.6664 | kWh | GS
8784 | 0 | 0 | [6 empty] | 2019-10-04 | 2 | 2.5048 | 116786.9592 | kWh | GS
8784 | 0 | 0 | [6 empty] | 2019-10-04 | 3 | 2.4126 | 112491.6295 | kWh | GS
8784 | 0 | 0 | [6 empty] | 2019-10-04 | 4 | 2.2995 | 107214.3994 | kWh | GS
8784 | 0 | 0 | [6 empty] | 2019-10-04 | 5 | 2.2508 | 104948.1298 | kWh | GS
8784 | 0 | 0 | [6 empty] | 2019-10-04 | 6 | 2.2595 | 105349.3641 | kWh | GS
8784 | 0 | 0 | [6 empty] | 2019-10-04 | 7 | 2.3329 | 108774.74 | kWh | GS
8784 | 0 | 0 | [6 empty] | 2019-10-04 | 8 | 2.5505 | 118921.327 | kWh | GS
8784 | 0 | 0 | [6 empty] | 2019-10-04 | 9 | 3.0556 | 142470.9812 | kWh | GS
8784 | 0 | 0 | [6 empty] | 2019-10-04 | 10 | 3.6306 | 169281.3148 | kWh | GS
8784 | 0 | 0 | [6 empty] | 2019-10-04 | 11 | 4.0781 | 190144.776 | kWh | GS
8784 | 0 | 0 | [6 empty] | 2019-10-04 | 12 | 4.5577 | 212507.3061 | kWh | GS
8784 | 0 | 0 | [6 empty] | 2019-10-04 | 13 | 5.0231 | 234205.497 | kWh | GS
8784 | 0 | 0 | [6 empty] | 2019-10-04 | 14 | 5.1804 | 241543.5742 | kWh | GS
8784 | 0 | 0 | [6 empty] | 2019-10-04 | 15 | 5.417 | 252570.959 | kWh | GS
8784 | 0 | 0 | [6 empty] | 2019-10-04 | 16 | 5.5812 | 260229.8068 | kWh | GS
8784 | 0 | 0 | [6 empty] | 2019-10-04 | 17 | 5.4114 | 252311.9109 | kWh | GS
8784 | 0 | 0 | [6 empty] | 2019-10-04 | 18 | 4.9992 | 233092.1148 | kWh | GS
8784 | 0 | 0 | [6 empty] | 2019-10-04 | 19 | 4.5671 | 212944.8939 | kWh | GS
8784 | 0 | 0 | [6 empty] | 2019-10-04 | 20 | 4.2578 | 198524.5606 | kWh | GS
8784 | 0 | 0 | [6 empty] | 2019-10-04 | 21 | 3.9869 | 185895.1184 | kWh | GS
8784 | 0 | 0 | [6 empty] | 2019-10-04 | 22 | 3.7228 | 173579.3927 | kWh | GS
8784 | 0 | 0 | [6 empty] | 2019-10-04 | 23 | 3.4443 | 160592.352 | kWh | GS
8784 | 0 | 0 | [6 empty] | 2019-10-04 | 24 | 3.1597 | 147322.0538 | kWh | GS
8784 | 0 | 0 | [6 empty] | 2019-10-05 | 1 | 2.9212 | 136206.1318 | kWh | GS
8784 | 0 | 0 | [6 empty] | 2019-10-05 | 2 | 2.7005 | 125913.4007 | kWh | GS
8784 | 0 | 0 | [6 empty] | 2019-10-05 | 3 | 2.5014 | 116632.1719 | kWh | GS
8784 | 0 | 0 | [6 empty] | 2019-10-05 | 4 | 2.3693 | 110469.2091 | kWh | GS
8784 | 0 | 0 | [6 empty] | 2019-10-05 | 5 | 2.2905 | 106796.3454 | kWh | GS
8784 | 0 | 0 | [6 empty] | 2019-10-05 | 6 | 2.2842 | 106501.2219 | kWh | GS
8784 | 0 | 0 | [6 empty] | 2019-10-05 | 7 | 2.3311 | 108690.1042 | kWh | GS
8784 | 0 | 0 | [6 empty] | 2019-10-05 | 8 | 2.4043 | 112102.7652 | kWh | GS
8784 | 0 | 0 | [6 empty] | 2019-10-05 | 9 | 2.6107 | 121728.7401 | kWh | GS
8784 | 0 | 0 | [6 empty] | 2019-10-05 | 10 | 2.8657 | 133616.763 | kWh | GS
8784 | 0 | 0 | [6 empty] | 2019-10-05 | 11 | 3.3496 | 156178.5486 | kWh | GS
8784 | 0 | 0 | [6 empty] | 2019-10-05 | 12 | 3.7981 | 177090.3943 | kWh | GS
8784 | 0 | 0 | [6 empty] | 2019-10-05 | 13 | 4.0287 | 187841.7232 | kWh | GS
8784 | 0 | 0 | [6 empty] | 2019-10-05 | 14 | 4.1131 | 191775.4069 | kWh | GS
8784 | 0 | 0 | [6 empty] | 2019-10-05 | 15 | 4.1711 | 194480.6305 | kWh | GS
8784 | 0 | 0 | [6 empty] | 2019-10-05 | 16 | 4.1657 | 194228.8258 | kWh | GS
8784 | 0 | 0 | [6 empty] | 2019-10-05 | 17 | 4.2065 | 196130.9864 | kWh | GS
8784 | 0 | 0 | [6 empty] | 2019-10-05 | 18 | 4.1054 | 191419.9573 | kWh | GS
8784 | 0 | 0 | [6 empty] | 2019-10-05 | 19 | 3.9717 | 185183.7347 | kWh | GS
8784 | 0 | 0 | [6 empty] | 2019-10-05 | 20 | 3.7663 | 175606.5825 | kWh | GS
8784 | 0 | 0 | [6 empty] | 2019-10-05 | 21 | 3.6786 | 171517.5619 | kWh | GS
8784 | 0 | 0 | [6 empty] | 2019-10-05 | 22 | 3.5998 | 167845.7945 | kWh | GS
8784 | 0 | 0 | [6 empty] | 2019-10-05 | 23 | 3.4565 | 161161.9717 | kWh | GS
8784 | 0 | 0 | [6 empty] | 2019-10-05 | 24 | 3.2336 | 150771.7911 | kWh | GS
8784 | 0 | 0 | [6 empty] | 2019-10-06 | 1 | 2.9987 | 139819.2127 | kWh | GS
8784 | 0 | 0 | [6 empty] | 2019-10-06 | 2 | 2.8116 | 131093.041 | kWh | GS
8784 | 0 | 0 | [6 empty] | 2019-10-06 | 3 | 2.6561 | 123842.2615 | kWh | GS
8784 | 0 | 0 | [6 empty] | 2019-10-06 | 4 | 2.5105 | 117054.3351 | kWh | GS
8784 | 0 | 0 | [6 empty] | 2019-10-06 | 5 | 2.4222 | 112939.1738 | kWh | GS
8784 | 0 | 0 | [6 empty] | 2019-10-06 | 6 | 2.4297 | 113286.7311 | kWh | GS
8784 | 0 | 0 | [6 empty] | 2019-10-06 | 7 | 2.4486 | 114166.5655 | kWh | GS
8784 | 0 | 0 | [6 empty] | 2019-10-06 | 8 | 2.4915 | 116169.949 | kWh | GS
8784 | 0 | 0 | [6 empty] | 2019-10-06 | 9 | 2.4712 | 115223.8372 | kWh | GS
8784 | 0 | 0 | [6 empty] | 2019-10-06 | 10 | 2.705 | 126122.8802 | kWh | GS
8784 | 0 | 0 | [6 empty] | 2019-10-06 | 11 | 3.4214 | 159525.8422 | kWh | GS
8784 | 0 | 0 | [6 empty] | 2019-10-06 | 12 | 3.7552 | 175088.2672 | kWh | GS
8784 | 0 | 0 | [6 empty] | 2019-10-06 | 13 | 3.9437 | 183877.5604 | kWh | GS
8784 | 0 | 0 | [6 empty] | 2019-10-06 | 14 | 3.8291 | 178535.0538 | kWh | GS
8784 | 0 | 0 | [6 empty] | 2019-10-06 | 15 | 3.7392 | 174346.0093 | kWh | GS
8784 | 0 | 0 | [6 empty] | 2019-10-06 | 16 | 3.7145 | 173193.2045 | kWh | GS
8784 | 0 | 0 | [6 empty] | 2019-10-06 | 17 | 3.6463 | 170013.7138 | kWh | GS
8784 | 0 | 0 | [6 empty] | 2019-10-06 | 18 | 3.5405 | 165079.4913 | kWh | GS
8784 | 0 | 0 | [6 empty] | 2019-10-06 | 19 | 3.3628 | 156793.5824 | kWh | GS
8784 | 0 | 0 | [6 empty] | 2019-10-06 | 20 | 3.3425 | 155845.1567 | kWh | GS
8784 | 0 | 0 | [6 empty] | 2019-10-06 | 21 | 3.2387 | 151006.2391 | kWh | GS
8784 | 0 | 0 | [6 empty] | 2019-10-06 | 22 | 3.0515 | 142277.597 | kWh | GS
8784 | 0 | 0 | [6 empty] | 2019-10-06 | 23 | 2.9581 | 137922.9911 | kWh | GS
8784 | 0 | 0 | [6 empty] | 2019-10-06 | 24 | 2.7452 | 127996.6892 | kWh | GS
8784 | 0 | 0 | [6 empty] | 2019-10-07 | 1 | 2.6208 | 122195.8453 | kWh | GS
8784 | 0 | 0 | [6 empty] | 2019-10-07 | 2 | 2.5214 | 117564.45 | kWh | GS
8784 | 0 | 0 | [6 empty] | 2019-10-07 | 3 | 2.4743 | 115366.3857 | kWh | GS
8784 | 0 | 0 | [6 empty] | 2019-10-07 | 4 | 2.415 | 112599.6609 | kWh | GS
8784 | 0 | 0 | [6 empty] | 2019-10-07 | 5 | 2.3556 | 109831.1207 | kWh | GS
8784 | 0 | 0 | [6 empty] | 2019-10-07 | 6 | 2.3971 | 111766.8522 | kWh | GS
8784 | 0 | 0 | [6 empty] | 2019-10-07 | 7 | 2.5713 | 119888.9314 | kWh | GS
8784 | 0 | 0 | [6 empty] | 2019-10-07 | 8 | 2.9825 | 139062.7117 | kWh | GS
8784 | 0 | 0 | [6 empty] | 2019-10-07 | 9 | 3.3821 | 157693.0166 | kWh | GS
8784 | 0 | 0 | [6 empty] | 2019-10-07 | 10 | 3.6732 | 171268.9302 | kWh | GS
8784 | 0 | 0 | [6 empty] | 2019-10-07 | 11 | 3.912 | 182400.025 | kWh | GS
8784 | 0 | 0 | [6 empty] | 2019-10-07 | 12 | 4.1445 | 193239.2898 | kWh | GS
8784 | 0 | 0 | [6 empty] | 2019-10-07 | 13 | 4.2129 | 196429.8641 | kWh | GS
8784 | 0 | 0 | [6 empty] | 2019-10-07 | 14 | 4.148 | 193404.0707 | kWh | GS
8784 | 0 | 0 | [6 empty] | 2019-10-07 | 15 | 4.0336 | 188069.6385 | kWh | GS
8784 | 0 | 0 | [6 empty] | 2019-10-07 | 16 | 4.0029 | 186637.7637 | kWh | GS
8784 | 0 | 0 | [6 empty] | 2019-10-07 | 17 | 3.7564 | 175143.8705 | kWh | GS
8784 | 0 | 0 | [6 empty] | 2019-10-07 | 18 | 3.48 | 162257.4752 | kWh | GS
8784 | 0 | 0 | [6 empty] | 2019-10-07 | 19 | 3.1406 | 146431.7068 | kWh | GS
8784 | 0 | 0 | [6 empty] | 2019-10-07 | 20 | 2.9602 | 138021.3059 | kWh | GS
8784 | 0 | 0 | [6 empty] | 2019-10-07 | 21 | 2.9089 | 135629.704 | kWh | GS
8784 | 0 | 0 | [6 empty] | 2019-10-07 | 22 | 2.814 | 131203.3233 | kWh | GS
8784 | 0 | 0 | [6 empty] | 2019-10-07 | 23 | 2.619 | 122112.0791 | kWh | GS
8784 | 0 | 0 | [6 empty] | 2019-10-07 | 24 | 2.461 | 114747.0155 | kWh | GS
8784 | 0 | 0 | [6 empty] | 2019-10-08 | 1 | 2.3486 | 109506.4872 | kWh | GS
8784 | 0 | 0 | [6 empty] | 2019-10-08 | 2 | 2.2219 | 103600.1835 | kWh | GS
8784 | 0 | 0 | [6 empty] | 2019-10-08 | 3 | 2.1959 | 102386.3638 | kWh | GS
8784 | 0 | 0 | [6 empty] | 2019-10-08 | 4 | 2.1594 | 100683.8774 | kWh | GS
8784 | 0 | 0 | [6 empty] | 2019-10-08 | 5 | 2.177 | 101503.3402 | kWh | GS
8784 | 0 | 0 | [6 empty] | 2019-10-08 | 6 | 2.2057 | 102843.7576 | kWh | GS
8784 | 0 | 0 | [6 empty] | 2019-10-08 | 7 | 2.3652 | 110280.0943 | kWh | GS
8784 | 0 | 0 | [6 empty] | 2019-10-08 | 8 | 2.7174 | 126703.5763 | kWh | GS
8784 | 0 | 0 | [6 empty] | 2019-10-08 | 9 | 3.1083 | 144928.585 | kWh | GS
8784 | 0 | 0 | [6 empty] | 2019-10-08 | 10 | 3.4986 | 163126.4999 | kWh | GS
8784 | 0 | 0 | [6 empty] | 2019-10-08 | 11 | 3.9224 | 182887.1181 | kWh | GS
8784 | 0 | 0 | [6 empty] | 2019-10-08 | 12 | 4.256 | 198439.3717 | kWh | GS
8784 | 0 | 0 | [6 empty] | 2019-10-08 | 13 | 4.5502 | 212156.0089 | kWh | GS
8784 | 0 | 0 | [6 empty] | 2019-10-08 | 14 | 4.7096 | 219588.5763 | kWh | GS
8784 | 0 | 0 | [6 empty] | 2019-10-08 | 15 | 4.9241 | 229590.7214 | kWh | GS
8784 | 0 | 0 | [6 empty] | 2019-10-08 | 16 | 4.9564 | 231097.6801 | kWh | GS
8784 | 0 | 0 | [6 empty] | 2019-10-08 | 17 | 4.7857 | 223137.0531 | kWh | GS
8784 | 0 | 0 | [6 empty] | 2019-10-08 | 18 | 4.3947 | 204906.1497 | kWh | GS
8784 | 0 | 0 | [6 empty] | 2019-10-08 | 19 | 3.8656 | 180236.5707 | kWh | GS
8784 | 0 | 0 | [6 empty] | 2019-10-08 | 20 | 3.63 | 169253.096 | kWh | GS
8784 | 0 | 0 | [6 empty] | 2019-10-08 | 21 | 3.5625 | 166104.766 | kWh | GS
8784 | 0 | 0 | [6 empty] | 2019-10-08 | 22 | 3.3333 | 155418.1899 | kWh | GS
8784 | 0 | 0 | [6 empty] | 2019-10-08 | 23 | 2.9588 | 137955.8461 | kWh | GS
8784 | 0 | 0 | [6 empty] | 2019-10-08 | 24 | 2.6859 | 125232.1767 | kWh | GS
8784 | 0 | 0 | [6 empty] | 2019-10-09 | 1 | 2.4788 | 115578.7056 | kWh | GS
8784 | 0 | 0 | [6 empty] | 2019-10-09 | 2 | 2.3553 | 109817.7101 | kWh | GS
8784 | 0 | 0 | [6 empty] | 2019-10-09 | 3 | 2.2735 | 106001.9036 | kWh | GS
8784 | 0 | 0 | [6 empty] | 2019-10-09 | 4 | 2.2124 | 103155.5056 | kWh | GS
8784 | 0 | 0 | [6 empty] | 2019-10-09 | 5 | 2.2346 | 104190.5272 | kWh | GS
8784 | 0 | 0 | [6 empty] | 2019-10-09 | 6 | 2.2595 | 105351.1359 | kWh | GS
8784 | 0 | 0 | [6 empty] | 2019-10-09 | 7 | 2.3959 | 111709.0864 | kWh | GS
8784 | 0 | 0 | [6 empty] | 2019-10-09 | 8 | 2.7133 | 126508.2325 | kWh | GS
8784 | 0 | 0 | [6 empty] | 2019-10-09 | 9 | 3.068 | 143048.2644 | kWh | GS
8784 | 0 | 0 | [6 empty] | 2019-10-09 | 10 | 3.4487 | 160797.708 | kWh | GS
8784 | 0 | 0 | [6 empty] | 2019-10-09 | 11 | 3.872 | 180534.7189 | kWh | GS
8784 | 0 | 0 | [6 empty] | 2019-10-09 | 12 | 4.2613 | 198689.6816 | kWh | GS
8784 | 0 | 0 | [6 empty] | 2019-10-09 | 13 | 4.483 | 209023.3908 | kWh | GS
8784 | 0 | 0 | [6 empty] | 2019-10-09 | 14 | 4.6239 | 215592.4878 | kWh | GS
8784 | 0 | 0 | [6 empty] | 2019-10-09 | 15 | 4.5857 | 213810.6112 | kWh | GS
8784 | 0 | 0 | [6 empty] | 2019-10-09 | 16 | 4.5827 | 213674.468 | kWh | GS
8784 | 0 | 0 | [6 empty] | 2019-10-09 | 17 | 4.3614 | 203353.1324 | kWh | GS
8784 | 0 | 0 | [6 empty] | 2019-10-09 | 18 | 3.9914 | 186101.0962 | kWh | GS
8784 | 0 | 0 | [6 empty] | 2019-10-09 | 19 | 3.5733 | 166607.5744 | kWh | GS
8784 | 0 | 0 | [6 empty] | 2019-10-09 | 20 | 3.348 | 156105.6975 | kWh | GS
8784 | 0 | 0 | [6 empty] | 2019-10-09 | 21 | 3.2984 | 153792.537 | kWh | GS
8784 | 0 | 0 | [6 empty] | 2019-10-09 | 22 | 2.996 | 139690.5453 | kWh | GS
8784 | 0 | 0 | [6 empty] | 2019-10-09 | 23 | 2.7243 | 127021.6833 | kWh | GS
8784 | 0 | 0 | [6 empty] | 2019-10-09 | 24 | 2.5167 | 117342.0454 | kWh | GS
8784 | 0 | 0 | [6 empty] | 2019-10-10 | 1 | 2.3518 | 109653.1564 | kWh | GS
8784 | 0 | 0 | [6 empty] | 2019-10-10 | 2 | 2.2316 | 104051.0924 | kWh | GS
8784 | 0 | 0 | [6 empty] | 2019-10-10 | 3 | 2.1543 | 100447.8728 | kWh | GS
8784 | 0 | 0 | [6 empty] | 2019-10-10 | 4 | 2.1145 | 98589.9483 | kWh | GS
8784 | 0 | 0 | [6 empty] | 2019-10-10 | 5 | 2.1106 | 98410.2633 | kWh | GS
8784 | 0 | 0 | [6 empty] | 2019-10-10 | 6 | 2.1358 | 99585.5091 | kWh | GS
8784 | 0 | 0 | [6 empty] | 2019-10-10 | 7 | 2.32 | 108172.0779 | kWh | GS
8784 | 0 | 0 | [6 empty] | 2019-10-10 | 8 | 2.606 | 121508.0443 | kWh | GS
8784 | 0 | 0 | [6 empty] | 2019-10-10 | 9 | 2.923 | 136285.6068 | kWh | GS
8784 | 0 | 0 | [6 empty] | 2019-10-10 | 10 | 3.3439 | 155912.285 | kWh | GS
8784 | 0 | 0 | [6 empty] | 2019-10-10 | 11 | 3.8509 | 179551.0631 | kWh | GS
8784 | 0 | 0 | [6 empty] | 2019-10-10 | 12 | 4.3171 | 201291.0111 | kWh | GS
8784 | 0 | 0 | [6 empty] | 2019-10-10 | 13 | 4.563 | 212756.2988 | kWh | GS
8784 | 0 | 0 | [6 empty] | 2019-10-10 | 14 | 4.654 | 216996.4433 | kWh | GS
8784 | 0 | 0 | [6 empty] | 2019-10-10 | 15 | 4.7065 | 219443.6903 | kWh | GS
8784 | 0 | 0 | [6 empty] | 2019-10-10 | 16 | 4.7984 | 223732.133 | kWh | GS
8784 | 0 | 0 | [6 empty] | 2019-10-10 | 17 | 4.6793 | 218177.4709 | kWh | GS
8784 | 0 | 0 | [6 empty] | 2019-10-10 | 18 | 4.3161 | 201243.1861 | kWh | GS
8784 | 0 | 0 | [6 empty] | 2019-10-10 | 19 | 3.8241 | 178300.7199 | kWh | GS
8784 | 0 | 0 | [6 empty] | 2019-10-10 | 20 | 3.5075 | 163542.9422 | kWh | GS
8784 | 0 | 0 | [6 empty] | 2019-10-10 | 21 | 3.5084 | 163584.7187 | kWh | GS
8784 | 0 | 0 | [6 empty] | 2019-10-10 | 22 | 3.2409 | 151110.8797 | kWh | GS
8784 | 0 | 0 | [6 empty] | 2019-10-10 | 23 | 2.8482 | 132798.5458 | kWh | GS
8784 | 0 | 0 | [6 empty] | 2019-10-10 | 24 | 2.5299 | 117960.6721 | kWh | GS
8784 | 0 | 0 | [6 empty] | 2019-10-11 | 1 | 2.3477 | 109461.8538 | kWh | GS
8784 | 0 | 0 | [6 empty] | 2019-10-11 | 2 | 2.2068 | 102896.4135 | kWh | GS
8784 | 0 | 0 | [6 empty] | 2019-10-11 | 3 | 2.1594 | 100684.4255 | kWh | GS
8784 | 0 | 0 | [6 empty] | 2019-10-11 | 4 | 2.041 | 95162.876 | kWh | GS
8784 | 0 | 0 | [6 empty] | 2019-10-11 | 5 | 2.0537 | 95754.3509 | kWh | GS
8784 | 0 | 0 | [6 empty] | 2019-10-11 | 6 | 2.0488 | 95527.0707 | kWh | GS
8784 | 0 | 0 | [6 empty] | 2019-10-11 | 7 | 2.1821 | 101744.2975 | kWh | GS
8784 | 0 | 0 | [6 empty] | 2019-10-11 | 8 | 2.394 | 111623.0558 | kWh | GS
8784 | 0 | 0 | [6 empty] | 2019-10-11 | 9 | 2.592 | 120855.9511 | kWh | GS
8784 | 0 | 0 | [6 empty] | 2019-10-11 | 10 | 3.064 | 142861.83 | kWh | GS
8784 | 0 | 0 | [6 empty] | 2019-10-11 | 11 | 3.5852 | 167164.7975 | kWh | GS
8784 | 0 | 0 | [6 empty] | 2019-10-11 | 12 | 3.9943 | 186236.7645 | kWh | GS
8784 | 0 | 0 | [6 empty] | 2019-10-11 | 13 | 4.2841 | 199748.1524 | kWh | GS
8784 | 0 | 0 | [6 empty] | 2019-10-11 | 14 | 4.3899 | 204684.3284 | kWh | GS
8784 | 0 | 0 | [6 empty] | 2019-10-11 | 15 | 4.4239 | 206270.5083 | kWh | GS
8784 | 0 | 0 | [6 empty] | 2019-10-11 | 16 | 4.4169 | 205944.5223 | kWh | GS
8784 | 0 | 0 | [6 empty] | 2019-10-11 | 17 | 4.2839 | 199743.3497 | kWh | GS
8784 | 0 | 0 | [6 empty] | 2019-10-11 | 18 | 4.0322 | 188003.1778 | kWh | GS
8784 | 0 | 0 | [6 empty] | 2019-10-11 | 19 | 3.6319 | 169342.4469 | kWh | GS
8784 | 0 | 0 | [6 empty] | 2019-10-11 | 20 | 3.4506 | 160885.5262 | kWh | GS
8784 | 0 | 0 | [6 empty] | 2019-10-11 | 21 | 3.3601 | 156668.3901 | kWh | GS
8784 | 0 | 0 | [6 empty] | 2019-10-11 | 22 | 3.1868 | 148588.2178 | kWh | GS
8784 | 0 | 0 | [6 empty] | 2019-10-11 | 23 | 2.8908 | 134786.3012 | kWh | GS
8784 | 0 | 0 | [6 empty] | 2019-10-11 | 24 | 2.6371 | 122958.0394 | kWh | GS
8784 | 0 | 0 | [6 empty] | 2019-10-12 | 1 | 2.4108 | 112404.877 | kWh | GS
8784 | 0 | 0 | [6 empty] | 2019-10-12 | 2 | 2.2416 | 104514.687 | kWh | GS
8784 | 0 | 0 | [6 empty] | 2019-10-12 | 3 | 2.102 | 98007.0328 | kWh | GS
8784 | 0 | 0 | [6 empty] | 2019-10-12 | 4 | 2.0257 | 94451.8161 | kWh | GS
8784 | 0 | 0 | [6 empty] | 2019-10-12 | 5 | 1.9956 | 93047.9335 | kWh | GS
8784 | 0 | 0 | [6 empty] | 2019-10-12 | 6 | 1.9929 | 92921.0403 | kWh | GS
8784 | 0 | 0 | [6 empty] | 2019-10-12 | 7 | 2.0314 | 94717.1419 | kWh | GS
8784 | 0 | 0 | [6 empty] | 2019-10-12 | 8 | 2.0886 | 97385.0084 | kWh | GS
8784 | 0 | 0 | [6 empty] | 2019-10-12 | 9 | 2.1921 | 102209.0498 | kWh | GS
8784 | 0 | 0 | [6 empty] | 2019-10-12 | 10 | 2.3922 | 111540.2728 | kWh | GS
8784 | 0 | 0 | [6 empty] | 2019-10-12 | 11 | 2.7995 | 130531.3109 | kWh | GS
8784 | 0 | 0 | [6 empty] | 2019-10-12 | 12 | 3.2269 | 150455.5984 | kWh | GS
8784 | 0 | 0 | [6 empty] | 2019-10-12 | 13 | 3.4535 | 161023.296 | kWh | GS
8784 | 0 | 0 | [6 empty] | 2019-10-12 | 14 | 3.4986 | 163127.0166 | kWh | GS
8784 | 0 | 0 | [6 empty] | 2019-10-12 | 15 | 3.5251 | 164361.8458 | kWh | GS
8784 | 0 | 0 | [6 empty] | 2019-10-12 | 16 | 3.5589 | 165938.8687 | kWh | GS
8784 | 0 | 0 | [6 empty] | 2019-10-12 | 17 | 3.5563 | 165818.212 | kWh | GS
8784 | 0 | 0 | [6 empty] | 2019-10-12 | 18 | 3.5522 | 165622.8429 | kWh | GS
8784 | 0 | 0 | [6 empty] | 2019-10-12 | 19 | 3.432 | 160020.4925 | kWh | GS
8784 | 0 | 0 | [6 empty] | 2019-10-12 | 20 | 3.2121 | 149769.5295 | kWh | GS
8784 | 0 | 0 | [6 empty] | 2019-10-12 | 21 | 3.1728 | 147935.8638 | kWh | GS
8784 | 0 | 0 | [6 empty] | 2019-10-12 | 22 | 3.0938 | 144253.1253 | kWh | GS
8784 | 0 | 0 | [6 empty] | 2019-10-12 | 23 | 2.9474 | 137424.1678 | kWh | GS
8784 | 0 | 0 | [6 empty] | 2019-10-12 | 24 | 2.635 | 122861.1398 | kWh | GS
8784 | 0 | 0 | [6 empty] | 2019-10-13 | 1 | 2.4515 | 114302.4052 | kWh | GS
8784 | 0 | 0 | [6 empty] | 2019-10-13 | 2 | 2.328 | 108543.4722 | kWh | GS
8784 | 0 | 0 | [6 empty] | 2019-10-13 | 3 | 2.2486 | 104845.0098 | kWh | GS
8784 | 0 | 0 | [6 empty] | 2019-10-13 | 4 | 2.1879 | 102011.2636 | kWh | GS
8784 | 0 | 0 | [6 empty] | 2019-10-13 | 5 | 2.1028 | 98047.1909 | kWh | GS
8784 | 0 | 0 | [6 empty] | 2019-10-13 | 6 | 2.0241 | 94374.3966 | kWh | GS
8784 | 0 | 0 | [6 empty] | 2019-10-13 | 7 | 2.0641 | 96239.34 | kWh | GS
8784 | 0 | 0 | [6 empty] | 2019-10-13 | 8 | 2.0491 | 95542.8577 | kWh | GS
8784 | 0 | 0 | [6 empty] | 2019-10-13 | 9 | 2.052 | 95675.2842 | kWh | GS
8784 | 0 | 0 | [6 empty] | 2019-10-13 | 10 | 2.2769 | 106161.687 | kWh | GS
8784 | 0 | 0 | [6 empty] | 2019-10-13 | 11 | 2.8238 | 131660.7092 | kWh | GS
8784 | 0 | 0 | [6 empty] | 2019-10-13 | 12 | 3.274 | 152651.7949 | kWh | GS
8784 | 0 | 0 | [6 empty] | 2019-10-13 | 13 | 3.5204 | 164144.0873 | kWh | GS
8784 | 0 | 0 | [6 empty] | 2019-10-13 | 14 | 3.5715 | 166526.0429 | kWh | GS
8784 | 0 | 0 | [6 empty] | 2019-10-13 | 15 | 3.5614 | 166054.888 | kWh | GS
8784 | 0 | 0 | [6 empty] | 2019-10-13 | 16 | 3.5355 | 164844.9389 | kWh | GS
8784 | 0 | 0 | [6 empty] | 2019-10-13 | 17 | 3.6068 | 168171.1096 | kWh | GS
8784 | 0 | 0 | [6 empty] | 2019-10-13 | 18 | 3.5435 | 165219.6146 | kWh | GS
8784 | 0 | 0 | [6 empty] | 2019-10-13 | 19 | 3.3927 | 158188.4672 | kWh | GS
8784 | 0 | 0 | [6 empty] | 2019-10-13 | 20 | 3.2349 | 150828.5422 | kWh | GS
8784 | 0 | 0 | [6 empty] | 2019-10-13 | 21 | 3.1135 | 145169.3749 | kWh | GS
8784 | 0 | 0 | [6 empty] | 2019-10-13 | 22 | 2.9546 | 137759.8486 | kWh | GS
8784 | 0 | 0 | [6 empty] | 2019-10-13 | 23 | 2.774 | 129340.5421 | kWh | GS
8784 | 0 | 0 | [6 empty] | 2019-10-13 | 24 | 2.5547 | 119114.0019 | kWh | GS
8784 | 0 | 0 | [6 empty] | 2019-10-14 | 1 | 2.3969 | 111758.7598 | kWh | GS
8784 | 0 | 0 | [6 empty] | 2019-10-14 | 2 | 2.3155 | 107964.4418 | kWh | GS
8784 | 0 | 0 | [6 empty] | 2019-10-14 | 3 | 2.2417 | 104523.7499 | kWh | GS
8784 | 0 | 0 | [6 empty] | 2019-10-14 | 4 | 2.1419 | 99867.2812 | kWh | GS
8784 | 0 | 0 | [6 empty] | 2019-10-14 | 5 | 2.0807 | 97015.1 | kWh | GS
8784 | 0 | 0 | [6 empty] | 2019-10-14 | 6 | 2.1067 | 98228.3598 | kWh | GS
8784 | 0 | 0 | [6 empty] | 2019-10-14 | 7 | 2.2182 | 103423.8029 | kWh | GS
8784 | 0 | 0 | [6 empty] | 2019-10-14 | 8 | 2.4903 | 116114.1692 | kWh | GS
8784 | 0 | 0 | [6 empty] | 2019-10-14 | 9 | 2.8568 | 133203.4694 | kWh | GS
8784 | 0 | 0 | [6 empty] | 2019-10-14 | 10 | 3.2558 | 151806.2457 | kWh | GS
8784 | 0 | 0 | [6 empty] | 2019-10-14 | 11 | 3.8018 | 177261.0631 | kWh | GS
8784 | 0 | 0 | [6 empty] | 2019-10-14 | 12 | 4.2837 | 199730.6947 | kWh | GS
8784 | 0 | 0 | [6 empty] | 2019-10-14 | 13 | 4.6756 | 218004.8706 | kWh | GS
8784 | 0 | 0 | [6 empty] | 2019-10-14 | 14 | 4.8608 | 226641.6959 | kWh | GS
8784 | 0 | 0 | [6 empty] | 2019-10-14 | 15 | 5.0969 | 237647.9881 | kWh | GS
8784 | 0 | 0 | [6 empty] | 2019-10-14 | 16 | 5.0775 | 236742.7769 | kWh | GS
8784 | 0 | 0 | [6 empty] | 2019-10-14 | 17 | 4.9983 | 233048.8468 | kWh | GS
8784 | 0 | 0 | [6 empty] | 2019-10-14 | 18 | 4.6906 | 218705.5569 | kWh | GS
8784 | 0 | 0 | [6 empty] | 2019-10-14 | 19 | 4.212 | 196387.631 | kWh | GS
8784 | 0 | 0 | [6 empty] | 2019-10-14 | 20 | 3.835 | 178808.6306 | kWh | GS
8784 | 0 | 0 | [6 empty] | 2019-10-14 | 21 | 3.6394 | 169688.62 | kWh | GS
8784 | 0 | 0 | [6 empty] | 2019-10-14 | 22 | 3.401 | 158576.1097 | kWh | GS
8784 | 0 | 0 | [6 empty] | 2019-10-14 | 23 | 3.0147 | 140563.7913 | kWh | GS
8784 | 0 | 0 | [6 empty] | 2019-10-14 | 24 | 2.7861 | 129904.317 | kWh | GS
8784 | 0 | 0 | [6 empty] | 2019-10-15 | 1 | 2.5869 | 120616.1716 | kWh | GS
8784 | 0 | 0 | [6 empty] | 2019-10-15 | 2 | 2.447 | 114094.084 | kWh | GS
8784 | 0 | 0 | [6 empty] | 2019-10-15 | 3 | 2.3604 | 110057.1803 | kWh | GS
8784 | 0 | 0 | [6 empty] | 2019-10-15 | 4 | 2.3003 | 107253.3966 | kWh | GS
8784 | 0 | 0 | [6 empty] | 2019-10-15 | 5 | 2.3265 | 108477.1588 | kWh | GS
8784 | 0 | 0 | [6 empty] | 2019-10-15 | 6 | 2.3423 | 109210.133 | kWh | GS
8784 | 0 | 0 | [6 empty] | 2019-10-15 | 7 | 2.4466 | 114076.1842 | kWh | GS
8784 | 0 | 0 | [6 empty] | 2019-10-15 | 8 | 2.7748 | 129376.5342 | kWh | GS
8784 | 0 | 0 | [6 empty] | 2019-10-15 | 9 | 3.2003 | 149216.4868 | kWh | GS
8784 | 0 | 0 | [6 empty] | 2019-10-15 | 10 | 3.4786 | 162192.0535 | kWh | GS
8784 | 0 | 0 | [6 empty] | 2019-10-15 | 11 | 4.0036 | 186670.7527 | kWh | GS
8784 | 0 | 0 | [6 empty] | 2019-10-15 | 12 | 4.3333 | 202042.5641 | kWh | GS
8784 | 0 | 0 | [6 empty] | 2019-10-15 | 13 | 4.6272 | 215746.3512 | kWh | GS
8784 | 0 | 0 | [6 empty] | 2019-10-15 | 14 | 4.781 | 222920.1556 | kWh | GS
8784 | 0 | 0 | [6 empty] | 2019-10-15 | 15 | 4.9356 | 230129.3087 | kWh | GS
8784 | 0 | 0 | [6 empty] | 2019-10-15 | 16 | 4.965 | 231498.7562 | kWh | GS
8784 | 0 | 0 | [6 empty] | 2019-10-15 | 17 | 4.69 | 218675.2085 | kWh | GS
8784 | 0 | 0 | [6 empty] | 2019-10-15 | 18 | 4.2071 | 196161.3288 | kWh | GS
8784 | 0 | 0 | [6 empty] | 2019-10-15 | 19 | 3.7615 | 175384.6453 | kWh | GS
8784 | 0 | 0 | [6 empty] | 2019-10-15 | 20 | 3.7122 | 173083.363 | kWh | GS
8784 | 0 | 0 | [6 empty] | 2019-10-15 | 21 | 3.6812 | 171639.4039 | kWh | GS
8784 | 0 | 0 | [6 empty] | 2019-10-15 | 22 | 3.4121 | 159093.8219 | kWh | GS
8784 | 0 | 0 | [6 empty] | 2019-10-15 | 23 | 3.0375 | 141624.834 | kWh | GS
8784 | 0 | 0 | [6 empty] | 2019-10-15 | 24 | 2.7936 | 130254.7485 | kWh | GS
8784 | 0 | 0 | [6 empty] | 2019-10-16 | 1 | 2.5876 | 120650.1577 | kWh | GS
8784 | 0 | 0 | [6 empty] | 2019-10-16 | 2 | 2.4669 | 115022.8866 | kWh | GS
8784 | 0 | 0 | [6 empty] | 2019-10-16 | 3 | 2.3633 | 110189.396 | kWh | GS
8784 | 0 | 0 | [6 empty] | 2019-10-16 | 4 | 2.2991 | 107198.7911 | kWh | GS
8784 | 0 | 0 | [6 empty] | 2019-10-16 | 5 | 2.2817 | 106384.3544 | kWh | GS
8784 | 0 | 0 | [6 empty] | 2019-10-16 | 6 | 2.3048 | 107462.8581 | kWh | GS
8784 | 0 | 0 | [6 empty] | 2019-10-16 | 7 | 2.5063 | 116859.6068 | kWh | GS
8784 | 0 | 0 | [6 empty] | 2019-10-16 | 8 | 2.801 | 130598.1065 | kWh | GS
8784 | 0 | 0 | [6 empty] | 2019-10-16 | 9 | 3.2112 | 149724.454 | kWh | GS
8784 | 0 | 0 | [6 empty] | 2019-10-16 | 10 | 3.6177 | 168677.362 | kWh | GS
8784 | 0 | 0 | [6 empty] | 2019-10-16 | 11 | 4.1364 | 192865.8293 | kWh | GS
8784 | 0 | 0 | [6 empty] | 2019-10-16 | 12 | 4.6799 | 218206.372 | kWh | GS
8784 | 0 | 0 | [6 empty] | 2019-10-16 | 13 | 5.0242 | 234259.6361 | kWh | GS
8784 | 0 | 0 | [6 empty] | 2019-10-16 | 14 | 5.0587 | 235865.5211 | kWh | GS
8784 | 0 | 0 | [6 empty] | 2019-10-16 | 15 | 5.0496 | 235440.6796 | kWh | GS
8784 | 0 | 0 | [6 empty] | 2019-10-16 | 16 | 5.2095 | 242897.6338 | kWh | GS
8784 | 0 | 0 | [6 empty] | 2019-10-16 | 17 | 5.0898 | 237318.8249 | kWh | GS
8784 | 0 | 0 | [6 empty] | 2019-10-16 | 18 | 4.614 | 215134.6623 | kWh | GS
8784 | 0 | 0 | [6 empty] | 2019-10-16 | 19 | 4.1505 | 193522.9185 | kWh | GS
8784 | 0 | 0 | [6 empty] | 2019-10-16 | 20 | 3.9734 | 185266.0723 | kWh | GS
8784 | 0 | 0 | [6 empty] | 2019-10-16 | 21 | 3.8159 | 177918.1842 | kWh | GS
8784 | 0 | 0 | [6 empty] | 2019-10-16 | 22 | 3.4258 | 159729.4463 | kWh | GS
8784 | 0 | 0 | [6 empty] | 2019-10-16 | 23 | 3.0174 | 140689.3053 | kWh | GS
8784 | 0 | 0 | [6 empty] | 2019-10-16 | 24 | 2.7449 | 127985.2157 | kWh | GS
8784 | 0 | 0 | [6 empty] | 2019-10-17 | 1 | 2.4915 | 116169.962 | kWh | GS
8784 | 0 | 0 | [6 empty] | 2019-10-17 | 2 | 2.3491 | 109527.764 | kWh | GS
8784 | 0 | 0 | [6 empty] | 2019-10-17 | 3 | 2.2353 | 104224.3216 | kWh | GS
8784 | 0 | 0 | [6 empty] | 2019-10-17 | 4 | 2.1579 | 100615.4867 | kWh | GS
8784 | 0 | 0 | [6 empty] | 2019-10-17 | 5 | 2.1123 | 98487.9822 | kWh | GS
8784 | 0 | 0 | [6 empty] | 2019-10-17 | 6 | 2.1102 | 98389.8256 | kWh | GS
8784 | 0 | 0 | [6 empty] | 2019-10-17 | 7 | 2.1885 | 102042.6295 | kWh | GS
8784 | 0 | 0 | [6 empty] | 2019-10-17 | 8 | 2.3724 | 110616.5469 | kWh | GS
8784 | 0 | 0 | [6 empty] | 2019-10-17 | 9 | 2.6941 | 125614.0511 | kWh | GS
8784 | 0 | 0 | [6 empty] | 2019-10-17 | 10 | 2.9478 | 137444.4645 | kWh | GS
8784 | 0 | 0 | [6 empty] | 2019-10-17 | 11 | 3.2617 | 152078.5219 | kWh | GS
8784 | 0 | 0 | [6 empty] | 2019-10-17 | 12 | 3.4623 | 161434.2427 | kWh | GS
8784 | 0 | 0 | [6 empty] | 2019-10-17 | 13 | 3.6867 | 171896.8675 | kWh | GS
8784 | 0 | 0 | [6 empty] | 2019-10-17 | 14 | 3.8224 | 178223.6522 | kWh | GS
8784 | 0 | 0 | [6 empty] | 2019-10-17 | 15 | 3.9108 | 182344.908 | kWh | GS
8784 | 0 | 0 | [6 empty] | 2019-10-17 | 16 | 3.9938 | 186216.4981 | kWh | GS
8784 | 0 | 0 | [6 empty] | 2019-10-17 | 17 | 3.9677 | 184999.9547 | kWh | GS
8784 | 0 | 0 | [6 empty] | 2019-10-17 | 18 | 3.6126 | 168442.9075 | kWh | GS
8784 | 0 | 0 | [6 empty] | 2019-10-17 | 19 | 3.1817 | 148352.1641 | kWh | GS
8784 | 0 | 0 | [6 empty] | 2019-10-17 | 20 | 3.0795 | 143583.0541 | kWh | GS
8784 | 0 | 0 | [6 empty] | 2019-10-17 | 21 | 2.9808 | 138982.8731 | kWh | GS
8784 | 0 | 0 | [6 empty] | 2019-10-17 | 22 | 2.709 | 126309.1174 | kWh | GS
8784 | 0 | 0 | [6 empty] | 2019-10-17 | 23 | 2.4374 | 113646.2542 | kWh | GS
8784 | 0 | 0 | [6 empty] | 2019-10-17 | 24 | 2.1532 | 100397.004 | kWh | GS
8784 | 0 | 0 | [6 empty] | 2019-10-18 | 1 | 2.0273 | 94523.7781 | kWh | GS
8784 | 0 | 0 | [6 empty] | 2019-10-18 | 2 | 1.9131 | 89198.9088 | kWh | GS
8784 | 0 | 0 | [6 empty] | 2019-10-18 | 3 | 1.8755 | 87445.9098 | kWh | GS
8784 | 0 | 0 | [6 empty] | 2019-10-18 | 4 | 1.8335 | 85490.073 | kWh | GS
8784 | 0 | 0 | [6 empty] | 2019-10-18 | 5 | 1.8055 | 84182.9987 | kWh | GS
8784 | 0 | 0 | [6 empty] | 2019-10-18 | 6 | 1.8327 | 85453.4678 | kWh | GS
8784 | 0 | 0 | [6 empty] | 2019-10-18 | 7 | 1.932 | 90082.577 | kWh | GS
8784 | 0 | 0 | [6 empty] | 2019-10-18 | 8 | 2.1299 | 99308.8509 | kWh | GS
8784 | 0 | 0 | [6 empty] | 2019-10-18 | 9 | 2.4266 | 113141.2872 | kWh | GS
8784 | 0 | 0 | [6 empty] | 2019-10-18 | 10 | 2.7011 | 125939.3155 | kWh | GS
8784 | 0 | 0 | [6 empty] | 2019-10-18 | 11 | 3.0134 | 140501.6145 | kWh | GS
8784 | 0 | 0 | [6 empty] | 2019-10-18 | 12 | 3.1915 | 148806.0003 | kWh | GS
8784 | 0 | 0 | [6 empty] | 2019-10-18 | 13 | 3.3499 | 156190.9036 | kWh | GS
8784 | 0 | 0 | [6 empty] | 2019-10-18 | 14 | 3.4865 | 162560.9821 | kWh | GS
8784 | 0 | 0 | [6 empty] | 2019-10-18 | 15 | 3.6155 | 168575.7214 | kWh | GS
8784 | 0 | 0 | [6 empty] | 2019-10-18 | 16 | 3.6646 | 170865.4209 | kWh | GS
8784 | 0 | 0 | [6 empty] | 2019-10-18 | 17 | 3.5241 | 164314.5275 | kWh | GS
8784 | 0 | 0 | [6 empty] | 2019-10-18 | 18 | 3.2542 | 151728.936 | kWh | GS
8784 | 0 | 0 | [6 empty] | 2019-10-18 | 19 | 2.9205 | 136169.6266 | kWh | GS
8784 | 0 | 0 | [6 empty] | 2019-10-18 | 20 | 2.9233 | 136300.3503 | kWh | GS
8784 | 0 | 0 | [6 empty] | 2019-10-18 | 21 | 2.94 | 137081.3061 | kWh | GS
8784 | 0 | 0 | [6 empty] | 2019-10-18 | 22 | 2.8185 | 131414.2272 | kWh | GS
8784 | 0 | 0 | [6 empty] | 2019-10-18 | 23 | 2.6085 | 121622.703 | kWh | GS
8784 | 0 | 0 | [6 empty] | 2019-10-18 | 24 | 2.4438 | 113945.138 | kWh | GS
8784 | 0 | 0 | [6 empty] | 2019-10-19 | 1 | 2.3149 | 107932.5956 | kWh | GS
8784 | 0 | 0 | [6 empty] | 2019-10-19 | 2 | 2.2068 | 102894.4318 | kWh | GS
8784 | 0 | 0 | [6 empty] | 2019-10-19 | 3 | 2.1094 | 98354.4782 | kWh | GS
8784 | 0 | 0 | [6 empty] | 2019-10-19 | 4 | 2.0435 | 95282.0749 | kWh | GS
8784 | 0 | 0 | [6 empty] | 2019-10-19 | 5 | 2.0019 | 93340.8402 | kWh | GS
8784 | 0 | 0 | [6 empty] | 2019-10-19 | 6 | 2.009 | 93669.7816 | kWh | GS
8784 | 0 | 0 | [6 empty] | 2019-10-19 | 7 | 2.0524 | 95695.1436 | kWh | GS
8784 | 0 | 0 | [6 empty] | 2019-10-19 | 8 | 2.126 | 99127.2998 | kWh | GS
8784 | 0 | 0 | [6 empty] | 2019-10-19 | 9 | 2.337 | 108963.5035 | kWh | GS
8784 | 0 | 0 | [6 empty] | 2019-10-19 | 10 | 2.4348 | 113526.719 | kWh | GS
8784 | 0 | 0 | [6 empty] | 2019-10-19 | 11 | 2.642 | 123186.5324 | kWh | GS
8784 | 0 | 0 | [6 empty] | 2019-10-19 | 12 | 2.8719 | 133905.3011 | kWh | GS
8784 | 0 | 0 | [6 empty] | 2019-10-19 | 13 | 2.9613 | 138075.0908 | kWh | GS
8784 | 0 | 0 | [6 empty] | 2019-10-19 | 14 | 2.9625 | 138127.2397 | kWh | GS
8784 | 0 | 0 | [6 empty] | 2019-10-19 | 15 | 3.0418 | 141825.6971 | kWh | GS
8784 | 0 | 0 | [6 empty] | 2019-10-19 | 16 | 3.0666 | 142983.1229 | kWh | GS
8784 | 0 | 0 | [6 empty] | 2019-10-19 | 17 | 3.1048 | 144764.8489 | kWh | GS
8784 | 0 | 0 | [6 empty] | 2019-10-19 | 18 | 3.1163 | 145299.8723 | kWh | GS
8784 | 0 | 0 | [6 empty] | 2019-10-19 | 19 | 3.0978 | 144438.5854 | kWh | GS
8784 | 0 | 0 | [6 empty] | 2019-10-19 | 20 | 3.1395 | 146384.0782 | kWh | GS
8784 | 0 | 0 | [6 empty] | 2019-10-19 | 21 | 3.1529 | 147005.0774 | kWh | GS
8784 | 0 | 0 | [6 empty] | 2019-10-19 | 22 | 3.1011 | 144593.9878 | kWh | GS
8784 | 0 | 0 | [6 empty] | 2019-10-19 | 23 | 3.0163 | 140639.6014 | kWh | GS
8784 | 0 | 0 | [6 empty] | 2019-10-19 | 24 | 2.8476 | 132769.9369 | kWh | GS
8784 | 0 | 0 | [6 empty] | 2019-10-20 | 1 | 2.6582 | 123941.6242 | kWh | GS
8784 | 0 | 0 | [6 empty] | 2019-10-20 | 2 | 2.5031 | 116711.6009 | kWh | GS
8784 | 0 | 0 | [6 empty] | 2019-10-20 | 3 | 2.4283 | 113220.5592 | kWh | GS
8784 | 0 | 0 | [6 empty] | 2019-10-20 | 4 | 2.3604 | 110055.8199 | kWh | GS
8784 | 0 | 0 | [6 empty] | 2019-10-20 | 5 | 2.2807 | 106341.5774 | kWh | GS
8784 | 0 | 0 | [6 empty] | 2019-10-20 | 6 | 2.2118 | 103127.1951 | kWh | GS
8784 | 0 | 0 | [6 empty] | 2019-10-20 | 7 | 2.2077 | 102938.1654 | kWh | GS
8784 | 0 | 0 | [6 empty] | 2019-10-20 | 8 | 2.1985 | 102506.6226 | kWh | GS
8784 | 0 | 0 | [6 empty] | 2019-10-20 | 9 | 2.2094 | 103014.0157 | kWh | GS
8784 | 0 | 0 | [6 empty] | 2019-10-20 | 10 | 2.2894 | 106744.5143 | kWh | GS
8784 | 0 | 0 | [6 empty] | 2019-10-20 | 11 | 2.7967 | 130400.3199 | kWh | GS
8784 | 0 | 0 | [6 empty] | 2019-10-20 | 12 | 3.0104 | 140364.9133 | kWh | GS
8784 | 0 | 0 | [6 empty] | 2019-10-20 | 13 | 3.0969 | 144396.4395 | kWh | GS
8784 | 0 | 0 | [6 empty] | 2019-10-20 | 14 | 3.1267 | 145785.4432 | kWh | GS
8784 | 0 | 0 | [6 empty] | 2019-10-20 | 15 | 3.1146 | 145219.6795 | kWh | GS
8784 | 0 | 0 | [6 empty] | 2019-10-20 | 16 | 3.216 | 149948.3905 | kWh | GS
8784 | 0 | 0 | [6 empty] | 2019-10-20 | 17 | 3.274 | 152652.2522 | kWh | GS
8784 | 0 | 0 | [6 empty] | 2019-10-20 | 18 | 3.3456 | 155993.7365 | kWh | GS
8784 | 0 | 0 | [6 empty] | 2019-10-20 | 19 | 3.1829 | 148406.3844 | kWh | GS
8784 | 0 | 0 | [6 empty] | 2019-10-20 | 20 | 2.9949 | 139640.3578 | kWh | GS
8784 | 0 | 0 | [6 empty] | 2019-10-20 | 21 | 2.8832 | 134430.2203 | kWh | GS
8784 | 0 | 0 | [6 empty] | 2019-10-20 | 22 | 2.745 | 127988.5077 | kWh | GS
8784 | 0 | 0 | [6 empty] | 2019-10-20 | 23 | 2.5117 | 117111.6227 | kWh | GS
8784 | 0 | 0 | [6 empty] | 2019-10-20 | 24 | 2.3251 | 108408.2833 | kWh | GS
8784 | 0 | 0 | [6 empty] | 2019-10-21 | 1 | 2.176 | 101458.4382 | kWh | GS
8784 | 0 | 0 | [6 empty] | 2019-10-21 | 2 | 2.0415 | 95188.0165 | kWh | GS
8784 | 0 | 0 | [6 empty] | 2019-10-21 | 3 | 1.9682 | 91769.5647 | kWh | GS
8784 | 0 | 0 | [6 empty] | 2019-10-21 | 4 | 1.9101 | 89062.3899 | kWh | GS
8784 | 0 | 0 | [6 empty] | 2019-10-21 | 5 | 1.8971 | 88453.3371 | kWh | GS
8784 | 0 | 0 | [6 empty] | 2019-10-21 | 6 | 1.928 | 89896.5834 | kWh | GS
8784 | 0 | 0 | [6 empty] | 2019-10-21 | 7 | 2.0613 | 96111.063 | kWh | GS
8784 | 0 | 0 | [6 empty] | 2019-10-21 | 8 | 2.316 | 107988.1225 | kWh | GS
8784 | 0 | 0 | [6 empty] | 2019-10-21 | 9 | 2.6298 | 122618.7382 | kWh | GS
8784 | 0 | 0 | [6 empty] | 2019-10-21 | 10 | 3.0111 | 140393.6407 | kWh | GS
8784 | 0 | 0 | [6 empty] | 2019-10-21 | 11 | 3.539 | 165007.6259 | kWh | GS
8784 | 0 | 0 | [6 empty] | 2019-10-21 | 12 | 4.0147 | 187188.1303 | kWh | GS
8784 | 0 | 0 | [6 empty] | 2019-10-21 | 13 | 4.2574 | 198507.1058 | kWh | GS
8784 | 0 | 0 | [6 empty] | 2019-10-21 | 14 | 4.33 | 201892.494 | kWh | GS
8784 | 0 | 0 | [6 empty] | 2019-10-21 | 15 | 4.3379 | 202260.9442 | kWh | GS
8784 | 0 | 0 | [6 empty] | 2019-10-21 | 16 | 4.3546 | 203036.2988 | kWh | GS
8784 | 0 | 0 | [6 empty] | 2019-10-21 | 17 | 4.2348 | 197451.9329 | kWh | GS
8784 | 0 | 0 | [6 empty] | 2019-10-21 | 18 | 3.8667 | 180290.1332 | kWh | GS
8784 | 0 | 0 | [6 empty] | 2019-10-21 | 19 | 3.4232 | 159611.9522 | kWh | GS
8784 | 0 | 0 | [6 empty] | 2019-10-21 | 20 | 3.3318 | 155349.4828 | kWh | GS
8784 | 0 | 0 | [6 empty] | 2019-10-21 | 21 | 3.3059 | 154139.7547 | kWh | GS
8784 | 0 | 0 | [6 empty] | 2019-10-21 | 22 | 3.0872 | 143942.1251 | kWh | GS
8784 | 0 | 0 | [6 empty] | 2019-10-21 | 23 | 2.7955 | 130342.4641 | kWh | GS
8784 | 0 | 0 | [6 empty] | 2019-10-21 | 24 | 2.5815 | 120364.2837 | kWh | GS
8784 | 0 | 0 | [6 empty] | 2019-10-22 | 1 | 2.4109 | 112411.0438 | kWh | GS
8784 | 0 | 0 | [6 empty] | 2019-10-22 | 2 | 2.2969 | 107096.7311 | kWh | GS
8784 | 0 | 0 | [6 empty] | 2019-10-22 | 3 | 2.2561 | 105194.7554 | kWh | GS
8784 | 0 | 0 | [6 empty] | 2019-10-22 | 4 | 2.1898 | 102102.7747 | kWh | GS
8784 | 0 | 0 | [6 empty] | 2019-10-22 | 5 | 2.2468 | 104761.2971 | kWh | GS
8784 | 0 | 0 | [6 empty] | 2019-10-22 | 6 | 2.3082 | 107623.841 | kWh | GS
8784 | 0 | 0 | [6 empty] | 2019-10-22 | 7 | 2.4573 | 114574.9233 | kWh | GS
8784 | 0 | 0 | [6 empty] | 2019-10-22 | 8 | 2.8228 | 131615.9559 | kWh | GS
8784 | 0 | 0 | [6 empty] | 2019-10-22 | 9 | 3.2774 | 152810.3039 | kWh | GS
8784 | 0 | 0 | [6 empty] | 2019-10-22 | 10 | 3.7049 | 172745.454 | kWh | GS
8784 | 0 | 0 | [6 empty] | 2019-10-22 | 11 | 4.1756 | 194693.076 | kWh | GS
8784 | 0 | 0 | [6 empty] | 2019-10-22 | 12 | 4.7903 | 223353.0642 | kWh | GS
8784 | 0 | 0 | [6 empty] | 2019-10-22 | 13 | 5.0017 | 233206.9694 | kWh | GS
8784 | 0 | 0 | [6 empty] | 2019-10-22 | 14 | 5.0309 | 234568.9256 | kWh | GS
8784 | 0 | 0 | [6 empty] | 2019-10-22 | 15 | 5.0914 | 237393.8854 | kWh | GS
8784 | 0 | 0 | [6 empty] | 2019-10-22 | 16 | 4.9647 | 231482.9396 | kWh | GS
8784 | 0 | 0 | [6 empty] | 2019-10-22 | 17 | 4.625 | 215647.2996 | kWh | GS
8784 | 0 | 0 | [6 empty] | 2019-10-22 | 18 | 4.1388 | 192976.4674 | kWh | GS
8784 | 0 | 0 | [6 empty] | 2019-10-22 | 19 | 3.7468 | 174699.5149 | kWh | GS
8784 | 0 | 0 | [6 empty] | 2019-10-22 | 20 | 3.4899 | 162721.5485 | kWh | GS
8784 | 0 | 0 | [6 empty] | 2019-10-22 | 21 | 3.4508 | 160895.7199 | kWh | GS
8784 | 0 | 0 | [6 empty] | 2019-10-22 | 22 | 3.1993 | 149170.5602 | kWh | GS
8784 | 0 | 0 | [6 empty] | 2019-10-22 | 23 | 2.8467 | 132728.4133 | kWh | GS
8784 | 0 | 0 | [6 empty] | 2019-10-22 | 24 | 2.5296 | 117944.6641 | kWh | GS
8784 | 0 | 0 | [6 empty] | 2019-10-23 | 1 | 2.3164 | 108005.1658 | kWh | GS
8784 | 0 | 0 | [6 empty] | 2019-10-23 | 2 | 2.1698 | 101170.467 | kWh | GS
8784 | 0 | 0 | [6 empty] | 2019-10-23 | 3 | 2.0777 | 96873.3699 | kWh | GS
8784 | 0 | 0 | [6 empty] | 2019-10-23 | 4 | 2.0049 | 93480.9886 | kWh | GS
8784 | 0 | 0 | [6 empty] | 2019-10-23 | 5 | 1.9809 | 92361.6652 | kWh | GS
8784 | 0 | 0 | [6 empty] | 2019-10-23 | 6 | 1.9732 | 92003.8524 | kWh | GS
8784 | 0 | 0 | [6 empty] | 2019-10-23 | 7 | 2.1064 | 98214.7437 | kWh | GS
8784 | 0 | 0 | [6 empty] | 2019-10-23 | 8 | 2.2859 | 106582.9482 | kWh | GS
8784 | 0 | 0 | [6 empty] | 2019-10-23 | 9 | 2.501 | 116611.8547 | kWh | GS
8784 | 0 | 0 | [6 empty] | 2019-10-23 | 10 | 2.8303 | 131963.6483 | kWh | GS
8784 | 0 | 0 | [6 empty] | 2019-10-23 | 11 | 3.1981 | 149113.818 | kWh | GS
8784 | 0 | 0 | [6 empty] | 2019-10-23 | 12 | 3.4433 | 160549.4215 | kWh | GS
8784 | 0 | 0 | [6 empty] | 2019-10-23 | 13 | 3.62 | 168783.8984 | kWh | GS
8784 | 0 | 0 | [6 empty] | 2019-10-23 | 14 | 3.7672 | 175648.9718 | kWh | GS
8784 | 0 | 0 | [6 empty] | 2019-10-23 | 15 | 3.911 | 182356.2837 | kWh | GS
8784 | 0 | 0 | [6 empty] | 2019-10-23 | 16 | 4.0429 | 188504.3684 | kWh | GS
8784 | 0 | 0 | [6 empty] | 2019-10-23 | 17 | 3.9475 | 184055.4315 | kWh | GS
8784 | 0 | 0 | [6 empty] | 2019-10-23 | 18 | 3.6247 | 169007.0884 | kWh | GS
8784 | 0 | 0 | [6 empty] | 2019-10-23 | 19 | 3.201 | 149248.8438 | kWh | GS
8784 | 0 | 0 | [6 empty] | 2019-10-23 | 20 | 2.9729 | 138612.8493 | kWh | GS
8784 | 0 | 0 | [6 empty] | 2019-10-23 | 21 | 2.9501 | 137550.0813 | kWh | GS
8784 | 0 | 0 | [6 empty] | 2019-10-23 | 22 | 2.6684 | 124416.942 | kWh | GS
8784 | 0 | 0 | [6 empty] | 2019-10-23 | 23 | 2.4358 | 113572.0749 | kWh | GS
8784 | 0 | 0 | [6 empty] | 2019-10-23 | 24 | 2.2058 | 102848.921 | kWh | GS
8784 | 0 | 0 | [6 empty] | 2019-10-24 | 1 | 2.0816 | 97057.5363 | kWh | GS
8784 | 0 | 0 | [6 empty] | 2019-10-24 | 2 | 1.9456 | 90714.6346 | kWh | GS
8784 | 0 | 0 | [6 empty] | 2019-10-24 | 3 | 1.9146 | 89271.4529 | kWh | GS
8784 | 0 | 0 | [6 empty] | 2019-10-24 | 4 | 1.8932 | 88272.834 | kWh | GS
8784 | 0 | 0 | [6 empty] | 2019-10-24 | 5 | 1.8747 | 87411.4785 | kWh | GS
8784 | 0 | 0 | [6 empty] | 2019-10-24 | 6 | 1.8932 | 88271.7754 | kWh | GS
8784 | 0 | 0 | [6 empty] | 2019-10-24 | 7 | 2.0571 | 95915.5945 | kWh | GS
8784 | 0 | 0 | [6 empty] | 2019-10-24 | 8 | 2.3745 | 110715.6949 | kWh | GS
8784 | 0 | 0 | [6 empty] | 2019-10-24 | 9 | 2.7093 | 126324.2943 | kWh | GS
8784 | 0 | 0 | [6 empty] | 2019-10-24 | 10 | 3.0169 | 140664.3866 | kWh | GS
8784 | 0 | 0 | [6 empty] | 2019-10-24 | 11 | 3.3967 | 158372.2797 | kWh | GS
8784 | 0 | 0 | [6 empty] | 2019-10-24 | 12 | 3.6845 | 171791.4145 | kWh | GS
8784 | 0 | 0 | [6 empty] | 2019-10-24 | 13 | 3.9889 | 185985.1358 | kWh | GS
8784 | 0 | 0 | [6 empty] | 2019-10-24 | 14 | 4.1293 | 192532.1853 | kWh | GS
8784 | 0 | 0 | [6 empty] | 2019-10-24 | 15 | 4.2339 | 197408.633 | kWh | GS
8784 | 0 | 0 | [6 empty] | 2019-10-24 | 16 | 4.3018 | 200576.2788 | kWh | GS
8784 | 0 | 0 | [6 empty] | 2019-10-24 | 17 | 4.1294 | 192538.2912 | kWh | GS
8784 | 0 | 0 | [6 empty] | 2019-10-24 | 18 | 3.8364 | 178876.0881 | kWh | GS
8784 | 0 | 0 | [6 empty] | 2019-10-24 | 19 | 3.4853 | 162506.7506 | kWh | GS
8784 | 0 | 0 | [6 empty] | 2019-10-24 | 20 | 3.3775 | 157477.9457 | kWh | GS
8784 | 0 | 0 | [6 empty] | 2019-10-24 | 21 | 3.3637 | 156835.5225 | kWh | GS
8784 | 0 | 0 | [6 empty] | 2019-10-24 | 22 | 3.0777 | 143500.4 | kWh | GS
8784 | 0 | 0 | [6 empty] | 2019-10-24 | 23 | 2.7462 | 128046.2342 | kWh | GS
8784 | 0 | 0 | [6 empty] | 2019-10-24 | 24 | 2.4818 | 115716.0986 | kWh | GS
8784 | 0 | 0 | [6 empty] | 2019-10-25 | 1 | 2.2927 | 106899.9426 | kWh | GS
8784 | 0 | 0 | [6 empty] | 2019-10-25 | 2 | 2.1924 | 102222.2116 | kWh | GS
8784 | 0 | 0 | [6 empty] | 2019-10-25 | 3 | 2.1704 | 101197.5086 | kWh | GS
8784 | 0 | 0 | [6 empty] | 2019-10-25 | 4 | 2.1124 | 98494.8415 | kWh | GS
8784 | 0 | 0 | [6 empty] | 2019-10-25 | 5 | 2.1137 | 98554.6255 | kWh | GS
8784 | 0 | 0 | [6 empty] | 2019-10-25 | 6 | 2.1701 | 101181.5299 | kWh | GS
8784 | 0 | 0 | [6 empty] | 2019-10-25 | 7 | 2.2915 | 106841.9615 | kWh | GS
8784 | 0 | 0 | [6 empty] | 2019-10-25 | 8 | 2.5516 | 118972.3302 | kWh | GS
8784 | 0 | 0 | [6 empty] | 2019-10-25 | 9 | 2.8623 | 133456.1323 | kWh | GS
8784 | 0 | 0 | [6 empty] | 2019-10-25 | 10 | 3.3093 | 154300.3581 | kWh | GS
8784 | 0 | 0 | [6 empty] | 2019-10-25 | 11 | 3.8454 | 179294.5204 | kWh | GS
8784 | 0 | 0 | [6 empty] | 2019-10-25 | 12 | 4.226 | 197041.1224 | kWh | GS
8784 | 0 | 0 | [6 empty] | 2019-10-25 | 13 | 4.503 | 209956.0941 | kWh | GS
8784 | 0 | 0 | [6 empty] | 2019-10-25 | 14 | 4.5984 | 214404.821 | kWh | GS
8784 | 0 | 0 | [6 empty] | 2019-10-25 | 15 | 4.5822 | 213651.2041 | kWh | GS
8784 | 0 | 0 | [6 empty] | 2019-10-25 | 16 | 4.5395 | 211658.6544 | kWh | GS
8784 | 0 | 0 | [6 empty] | 2019-10-25 | 17 | 4.4243 | 206289.1078 | kWh | GS
8784 | 0 | 0 | [6 empty] | 2019-10-25 | 18 | 4.2004 | 195847.4574 | kWh | GS
8784 | 0 | 0 | [6 empty] | 2019-10-25 | 19 | 3.8554 | 179760.8338 | kWh | GS
8784 | 0 | 0 | [6 empty] | 2019-10-25 | 20 | 3.6613 | 170712.0126 | kWh | GS
8784 | 0 | 0 | [6 empty] | 2019-10-25 | 21 | 3.58 | 166921.5293 | kWh | GS
8784 | 0 | 0 | [6 empty] | 2019-10-25 | 22 | 3.3632 | 156811.6352 | kWh | GS
8784 | 0 | 0 | [6 empty] | 2019-10-25 | 23 | 3.1993 | 149172.1184 | kWh | GS
8784 | 0 | 0 | [6 empty] | 2019-10-25 | 24 | 2.9419 | 137168.7557 | kWh | GS
8784 | 0 | 0 | [6 empty] | 2019-10-26 | 1 | 2.6674 | 124368.7349 | kWh | GS
8784 | 0 | 0 | [6 empty] | 2019-10-26 | 2 | 2.4686 | 115098.847 | kWh | GS
8784 | 0 | 0 | [6 empty] | 2019-10-26 | 3 | 2.3636 | 110202.9254 | kWh | GS
8784 | 0 | 0 | [6 empty] | 2019-10-26 | 4 | 2.2399 | 104438.0716 | kWh | GS
8784 | 0 | 0 | [6 empty] | 2019-10-26 | 5 | 2.1833 | 101798.321 | kWh | GS
8784 | 0 | 0 | [6 empty] | 2019-10-26 | 6 | 2.1863 | 101940.6183 | kWh | GS
8784 | 0 | 0 | [6 empty] | 2019-10-26 | 7 | 2.2108 | 103082.1543 | kWh | GS
8784 | 0 | 0 | [6 empty] | 2019-10-26 | 8 | 2.3592 | 109998.8748 | kWh | GS
8784 | 0 | 0 | [6 empty] | 2019-10-26 | 9 | 2.4278 | 113199.1164 | kWh | GS
8784 | 0 | 0 | [6 empty] | 2019-10-26 | 10 | 2.6477 | 123452.1144 | kWh | GS
8784 | 0 | 0 | [6 empty] | 2019-10-26 | 11 | 3.112 | 145097.7862 | kWh | GS
8784 | 0 | 0 | [6 empty] | 2019-10-26 | 12 | 3.5274 | 164466.9801 | kWh | GS
8784 | 0 | 0 | [6 empty] | 2019-10-26 | 13 | 3.6607 | 170684.4117 | kWh | GS
8784 | 0 | 0 | [6 empty] | 2019-10-26 | 14 | 3.6891 | 172006.6017 | kWh | GS
8784 | 0 | 0 | [6 empty] | 2019-10-26 | 15 | 3.7181 | 173359.9907 | kWh | GS
8784 | 0 | 0 | [6 empty] | 2019-10-26 | 16 | 3.7384 | 174308.83 | kWh | GS
8784 | 0 | 0 | [6 empty] | 2019-10-26 | 17 | 3.7127 | 173107.7006 | kWh | GS
8784 | 0 | 0 | [6 empty] | 2019-10-26 | 18 | 3.5433 | 165208.1201 | kWh | GS
8784 | 0 | 0 | [6 empty] | 2019-10-26 | 19 | 3.3336 | 155433.1479 | kWh | GS
8784 | 0 | 0 | [6 empty] | 2019-10-26 | 20 | 3.2371 | 150932.4533 | kWh | GS
8784 | 0 | 0 | [6 empty] | 2019-10-26 | 21 | 3.2328 | 150732.7918 | kWh | GS
8784 | 0 | 0 | [6 empty] | 2019-10-26 | 22 | 3.1256 | 145733.3815 | kWh | GS
8784 | 0 | 0 | [6 empty] | 2019-10-26 | 23 | 3.0488 | 142154.3808 | kWh | GS
8784 | 0 | 0 | [6 empty] | 2019-10-26 | 24 | 2.8971 | 135080.5512 | kWh | GS
8784 | 0 | 0 | [6 empty] | 2019-10-27 | 1 | 2.6909 | 125465.8722 | kWh | GS
8784 | 0 | 0 | [6 empty] | 2019-10-27 | 2 | 2.5489 | 118843.0813 | kWh | GS
8784 | 0 | 0 | [6 empty] | 2019-10-27 | 3 | 2.4641 | 114889.682 | kWh | GS
8784 | 0 | 0 | [6 empty] | 2019-10-27 | 4 | 2.4195 | 112813.25 | kWh | GS
8784 | 0 | 0 | [6 empty] | 2019-10-27 | 5 | 2.2952 | 107016.1343 | kWh | GS
8784 | 0 | 0 | [6 empty] | 2019-10-27 | 6 | 2.2616 | 105451.5661 | kWh | GS
8784 | 0 | 0 | [6 empty] | 2019-10-27 | 7 | 2.2968 | 107090.1444 | kWh | GS
8784 | 0 | 0 | [6 empty] | 2019-10-27 | 8 | 2.3564 | 109869.9929 | kWh | GS
8784 | 0 | 0 | [6 empty] | 2019-10-27 | 9 | 2.3992 | 111865.8453 | kWh | GS
8784 | 0 | 0 | [6 empty] | 2019-10-27 | 10 | 2.5576 | 119252.2177 | kWh | GS
8784 | 0 | 0 | [6 empty] | 2019-10-27 | 11 | 3.0785 | 143535.9639 | kWh | GS
8784 | 0 | 0 | [6 empty] | 2019-10-27 | 12 | 3.2937 | 153571.0768 | kWh | GS
8784 | 0 | 0 | [6 empty] | 2019-10-27 | 13 | 3.3935 | 158223.2094 | kWh | GS
8784 | 0 | 0 | [6 empty] | 2019-10-27 | 14 | 3.302 | 153959.2892 | kWh | GS
8784 | 0 | 0 | [6 empty] | 2019-10-27 | 15 | 3.14 | 146406.3683 | kWh | GS
8784 | 0 | 0 | [6 empty] | 2019-10-27 | 16 | 3.0955 | 144332.9576 | kWh | GS
8784 | 0 | 0 | [6 empty] | 2019-10-27 | 17 | 3.1689 | 147754.8486 | kWh | GS
8784 | 0 | 0 | [6 empty] | 2019-10-27 | 18 | 3.2146 | 149885.065 | kWh | GS
8784 | 0 | 0 | [6 empty] | 2019-10-27 | 19 | 3.1675 | 147689.9369 | kWh | GS
8784 | 0 | 0 | [6 empty] | 2019-10-27 | 20 | 3.1177 | 145363.9327 | kWh | GS
8784 | 0 | 0 | [6 empty] | 2019-10-27 | 21 | 3.1026 | 144661.3603 | kWh | GS
8784 | 0 | 0 | [6 empty] | 2019-10-27 | 22 | 2.9611 | 138063.4165 | kWh | GS
8784 | 0 | 0 | [6 empty] | 2019-10-27 | 23 | 2.7383 | 127678.1291 | kWh | GS
8784 | 0 | 0 | [6 empty] | 2019-10-27 | 24 | 2.5771 | 120159.427 | kWh | GS
8784 | 0 | 0 | [6 empty] | 2019-10-28 | 1 | 2.4119 | 112455.4411 | kWh | GS
8784 | 0 | 0 | [6 empty] | 2019-10-28 | 2 | 2.3101 | 107711.4617 | kWh | GS
8784 | 0 | 0 | [6 empty] | 2019-10-28 | 3 | 2.2578 | 105273.7317 | kWh | GS
8784 | 0 | 0 | [6 empty] | 2019-10-28 | 4 | 2.189 | 102065.3677 | kWh | GS
8784 | 0 | 0 | [6 empty] | 2019-10-28 | 5 | 2.1801 | 101648.8751 | kWh | GS
8784 | 0 | 0 | [6 empty] | 2019-10-28 | 6 | 2.175 | 101411.6836 | kWh | GS
8784 | 0 | 0 | [6 empty] | 2019-10-28 | 7 | 2.2966 | 107082.9907 | kWh | GS
8784 | 0 | 0 | [6 empty] | 2019-10-28 | 8 | 2.5789 | 120245.8903 | kWh | GS
8784 | 0 | 0 | [6 empty] | 2019-10-28 | 9 | 2.9005 | 135240.229 | kWh | GS
8784 | 0 | 0 | [6 empty] | 2019-10-28 | 10 | 3.3045 | 154076.932 | kWh | GS
8784 | 0 | 0 | [6 empty] | 2019-10-28 | 11 | 3.7839 | 176429.521 | kWh | GS
8784 | 0 | 0 | [6 empty] | 2019-10-28 | 12 | 4.1048 | 191392.5393 | kWh | GS
8784 | 0 | 0 | [6 empty] | 2019-10-28 | 13 | 4.2961 | 200310.3769 | kWh | GS
8784 | 0 | 0 | [6 empty] | 2019-10-28 | 14 | 4.5968 | 214331.3298 | kWh | GS
8784 | 0 | 0 | [6 empty] | 2019-10-28 | 15 | 4.8071 | 224136.2942 | kWh | GS
8784 | 0 | 0 | [6 empty] | 2019-10-28 | 16 | 5.0009 | 233170.2118 | kWh | GS
8784 | 0 | 0 | [6 empty] | 2019-10-28 | 17 | 4.872 | 227161.2686 | kWh | GS
8784 | 0 | 0 | [6 empty] | 2019-10-28 | 18 | 4.5136 | 210451.1356 | kWh | GS
8784 | 0 | 0 | [6 empty] | 2019-10-28 | 19 | 3.9937 | 186208.9026 | kWh | GS
8784 | 0 | 0 | [6 empty] | 2019-10-28 | 20 | 3.6969 | 172369.444 | kWh | GS
8784 | 0 | 0 | [6 empty] | 2019-10-28 | 21 | 3.5018 | 163275.7765 | kWh | GS
8784 | 0 | 0 | [6 empty] | 2019-10-28 | 22 | 3.235 | 150835.9848 | kWh | GS
8784 | 0 | 0 | [6 empty] | 2019-10-28 | 23 | 2.9129 | 135818.7761 | kWh | GS
8784 | 0 | 0 | [6 empty] | 2019-10-28 | 24 | 2.6958 | 125694.3876 | kWh | GS
8784 | 0 | 0 | [6 empty] | 2019-10-29 | 1 | 2.5208 | 117536.6244 | kWh | GS
8784 | 0 | 0 | [6 empty] | 2019-10-29 | 2 | 2.3875 | 111321.7897 | kWh | GS
8784 | 0 | 0 | [6 empty] | 2019-10-29 | 3 | 2.3297 | 108625.4472 | kWh | GS
8784 | 0 | 0 | [6 empty] | 2019-10-29 | 4 | 2.2689 | 105789.5411 | kWh | GS
8784 | 0 | 0 | [6 empty] | 2019-10-29 | 5 | 2.2755 | 106097.8112 | kWh | GS
8784 | 0 | 0 | [6 empty] | 2019-10-29 | 6 | 2.3174 | 108049.6542 | kWh | GS
8784 | 0 | 0 | [6 empty] | 2019-10-29 | 7 | 2.4533 | 114388.933 | kWh | GS
8784 | 0 | 0 | [6 empty] | 2019-10-29 | 8 | 2.7493 | 128189.2411 | kWh | GS
8784 | 0 | 0 | [6 empty] | 2019-10-29 | 9 | 3.1609 | 147381.7407 | kWh | GS
8784 | 0 | 0 | [6 empty] | 2019-10-29 | 10 | 3.5749 | 166685.2959 | kWh | GS
8784 | 0 | 0 | [6 empty] | 2019-10-29 | 11 | 4.1344 | 192771.2055 | kWh | GS
8784 | 0 | 0 | [6 empty] | 2019-10-29 | 12 | 4.6109 | 214985.9715 | kWh | GS
8784 | 0 | 0 | [6 empty] | 2019-10-29 | 13 | 4.9106 | 228959.8107 | kWh | GS
8784 | 0 | 0 | [6 empty] | 2019-10-29 | 14 | 5.0743 | 236593.0749 | kWh | GS
8784 | 0 | 0 | [6 empty] | 2019-10-29 | 15 | 5.0039 | 233313.8205 | kWh | GS
8784 | 0 | 0 | [6 empty] | 2019-10-29 | 16 | 4.9665 | 231569.9377 | kWh | GS
8784 | 0 | 0 | [6 empty] | 2019-10-29 | 17 | 4.893 | 228139.1588 | kWh | GS
8784 | 0 | 0 | [6 empty] | 2019-10-29 | 18 | 4.6142 | 215139.8729 | kWh | GS
8784 | 0 | 0 | [6 empty] | 2019-10-29 | 19 | 4.1179 | 191999.2355 | kWh | GS
8784 | 0 | 0 | [6 empty] | 2019-10-29 | 20 | 3.9234 | 182934.678 | kWh | GS
8784 | 0 | 0 | [6 empty] | 2019-10-29 | 21 | 3.7068 | 172833.8607 | kWh | GS
8784 | 0 | 0 | [6 empty] | 2019-10-29 | 22 | 3.2858 | 153205.2054 | kWh | GS
8784 | 0 | 0 | [6 empty] | 2019-10-29 | 23 | 2.9072 | 135549.9302 | kWh | GS
8784 | 0 | 0 | [6 empty] | 2019-10-29 | 24 | 2.6243 | 122361.5555 | kWh | GS
8784 | 0 | 0 | [6 empty] | 2019-10-30 | 1 | 2.4444 | 113971.8243 | kWh | GS
8784 | 0 | 0 | [6 empty] | 2019-10-30 | 2 | 2.3811 | 111023.4307 | kWh | GS
8784 | 0 | 0 | [6 empty] | 2019-10-30 | 3 | 2.2965 | 107077.7123 | kWh | GS
8784 | 0 | 0 | [6 empty] | 2019-10-30 | 4 | 2.2596 | 105357.0999 | kWh | GS
8784 | 0 | 0 | [6 empty] | 2019-10-30 | 5 | 2.2656 | 105638.1295 | kWh | GS
8784 | 0 | 0 | [6 empty] | 2019-10-30 | 6 | 2.2943 | 106973.0513 | kWh | GS
8784 | 0 | 0 | [6 empty] | 2019-10-30 | 7 | 2.446 | 114047.4996 | kWh | GS
8784 | 0 | 0 | [6 empty] | 2019-10-30 | 8 | 2.7534 | 128379.5002 | kWh | GS
8784 | 0 | 0 | [6 empty] | 2019-10-30 | 9 | 3.1131 | 145152.7567 | kWh | GS
8784 | 0 | 0 | [6 empty] | 2019-10-30 | 10 | 3.5297 | 164573.9882 | kWh | GS
8784 | 0 | 0 | [6 empty] | 2019-10-30 | 11 | 4.1394 | 193003.9187 | kWh | GS
8784 | 0 | 0 | [6 empty] | 2019-10-30 | 12 | 4.6113 | 215007.5808 | kWh | GS
8784 | 0 | 0 | [6 empty] | 2019-10-30 | 13 | 4.921 | 229447.498 | kWh | GS
8784 | 0 | 0 | [6 empty] | 2019-10-30 | 14 | 5.1019 | 237881.4558 | kWh | GS
8784 | 0 | 0 | [6 empty] | 2019-10-30 | 15 | 5.2571 | 245116.8368 | kWh | GS
8784 | 0 | 0 | [6 empty] | 2019-10-30 | 16 | 5.3016 | 247194.3109 | kWh | GS
8784 | 0 | 0 | [6 empty] | 2019-10-30 | 17 | 5.1887 | 241930.0465 | kWh | GS
8784 | 0 | 0 | [6 empty] | 2019-10-30 | 18 | 4.8995 | 228445.0276 | kWh | GS
8784 | 0 | 0 | [6 empty] | 2019-10-30 | 19 | 4.3748 | 203981.1298 | kWh | GS
8784 | 0 | 0 | [6 empty] | 2019-10-30 | 20 | 4.1509 | 193542.0347 | kWh | GS
8784 | 0 | 0 | [6 empty] | 2019-10-30 | 21 | 4.0252 | 187677.7104 | kWh | GS
8784 | 0 | 0 | [6 empty] | 2019-10-30 | 22 | 3.6621 | 170749.8547 | kWh | GS
8784 | 0 | 0 | [6 empty] | 2019-10-30 | 23 | 3.2396 | 151048.9604 | kWh | GS
8784 | 0 | 0 | [6 empty] | 2019-10-30 | 24 | 2.9482 | 137460.6926 | kWh | GS
8784 | 0 | 0 | [6 empty] | 2019-10-31 | 1 | 2.7215 | 126890.6989 | kWh | GS
8784 | 0 | 0 | [6 empty] | 2019-10-31 | 2 | 2.5869 | 120615.2384 | kWh | GS
8784 | 0 | 0 | [6 empty] | 2019-10-31 | 3 | 2.4693 | 115134.8847 | kWh | GS
8784 | 0 | 0 | [6 empty] | 2019-10-31 | 4 | 2.4203 | 112847.8418 | kWh | GS
8784 | 0 | 0 | [6 empty] | 2019-10-31 | 5 | 2.3543 | 109769.422 | kWh | GS
8784 | 0 | 0 | [6 empty] | 2019-10-31 | 6 | 2.3567 | 109882.4829 | kWh | GS
8784 | 0 | 0 | [6 empty] | 2019-10-31 | 7 | 2.5389 | 118379.9728 | kWh | GS
8784 | 0 | 0 | [6 empty] | 2019-10-31 | 8 | 2.87 | 133814.8192 | kWh | GS
8784 | 0 | 0 | [6 empty] | 2019-10-31 | 9 | 3.2252 | 150379.3619 | kWh | GS
8784 | 0 | 0 | [6 empty] | 2019-10-31 | 10 | 3.6793 | 171552.2237 | kWh | GS
8784 | 0 | 0 | [6 empty] | 2019-10-31 | 11 | 4.2322 | 197332.6254 | kWh | GS
8784 | 0 | 0 | [6 empty] | 2019-10-31 | 12 | 4.7436 | 221176.6285 | kWh | GS
8784 | 0 | 0 | [6 empty] | 2019-10-31 | 13 | 5.146 | 239935.2147 | kWh | GS
8784 | 0 | 0 | [6 empty] | 2019-10-31 | 14 | 5.3809 | 250892.1198 | kWh | GS
8784 | 0 | 0 | [6 empty] | 2019-10-31 | 15 | 5.516 | 257190.9524 | kWh | GS
8784 | 0 | 0 | [6 empty] | 2019-10-31 | 16 | 5.6214 | 262101.1664 | kWh | GS
8784 | 0 | 0 | [6 empty] | 2019-10-31 | 17 | 5.483 | 255651.0186 | kWh | GS
8784 | 0 | 0 | [6 empty] | 2019-10-31 | 18 | 4.9956 | 232926.3642 | kWh | GS
8784 | 0 | 0 | [6 empty] | 2019-10-31 | 19 | 4.4588 | 207896.0095 | kWh | GS
8784 | 0 | 0 | [6 empty] | 2019-10-31 | 20 | 4.1345 | 192774.7041 | kWh | GS
8784 | 0 | 0 | [6 empty] | 2019-10-31 | 21 | 3.9157 | 182571.764 | kWh | GS
8784 | 0 | 0 | [6 empty] | 2019-10-31 | 22 | 3.5757 | 166720.1707 | kWh | GS
8784 | 0 | 0 | [6 empty] | 2019-10-31 | 23 | 3.2199 | 150130.7545 | kWh | GS
8784 | 0 | 0 | [6 empty] | 2019-10-31 | 24 | 2.9018 | 135299.8112 | kWh | GS
8784 | 0 | 0 | [6 empty] | 2019-11-01 | 1 | 2.6361 | 122912.8151 | kWh | GS
8784 | 0 | 0 | [6 empty] | 2019-11-01 | 2 | 2.3477 | 109462.5365 | kWh | GS
8784 | 0 | 0 | [6 empty] | 2019-11-01 | 3 | 2.1596 | 100694.2546 | kWh | GS
8784 | 0 | 0 | [6 empty] | 2019-11-01 | 4 | 2.0344 | 94854.17 | kWh | GS
8784 | 0 | 0 | [6 empty] | 2019-11-01 | 5 | 2.0026 | 93373.0271 | kWh | GS
8784 | 0 | 0 | [6 empty] | 2019-11-01 | 6 | 1.9955 | 93042.5598 | kWh | GS
8784 | 0 | 0 | [6 empty] | 2019-11-01 | 7 | 2.0826 | 97104.794 | kWh | GS
8784 | 0 | 0 | [6 empty] | 2019-11-01 | 8 | 2.2825 | 106423.3043 | kWh | GS
8784 | 0 | 0 | [6 empty] | 2019-11-01 | 9 | 2.4402 | 113775.4681 | kWh | GS
8784 | 0 | 0 | [6 empty] | 2019-11-01 | 10 | 2.6155 | 121951.8082 | kWh | GS
8784 | 0 | 0 | [6 empty] | 2019-11-01 | 11 | 2.8104 | 131037.5668 | kWh | GS
8784 | 0 | 0 | [6 empty] | 2019-11-01 | 12 | 3.0522 | 142310.1064 | kWh | GS
8784 | 0 | 0 | [6 empty] | 2019-11-01 | 13 | 3.1647 | 147558.2928 | kWh | GS
8784 | 0 | 0 | [6 empty] | 2019-11-01 | 14 | 3.233 | 150743.1781 | kWh | GS
8784 | 0 | 0 | [6 empty] | 2019-11-01 | 15 | 3.1751 | 148040.1501 | kWh | GS
8784 | 0 | 0 | [6 empty] | 2019-11-01 | 16 | 3.1947 | 148954.0063 | kWh | GS
8784 | 0 | 0 | [6 empty] | 2019-11-01 | 17 | 2.9832 | 139095.697 | kWh | GS
8784 | 0 | 0 | [6 empty] | 2019-11-01 | 18 | 2.8037 | 130726.8851 | kWh | GS
8784 | 0 | 0 | [6 empty] | 2019-11-01 | 19 | 2.6651 | 124262.2452 | kWh | GS
8784 | 0 | 0 | [6 empty] | 2019-11-01 | 20 | 2.6248 | 122381.8823 | kWh | GS
8784 | 0 | 0 | [6 empty] | 2019-11-01 | 21 | 2.6828 | 125089.467 | kWh | GS
8784 | 0 | 0 | [6 empty] | 2019-11-01 | 22 | 2.5296 | 117944.3344 | kWh | GS
8784 | 0 | 0 | [6 empty] | 2019-11-01 | 23 | 2.3481 | 109480.35 | kWh | GS
8784 | 0 | 0 | [6 empty] | 2019-11-01 | 24 | 2.2242 | 103707.4878 | kWh | GS
8784 | 0 | 0 | [6 empty] | 2019-11-02 | 1 | 2.0475 | 95465.6509 | kWh | GS
8784 | 0 | 0 | [6 empty] | 2019-11-02 | 2 | 1.9568 | 91239.2974 | kWh | GS
8784 | 0 | 0 | [6 empty] | 2019-11-02 | 3 | 1.8638 | 86901.0696 | kWh | GS
8784 | 0 | 0 | [6 empty] | 2019-11-02 | 4 | 1.8205 | 84883.2861 | kWh | GS
8784 | 0 | 0 | [6 empty] | 2019-11-02 | 5 | 1.801 | 83973.3325 | kWh | GS
8784 | 0 | 0 | [6 empty] | 2019-11-02 | 6 | 1.8026 | 84046.28 | kWh | GS
8784 | 0 | 0 | [6 empty] | 2019-11-02 | 7 | 1.8454 | 86041.3699 | kWh | GS
8784 | 0 | 0 | [6 empty] | 2019-11-02 | 8 | 1.925 | 89755.8757 | kWh | GS
8784 | 0 | 0 | [6 empty] | 2019-11-02 | 9 | 2.0061 | 93535.8852 | kWh | GS
8784 | 0 | 0 | [6 empty] | 2019-11-02 | 10 | 1.9589 | 91336.1448 | kWh | GS
8784 | 0 | 0 | [6 empty] | 2019-11-02 | 11 | 2.1354 | 99565.6748 | kWh | GS
8784 | 0 | 0 | [6 empty] | 2019-11-02 | 12 | 2.2968 | 107090.2028 | kWh | GS
8784 | 0 | 0 | [6 empty] | 2019-11-02 | 13 | 2.384 | 111155.1276 | kWh | GS
8784 | 0 | 0 | [6 empty] | 2019-11-02 | 14 | 2.3935 | 111600.0179 | kWh | GS
8784 | 0 | 0 | [6 empty] | 2019-11-02 | 15 | 2.3559 | 109846.5491 | kWh | GS
8784 | 0 | 0 | [6 empty] | 2019-11-02 | 16 | 2.3363 | 108933.9115 | kWh | GS
8784 | 0 | 0 | [6 empty] | 2019-11-02 | 17 | 2.3127 | 107833.1907 | kWh | GS
8784 | 0 | 0 | [6 empty] | 2019-11-02 | 18 | 2.3006 | 107268.6546 | kWh | GS
8784 | 0 | 0 | [6 empty] | 2019-11-02 | 19 | 2.3019 | 107327.6054 | kWh | GS
8784 | 0 | 0 | [6 empty] | 2019-11-02 | 20 | 2.3424 | 109214.5275 | kWh | GS
8784 | 0 | 0 | [6 empty] | 2019-11-02 | 21 | 2.3997 | 111888.7887 | kWh | GS
8784 | 0 | 0 | [6 empty] | 2019-11-02 | 22 | 2.3531 | 109714.4227 | kWh | GS
8784 | 0 | 0 | [6 empty] | 2019-11-02 | 23 | 2.2913 | 106836.1899 | kWh | GS
8784 | 0 | 0 | [6 empty] | 2019-11-02 | 24 | 2.126 | 99127.6683 | kWh | GS
8784 | 0 | 0 | [6 empty] | 2019-11-03 | 1 | 2.0002 | 93259.4348 | kWh | GS
8784 | 0 | 0 | [6 empty] | 2019-11-03 | 2 | 1.9475 | 90803.8263 | kWh | GS
8784 | 0 | 0 | [6 empty] | 2019-11-03 | 3 | 1.9177 | 89414.7285 | kWh | GS
8784 | 0 | 0 | [6 empty] | 2019-11-03 | 4 | 1.8926 | 88243.1524 | kWh | GS
8784 | 0 | 0 | [6 empty] | 2019-11-03 | 5 | 1.8657 | 86990.6709 | kWh | GS
8784 | 0 | 0 | [6 empty] | 2019-11-03 | 6 | 1.8244 | 85063.7423 | kWh | GS
8784 | 0 | 0 | [6 empty] | 2019-11-03 | 7 | 1.8196 | 84842.1454 | kWh | GS
8784 | 0 | 0 | [6 empty] | 2019-11-03 | 8 | 1.8439 | 85971.7347 | kWh | GS
8784 | 0 | 0 | [6 empty] | 2019-11-03 | 9 | 1.7933 | 83615.6938 | kWh | GS
8784 | 0 | 0 | [6 empty] | 2019-11-03 | 10 | 1.6857 | 78595.2748 | kWh | GS
8784 | 0 | 0 | [6 empty] | 2019-11-03 | 11 | 1.8723 | 87298.6232 | kWh | GS
8784 | 0 | 0 | [6 empty] | 2019-11-03 | 12 | 2.1148 | 98602.9844 | kWh | GS
8784 | 0 | 0 | [6 empty] | 2019-11-03 | 13 | 2.2833 | 106460.9726 | kWh | GS
8784 | 0 | 0 | [6 empty] | 2019-11-03 | 14 | 2.4018 | 111987.0419 | kWh | GS
8784 | 0 | 0 | [6 empty] | 2019-11-03 | 15 | 2.4547 | 114451.0007 | kWh | GS
8784 | 0 | 0 | [6 empty] | 2019-11-03 | 16 | 2.3916 | 111510.1114 | kWh | GS
8784 | 0 | 0 | [6 empty] | 2019-11-03 | 17 | 2.3852 | 111211.3341 | kWh | GS
8784 | 0 | 0 | [6 empty] | 2019-11-03 | 18 | 2.391 | 111481.977 | kWh | GS
8784 | 0 | 0 | [6 empty] | 2019-11-03 | 19 | 2.3735 | 110665.8235 | kWh | GS
8784 | 0 | 0 | [6 empty] | 2019-11-03 | 20 | 2.3873 | 111308.3917 | kWh | GS
8784 | 0 | 0 | [6 empty] | 2019-11-03 | 21 | 2.4541 | 114424.4245 | kWh | GS
8784 | 0 | 0 | [6 empty] | 2019-11-03 | 22 | 2.3058 | 107512.2542 | kWh | GS
8784 | 0 | 0 | [6 empty] | 2019-11-03 | 23 | 2.1958 | 102383.5406 | kWh | GS
8784 | 0 | 0 | [6 empty] | 2019-11-03 | 24 | 2.0754 | 96766.1364 | kWh | GS
8784 | 0 | 0 | [6 empty] | 2019-11-04 | 1 | 1.988 | 92692.5501 | kWh | GS
8784 | 0 | 0 | [6 empty] | 2019-11-04 | 2 | 1.8967 | 88436.9957 | kWh | GS
8784 | 0 | 0 | [6 empty] | 2019-11-04 | 3 | 1.8432 | 85940.4308 | kWh | GS
8784 | 0 | 0 | [6 empty] | 2019-11-04 | 4 | 1.7883 | 83380.0955 | kWh | GS
8784 | 0 | 0 | [6 empty] | 2019-11-04 | 5 | 1.7906 | 83488.6017 | kWh | GS
8784 | 0 | 0 | [6 empty] | 2019-11-04 | 6 | 1.8485 | 86187.8157 | kWh | GS
8784 | 0 | 0 | [6 empty] | 2019-11-04 | 7 | 1.9469 | 90777.2619 | kWh | GS
8784 | 0 | 0 | [6 empty] | 2019-11-04 | 8 | 2.1116 | 98455.2006 | kWh | GS
8784 | 0 | 0 | [6 empty] | 2019-11-04 | 9 | 2.3113 | 107767.6027 | kWh | GS
8784 | 0 | 0 | [6 empty] | 2019-11-04 | 10 | 2.7602 | 128698.7946 | kWh | GS
8784 | 0 | 0 | [6 empty] | 2019-11-04 | 11 | 3.1941 | 148930.0934 | kWh | GS
8784 | 0 | 0 | [6 empty] | 2019-11-04 | 12 | 3.5323 | 164697.4138 | kWh | GS
8784 | 0 | 0 | [6 empty] | 2019-11-04 | 13 | 3.7254 | 173700.0508 | kWh | GS
8784 | 0 | 0 | [6 empty] | 2019-11-04 | 14 | 3.7145 | 173191.106 | kWh | GS
8784 | 0 | 0 | [6 empty] | 2019-11-04 | 15 | 3.7389 | 174330.9945 | kWh | GS
8784 | 0 | 0 | [6 empty] | 2019-11-04 | 16 | 3.7545 | 175057.517 | kWh | GS
8784 | 0 | 0 | [6 empty] | 2019-11-04 | 17 | 3.6134 | 168476.5963 | kWh | GS
8784 | 0 | 0 | [6 empty] | 2019-11-04 | 18 | 3.3248 | 155022.6371 | kWh | GS
8784 | 0 | 0 | [6 empty] | 2019-11-04 | 19 | 3.0619 | 142764.0499 | kWh | GS
8784 | 0 | 0 | [6 empty] | 2019-11-04 | 20 | 2.9988 | 139823.8896 | kWh | GS
8784 | 0 | 0 | [6 empty] | 2019-11-04 | 21 | 2.8668 | 133665.6269 | kWh | GS
8784 | 0 | 0 | [6 empty] | 2019-11-04 | 22 | 2.6485 | 123491.061 | kWh | GS
8784 | 0 | 0 | [6 empty] | 2019-11-04 | 23 | 2.4128 | 112497.9234 | kWh | GS
8784 | 0 | 0 | [6 empty] | 2019-11-04 | 24 | 2.2422 | 104543.8317 | kWh | GS
8784 | 0 | 0 | [6 empty] | 2019-11-05 | 1 | 2.1277 | 99205.9356 | kWh | GS
8784 | 0 | 0 | [6 empty] | 2019-11-05 | 2 | 2.0667 | 96360.1634 | kWh | GS
8784 | 0 | 0 | [6 empty] | 2019-11-05 | 3 | 2.0057 | 93515.5745 | kWh | GS
8784 | 0 | 0 | [6 empty] | 2019-11-05 | 4 | 1.9702 | 91861.2493 | kWh | GS
8784 | 0 | 0 | [6 empty] | 2019-11-05 | 5 | 1.9683 | 91774.947 | kWh | GS
8784 | 0 | 0 | [6 empty] | 2019-11-05 | 6 | 1.9923 | 92892.4067 | kWh | GS
8784 | 0 | 0 | [6 empty] | 2019-11-05 | 7 | 2.1244 | 99052.8939 | kWh | GS
8784 | 0 | 0 | [6 empty] | 2019-11-05 | 8 | 2.372 | 110596.5096 | kWh | GS
8784 | 0 | 0 | [6 empty] | 2019-11-05 | 9 | 2.5537 | 119067.7954 | kWh | GS
8784 | 0 | 0 | [6 empty] | 2019-11-05 | 10 | 3.0798 | 143597.798 | kWh | GS
8784 | 0 | 0 | [6 empty] | 2019-11-05 | 11 | 3.5191 | 164080.8671 | kWh | GS
8784 | 0 | 0 | [6 empty] | 2019-11-05 | 12 | 3.8359 | 178853.1813 | kWh | GS
8784 | 0 | 0 | [6 empty] | 2019-11-05 | 13 | 4.037 | 188228.6242 | kWh | GS
8784 | 0 | 0 | [6 empty] | 2019-11-05 | 14 | 4.1349 | 192791.7563 | kWh | GS
8784 | 0 | 0 | [6 empty] | 2019-11-05 | 15 | 4.1295 | 192540.3979 | kWh | GS
8784 | 0 | 0 | [6 empty] | 2019-11-05 | 16 | 4.1095 | 191607.6592 | kWh | GS
8784 | 0 | 0 | [6 empty] | 2019-11-05 | 17 | 3.9276 | 183126.5844 | kWh | GS
8784 | 0 | 0 | [6 empty] | 2019-11-05 | 18 | 3.6537 | 170356.595 | kWh | GS
8784 | 0 | 0 | [6 empty] | 2019-11-05 | 19 | 3.352 | 156291.2557 | kWh | GS
8784 | 0 | 0 | [6 empty] | 2019-11-05 | 20 | 3.2727 | 152592.745 | kWh | GS
8784 | 0 | 0 | [6 empty] | 2019-11-05 | 21 | 3.0358 | 141547.3877 | kWh | GS
8784 | 0 | 0 | [6 empty] | 2019-11-05 | 22 | 2.7737 | 129326.7967 | kWh | GS
8784 | 0 | 0 | [6 empty] | 2019-11-05 | 23 | 2.4916 | 116173.9081 | kWh | GS
8784 | 0 | 0 | [6 empty] | 2019-11-05 | 24 | 2.2604 | 105391.1445 | kWh | GS
8784 | 0 | 0 | [6 empty] | 2019-11-06 | 1 | 2.1739 | 101361.2295 | kWh | GS
8784 | 0 | 0 | [6 empty] | 2019-11-06 | 2 | 2.0751 | 96751.7768 | kWh | GS
8784 | 0 | 0 | [6 empty] | 2019-11-06 | 3 | 1.9887 | 92726.022 | kWh | GS
8784 | 0 | 0 | [6 empty] | 2019-11-06 | 4 | 1.9775 | 92204.9751 | kWh | GS
8784 | 0 | 0 | [6 empty] | 2019-11-06 | 5 | 1.958 | 91291.9999 | kWh | GS
8784 | 0 | 0 | [6 empty] | 2019-11-06 | 6 | 2.0166 | 94027.778 | kWh | GS
8784 | 0 | 0 | [6 empty] | 2019-11-06 | 7 | 2.1596 | 100694.5378 | kWh | GS
8784 | 0 | 0 | [6 empty] | 2019-11-06 | 8 | 2.345 | 109338.9445 | kWh | GS
8784 | 0 | 0 | [6 empty] | 2019-11-06 | 9 | 2.6103 | 121708.7992 | kWh | GS
8784 | 0 | 0 | [6 empty] | 2019-11-06 | 10 | 3.1282 | 145856.1841 | kWh | GS
8784 | 0 | 0 | [6 empty] | 2019-11-06 | 11 | 3.6396 | 169697.7175 | kWh | GS
8784 | 0 | 0 | [6 empty] | 2019-11-06 | 12 | 3.9044 | 182047.8716 | kWh | GS
8784 | 0 | 0 | [6 empty] | 2019-11-06 | 13 | 4.0712 | 189823.4359 | kWh | GS
8784 | 0 | 0 | [6 empty] | 2019-11-06 | 14 | 4.1724 | 194541.1838 | kWh | GS
8784 | 0 | 0 | [6 empty] | 2019-11-06 | 15 | 4.2316 | 197301.7633 | kWh | GS
8784 | 0 | 0 | [6 empty] | 2019-11-06 | 16 | 4.2754 | 199345.056 | kWh | GS
8784 | 0 | 0 | [6 empty] | 2019-11-06 | 17 | 4.0874 | 190579.2895 | kWh | GS
8784 | 0 | 0 | [6 empty] | 2019-11-06 | 18 | 3.7824 | 176360.12 | kWh | GS
8784 | 0 | 0 | [6 empty] | 2019-11-06 | 19 | 3.4319 | 160016.557 | kWh | GS
8784 | 0 | 0 | [6 empty] | 2019-11-06 | 20 | 3.3502 | 156206.3038 | kWh | GS
8784 | 0 | 0 | [6 empty] | 2019-11-06 | 21 | 3.1326 | 146060.6158 | kWh | GS
8784 | 0 | 0 | [6 empty] | 2019-11-06 | 22 | 2.834 | 132139.2137 | kWh | GS
8784 | 0 | 0 | [6 empty] | 2019-11-06 | 23 | 2.5979 | 121131.7119 | kWh | GS
8784 | 0 | 0 | [6 empty] | 2019-11-06 | 24 | 2.3683 | 110422.2527 | kWh | GS
8784 | 0 | 0 | [6 empty] | 2019-11-07 | 1 | 2.2342 | 104172.8616 | kWh | GS
8784 | 0 | 0 | [6 empty] | 2019-11-07 | 2 | 2.1424 | 99889.3693 | kWh | GS
8784 | 0 | 0 | [6 empty] | 2019-11-07 | 3 | 2.069 | 96466.991 | kWh | GS
8784 | 0 | 0 | [6 empty] | 2019-11-07 | 4 | 2.034 | 94835.3705 | kWh | GS
8784 | 0 | 0 | [6 empty] | 2019-11-07 | 5 | 1.9879 | 92690.0542 | kWh | GS
8784 | 0 | 0 | [6 empty] | 2019-11-07 | 6 | 2.0789 | 96933.031 | kWh | GS
8784 | 0 | 0 | [6 empty] | 2019-11-07 | 7 | 2.2121 | 103139.2556 | kWh | GS
8784 | 0 | 0 | [6 empty] | 2019-11-07 | 8 | 2.4367 | 113612.8621 | kWh | GS
8784 | 0 | 0 | [6 empty] | 2019-11-07 | 9 | 2.8083 | 130940.277 | kWh | GS
8784 | 0 | 0 | [6 empty] | 2019-11-07 | 10 | 3.3623 | 156771.9386 | kWh | GS
8784 | 0 | 0 | [6 empty] | 2019-11-07 | 11 | 3.9364 | 183540.8852 | kWh | GS
8784 | 0 | 0 | [6 empty] | 2019-11-07 | 12 | 4.2582 | 198541.7183 | kWh | GS
8784 | 0 | 0 | [6 empty] | 2019-11-07 | 13 | 4.6138 | 215121.1868 | kWh | GS
8784 | 0 | 0 | [6 empty] | 2019-11-07 | 14 | 4.7773 | 222747.7496 | kWh | GS
8784 | 0 | 0 | [6 empty] | 2019-11-07 | 15 | 4.8013 | 223867.0949 | kWh | GS
8784 | 0 | 0 | [6 empty] | 2019-11-07 | 16 | 4.8634 | 226759.013 | kWh | GS
8784 | 0 | 0 | [6 empty] | 2019-11-07 | 17 | 4.5834 | 213706.629 | kWh | GS
8784 | 0 | 0 | [6 empty] | 2019-11-07 | 18 | 4.2154 | 196546.7809 | kWh | GS
8784 | 0 | 0 | [6 empty] | 2019-11-07 | 19 | 3.7526 | 174967.0674 | kWh | GS
8784 | 0 | 0 | [6 empty] | 2019-11-07 | 20 | 3.5518 | 165604.6185 | kWh | GS
8784 | 0 | 0 | [6 empty] | 2019-11-07 | 21 | 3.2648 | 152223.1984 | kWh | GS
8784 | 0 | 0 | [6 empty] | 2019-11-07 | 22 | 3.0373 | 141615.8522 | kWh | GS
8784 | 0 | 0 | [6 empty] | 2019-11-07 | 23 | 2.6855 | 125213.3615 | kWh | GS
8784 | 0 | 0 | [6 empty] | 2019-11-07 | 24 | 2.4592 | 114662.6541 | kWh | GS
8784 | 0 | 0 | [6 empty] | 2019-11-08 | 1 | 2.313 | 107846.6697 | kWh | GS
8784 | 0 | 0 | [6 empty] | 2019-11-08 | 2 | 2.2221 | 103606.9947 | kWh | GS
8784 | 0 | 0 | [6 empty] | 2019-11-08 | 3 | 2.1498 | 100236.4762 | kWh | GS
8784 | 0 | 0 | [6 empty] | 2019-11-08 | 4 | 2.1001 | 97920.5977 | kWh | GS
8784 | 0 | 0 | [6 empty] | 2019-11-08 | 5 | 2.0983 | 97835.4044 | kWh | GS
8784 | 0 | 0 | [6 empty] | 2019-11-08 | 6 | 2.1211 | 98896.6653 | kWh | GS
8784 | 0 | 0 | [6 empty] | 2019-11-08 | 7 | 2.2603 | 105389.9235 | kWh | GS
8784 | 0 | 0 | [6 empty] | 2019-11-08 | 8 | 2.458 | 114606.3895 | kWh | GS
8784 | 0 | 0 | [6 empty] | 2019-11-08 | 9 | 2.6531 | 123702.4634 | kWh | GS
8784 | 0 | 0 | [6 empty] | 2019-11-08 | 10 | 2.9756 | 138742.0215 | kWh | GS
8784 | 0 | 0 | [6 empty] | 2019-11-08 | 11 | 3.1341 | 146130.5258 | kWh | GS
8784 | 0 | 0 | [6 empty] | 2019-11-08 | 12 | 3.2294 | 150573.0719 | kWh | GS
8784 | 0 | 0 | [6 empty] | 2019-11-08 | 13 | 3.2425 | 151187.1134 | kWh | GS
8784 | 0 | 0 | [6 empty] | 2019-11-08 | 14 | 3.2478 | 151431.7206 | kWh | GS
8784 | 0 | 0 | [6 empty] | 2019-11-08 | 15 | 3.1868 | 148586.8263 | kWh | GS
8784 | 0 | 0 | [6 empty] | 2019-11-08 | 16 | 3.132 | 146032.5191 | kWh | GS
8784 | 0 | 0 | [6 empty] | 2019-11-08 | 17 | 3.0115 | 140413.7022 | kWh | GS
8784 | 0 | 0 | [6 empty] | 2019-11-08 | 18 | 2.878 | 134191.4298 | kWh | GS
8784 | 0 | 0 | [6 empty] | 2019-11-08 | 19 | 2.7617 | 128768.4586 | kWh | GS
8784 | 0 | 0 | [6 empty] | 2019-11-08 | 20 | 2.7103 | 126371.2774 | kWh | GS
8784 | 0 | 0 | [6 empty] | 2019-11-08 | 21 | 2.5832 | 120446.4622 | kWh | GS
8784 | 0 | 0 | [6 empty] | 2019-11-08 | 22 | 2.4138 | 112544.2293 | kWh | GS
8784 | 0 | 0 | [6 empty] | 2019-11-08 | 23 | 2.2759 | 106114.2204 | kWh | GS
8784 | 0 | 0 | [6 empty] | 2019-11-08 | 24 | 2.1152 | 98622.4756 | kWh | GS
8784 | 0 | 0 | [6 empty] | 2019-11-09 | 1 | 1.9692 | 91814.5491 | kWh | GS
8784 | 0 | 0 | [6 empty] | 2019-11-09 | 2 | 1.8881 | 88035.8717 | kWh | GS
8784 | 0 | 0 | [6 empty] | 2019-11-09 | 3 | 1.8228 | 84988.4444 | kWh | GS
8784 | 0 | 0 | [6 empty] | 2019-11-09 | 4 | 1.7739 | 82709.1019 | kWh | GS
8784 | 0 | 0 | [6 empty] | 2019-11-09 | 5 | 1.7538 | 81773.5261 | kWh | GS
8784 | 0 | 0 | [6 empty] | 2019-11-09 | 6 | 1.7742 | 82725.8212 | kWh | GS
8784 | 0 | 0 | [6 empty] | 2019-11-09 | 7 | 1.8295 | 85302.9347 | kWh | GS
8784 | 0 | 0 | [6 empty] | 2019-11-09 | 8 | 1.8493 | 86225.2427 | kWh | GS
8784 | 0 | 0 | [6 empty] | 2019-11-09 | 9 | 1.8282 | 85243.9485 | kWh | GS
8784 | 0 | 0 | [6 empty] | 2019-11-09 | 10 | 1.9497 | 90908.0173 | kWh | GS
8784 | 0 | 0 | [6 empty] | 2019-11-09 | 11 | 2.1079 | 98284.2511 | kWh | GS
8784 | 0 | 0 | [6 empty] | 2019-11-09 | 12 | 2.2267 | 103823.1995 | kWh | GS
8784 | 0 | 0 | [6 empty] | 2019-11-09 | 13 | 2.3045 | 107448.6402 | kWh | GS
8784 | 0 | 0 | [6 empty] | 2019-11-09 | 14 | 2.309 | 107658.7506 | kWh | GS
8784 | 0 | 0 | [6 empty] | 2019-11-09 | 15 | 2.3391 | 109061.2966 | kWh | GS
8784 | 0 | 0 | [6 empty] | 2019-11-09 | 16 | 2.3136 | 107871.8025 | kWh | GS
8784 | 0 | 0 | [6 empty] | 2019-11-09 | 17 | 2.259 | 105329.1859 | kWh | GS
8784 | 0 | 0 | [6 empty] | 2019-11-09 | 18 | 2.2352 | 104218.652 | kWh | GS
8784 | 0 | 0 | [6 empty] | 2019-11-09 | 19 | 2.3317 | 108718.3463 | kWh | GS
8784 | 0 | 0 | [6 empty] | 2019-11-09 | 20 | 2.4222 | 112939.2973 | kWh | GS
8784 | 0 | 0 | [6 empty] | 2019-11-09 | 21 | 2.3262 | 108463.5935 | kWh | GS
8784 | 0 | 0 | [6 empty] | 2019-11-09 | 22 | 2.3001 | 107246.4088 | kWh | GS
8784 | 0 | 0 | [6 empty] | 2019-11-09 | 23 | 2.1858 | 101914.5571 | kWh | GS
8784 | 0 | 0 | [6 empty] | 2019-11-09 | 24 | 2.0587 | 95988.7403 | kWh | GS
8784 | 0 | 0 | [6 empty] | 2019-11-10 | 1 | 1.9687 | 91794.0734 | kWh | GS
8784 | 0 | 0 | [6 empty] | 2019-11-10 | 2 | 1.9309 | 90030.7498 | kWh | GS
8784 | 0 | 0 | [6 empty] | 2019-11-10 | 3 | 1.8831 | 87802.0362 | kWh | GS
8784 | 0 | 0 | [6 empty] | 2019-11-10 | 4 | 1.861 | 86770.5796 | kWh | GS
8784 | 0 | 0 | [6 empty] | 2019-11-10 | 5 | 1.8128 | 84521.6827 | kWh | GS
8784 | 0 | 0 | [6 empty] | 2019-11-10 | 6 | 1.8262 | 85148.6627 | kWh | GS
8784 | 0 | 0 | [6 empty] | 2019-11-10 | 7 | 1.842 | 85885.73 | kWh | GS
8784 | 0 | 0 | [6 empty] | 2019-11-10 | 8 | 1.8199 | 84852.4834 | kWh | GS
8784 | 0 | 0 | [6 empty] | 2019-11-10 | 9 | 1.7527 | 81721.9933 | kWh | GS
8784 | 0 | 0 | [6 empty] | 2019-11-10 | 10 | 1.8676 | 87076.6917 | kWh | GS
8784 | 0 | 0 | [6 empty] | 2019-11-10 | 11 | 2.0491 | 95541.3331 | kWh | GS
8784 | 0 | 0 | [6 empty] | 2019-11-10 | 12 | 2.0853 | 97230.9021 | kWh | GS
8784 | 0 | 0 | [6 empty] | 2019-11-10 | 13 | 2.2461 | 104727.5077 | kWh | GS
8784 | 0 | 0 | [6 empty] | 2019-11-10 | 14 | 2.2761 | 106126.9606 | kWh | GS
8784 | 0 | 0 | [6 empty] | 2019-11-10 | 15 | 2.2773 | 106181.3119 | kWh | GS
8784 | 0 | 0 | [6 empty] | 2019-11-10 | 16 | 2.2636 | 105540.6929 | kWh | GS
8784 | 0 | 0 | [6 empty] | 2019-11-10 | 17 | 2.2382 | 104358.4804 | kWh | GS
8784 | 0 | 0 | [6 empty] | 2019-11-10 | 18 | 2.222 | 103603.1248 | kWh | GS
8784 | 0 | 0 | [6 empty] | 2019-11-10 | 19 | 2.2922 | 106878.3085 | kWh | GS
8784 | 0 | 0 | [6 empty] | 2019-11-10 | 20 | 2.3648 | 110260.5674 | kWh | GS
8784 | 0 | 0 | [6 empty] | 2019-11-10 | 21 | 2.2718 | 105923.2974 | kWh | GS
8784 | 0 | 0 | [6 empty] | 2019-11-10 | 22 | 2.1868 | 101962.9332 | kWh | GS
8784 | 0 | 0 | [6 empty] | 2019-11-10 | 23 | 2.0578 | 95945.7816 | kWh | GS
8784 | 0 | 0 | [6 empty] | 2019-11-10 | 24 | 1.9504 | 90937.9242 | kWh | GS
8784 | 0 | 0 | [6 empty] | 2019-11-11 | 1 | 1.8922 | 88224.3656 | kWh | GS
8784 | 0 | 0 | [6 empty] | 2019-11-11 | 2 | 1.8562 | 86547.6746 | kWh | GS
8784 | 0 | 0 | [6 empty] | 2019-11-11 | 3 | 1.83 | 85324.8472 | kWh | GS
8784 | 0 | 0 | [6 empty] | 2019-11-11 | 4 | 1.8053 | 84175.492 | kWh | GS
8784 | 0 | 0 | [6 empty] | 2019-11-11 | 5 | 1.7987 | 83867.1096 | kWh | GS
8784 | 0 | 0 | [6 empty] | 2019-11-11 | 6 | 1.8266 | 85167.446 | kWh | GS
8784 | 0 | 0 | [6 empty] | 2019-11-11 | 7 | 1.9722 | 91954.2331 | kWh | GS
8784 | 0 | 0 | [6 empty] | 2019-11-11 | 8 | 2.0983 | 97833.2448 | kWh | GS
8784 | 0 | 0 | [6 empty] | 2019-11-11 | 9 | 2.2834 | 106464.3276 | kWh | GS
8784 | 0 | 0 | [6 empty] | 2019-11-11 | 10 | 2.5278 | 117860.6925 | kWh | GS
8784 | 0 | 0 | [6 empty] | 2019-11-11 | 11 | 2.7183 | 126744.587 | kWh | GS
8784 | 0 | 0 | [6 empty] | 2019-11-11 | 12 | 2.9192 | 136111.4271 | kWh | GS
8784 | 0 | 0 | [6 empty] | 2019-11-11 | 13 | 3.1386 | 146339.7214 | kWh | GS
8784 | 0 | 0 | [6 empty] | 2019-11-11 | 14 | 3.2563 | 151829.4874 | kWh | GS
8784 | 0 | 0 | [6 empty] | 2019-11-11 | 15 | 3.32 | 154798.204 | kWh | GS
8784 | 0 | 0 | [6 empty] | 2019-11-11 | 16 | 3.4456 | 160653.4864 | kWh | GS
8784 | 0 | 0 | [6 empty] | 2019-11-11 | 17 | 3.2657 | 152266.697 | kWh | GS
8784 | 0 | 0 | [6 empty] | 2019-11-11 | 18 | 3.0121 | 140441.583 | kWh | GS
8784 | 0 | 0 | [6 empty] | 2019-11-11 | 19 | 2.8226 | 131605.5714 | kWh | GS
8784 | 0 | 0 | [6 empty] | 2019-11-11 | 20 | 2.759 | 128640.6361 | kWh | GS
8784 | 0 | 0 | [6 empty] | 2019-11-11 | 21 | 2.5258 | 117769.5133 | kWh | GS
8784 | 0 | 0 | [6 empty] | 2019-11-11 | 22 | 2.374 | 110688.8292 | kWh | GS
8784 | 0 | 0 | [6 empty] | 2019-11-11 | 23 | 2.1952 | 102353.3083 | kWh | GS
8784 | 0 | 0 | [6 empty] | 2019-11-11 | 24 | 2.0224 | 94296.673 | kWh | GS
8784 | 0 | 0 | [6 empty] | 2019-11-12 | 1 | 1.9012 | 88645.8589 | kWh | GS
8784 | 0 | 0 | [6 empty] | 2019-11-12 | 2 | 1.8518 | 86340.8162 | kWh | GS
8784 | 0 | 0 | [6 empty] | 2019-11-12 | 3 | 1.8036 | 84096.2743 | kWh | GS
8784 | 0 | 0 | [6 empty] | 2019-11-12 | 4 | 1.7807 | 83024.7057 | kWh | GS
8784 | 0 | 0 | [6 empty] | 2019-11-12 | 5 | 1.7601 | 82066.7671 | kWh | GS
8784 | 0 | 0 | [6 empty] | 2019-11-12 | 6 | 1.7944 | 83664.3983 | kWh | GS
8784 | 0 | 0 | [6 empty] | 2019-11-12 | 7 | 1.9429 | 90591.8303 | kWh | GS
8784 | 0 | 0 | [6 empty] | 2019-11-12 | 8 | 2.054 | 95768.0713 | kWh | GS
8784 | 0 | 0 | [6 empty] | 2019-11-12 | 9 | 2.3057 | 107506.875 | kWh | GS
8784 | 0 | 0 | [6 empty] | 2019-11-12 | 10 | 2.7562 | 128511.2625 | kWh | GS
8784 | 0 | 0 | [6 empty] | 2019-11-12 | 11 | 3.1498 | 146863.3632 | kWh | GS
8784 | 0 | 0 | [6 empty] | 2019-11-12 | 12 | 3.4623 | 161434.4402 | kWh | GS
8784 | 0 | 0 | [6 empty] | 2019-11-12 | 13 | 3.728 | 173823.5914 | kWh | GS
8784 | 0 | 0 | [6 empty] | 2019-11-12 | 14 | 3.957 | 184500.4789 | kWh | GS
8784 | 0 | 0 | [6 empty] | 2019-11-12 | 15 | 4.0395 | 188346.6188 | kWh | GS
8784 | 0 | 0 | [6 empty] | 2019-11-12 | 16 | 3.9759 | 185380.0546 | kWh | GS
8784 | 0 | 0 | [6 empty] | 2019-11-12 | 17 | 3.55 | 165523.8223 | kWh | GS
8784 | 0 | 0 | [6 empty] | 2019-11-12 | 18 | 3.1909 | 148780.2338 | kWh | GS
8784 | 0 | 0 | [6 empty] | 2019-11-12 | 19 | 2.9619 | 138102.5849 | kWh | GS
8784 | 0 | 0 | [6 empty] | 2019-11-12 | 20 | 2.8181 | 131395.0126 | kWh | GS
8784 | 0 | 0 | [6 empty] | 2019-11-12 | 21 | 2.6079 | 121596.3503 | kWh | GS
8784 | 0 | 0 | [6 empty] | 2019-11-12 | 22 | 2.4361 | 113586.8609 | kWh | GS
8784 | 0 | 0 | [6 empty] | 2019-11-12 | 23 | 2.2037 | 102747.7743 | kWh | GS
8784 | 0 | 0 | [6 empty] | 2019-11-12 | 24 | 2.035 | 94883.6205 | kWh | GS
8784 | 0 | 0 | [6 empty] | 2019-11-13 | 1 | 1.9766 | 92159.1382 | kWh | GS
8784 | 0 | 0 | [6 empty] | 2019-11-13 | 2 | 1.9139 | 89239.8309 | kWh | GS
8784 | 0 | 0 | [6 empty] | 2019-11-13 | 3 | 1.9017 | 88667.9296 | kWh | GS
8784 | 0 | 0 | [6 empty] | 2019-11-13 | 4 | 1.8745 | 87400.4799 | kWh | GS
8784 | 0 | 0 | [6 empty] | 2019-11-13 | 5 | 1.9108 | 89093.3246 | kWh | GS
8784 | 0 | 0 | [6 empty] | 2019-11-13 | 6 | 1.9819 | 92410.1314 | kWh | GS
8784 | 0 | 0 | [6 empty] | 2019-11-13 | 7 | 2.1479 | 100147.0928 | kWh | GS
8784 | 0 | 0 | [6 empty] | 2019-11-13 | 8 | 2.4284 | 113226.1606 | kWh | GS
8784 | 0 | 0 | [6 empty] | 2019-11-13 | 9 | 2.7685 | 129083.3788 | kWh | GS
8784 | 0 | 0 | [6 empty] | 2019-11-13 | 10 | 3.119 | 145424.3652 | kWh | GS
8784 | 0 | 0 | [6 empty] | 2019-11-13 | 11 | 3.4244 | 159665.8118 | kWh | GS
8784 | 0 | 0 | [6 empty] | 2019-11-13 | 12 | 3.4921 | 162821.9056 | kWh | GS
8784 | 0 | 0 | [6 empty] | 2019-11-13 | 13 | 3.346 | 156012.0037 | kWh | GS
8784 | 0 | 0 | [6 empty] | 2019-11-13 | 14 | 3.2407 | 151103.0968 | kWh | GS
8784 | 0 | 0 | [6 empty] | 2019-11-13 | 15 | 3.1982 | 149118.6049 | kWh | GS
8784 | 0 | 0 | [6 empty] | 2019-11-13 | 16 | 3.1683 | 147723.029 | kWh | GS
8784 | 0 | 0 | [6 empty] | 2019-11-13 | 17 | 3.023 | 140950.2281 | kWh | GS
8784 | 0 | 0 | [6 empty] | 2019-11-13 | 18 | 2.9318 | 136699.9967 | kWh | GS
8784 | 0 | 0 | [6 empty] | 2019-11-13 | 19 | 2.8089 | 130966.3508 | kWh | GS
8784 | 0 | 0 | [6 empty] | 2019-11-13 | 20 | 2.8682 | 133734.6085 | kWh | GS
8784 | 0 | 0 | [6 empty] | 2019-11-13 | 21 | 2.7322 | 127391.18 | kWh | GS
8784 | 0 | 0 | [6 empty] | 2019-11-13 | 22 | 2.5412 | 118484.9812 | kWh | GS
8784 | 0 | 0 | [6 empty] | 2019-11-13 | 23 | 2.4 | 111901.9577 | kWh | GS
8784 | 0 | 0 | [6 empty] | 2019-11-13 | 24 | 2.2565 | 105209.4482 | kWh | GS
8784 | 0 | 0 | [6 empty] | 2019-11-14 | 1 | 2.1838 | 101819.5916 | kWh | GS
8784 | 0 | 0 | [6 empty] | 2019-11-14 | 2 | 2.1117 | 98459.1604 | kWh | GS
8784 | 0 | 0 | [6 empty] | 2019-11-14 | 3 | 2.028 | 94559.2665 | kWh | GS
8784 | 0 | 0 | [6 empty] | 2019-11-14 | 4 | 1.969 | 91808.5063 | kWh | GS
8784 | 0 | 0 | [6 empty] | 2019-11-14 | 5 | 1.9764 | 92149.436 | kWh | GS
8784 | 0 | 0 | [6 empty] | 2019-11-14 | 6 | 2.0053 | 93500.4696 | kWh | GS
8784 | 0 | 0 | [6 empty] | 2019-11-14 | 7 | 2.1424 | 99890.2389 | kWh | GS
8784 | 0 | 0 | [6 empty] | 2019-11-14 | 8 | 2.3572 | 109907.133 | kWh | GS
8784 | 0 | 0 | [6 empty] | 2019-11-14 | 9 | 2.573 | 119969.5143 | kWh | GS
8784 | 0 | 0 | [6 empty] | 2019-11-14 | 10 | 2.8839 | 134462.4113 | kWh | GS
8784 | 0 | 0 | [6 empty] | 2019-11-14 | 11 | 3.0274 | 141154.4152 | kWh | GS
8784 | 0 | 0 | [6 empty] | 2019-11-14 | 12 | 3.1235 | 145636.6631 | kWh | GS
8784 | 0 | 0 | [6 empty] | 2019-11-14 | 13 | 3.1947 | 148955.9074 | kWh | GS
8784 | 0 | 0 | [6 empty] | 2019-11-14 | 14 | 3.1902 | 148747.7034 | kWh | GS
8784 | 0 | 0 | [6 empty] | 2019-11-14 | 15 | 3.1231 | 145616.7401 | kWh | GS
8784 | 0 | 0 | [6 empty] | 2019-11-14 | 16 | 3.1631 | 147481.3659 | kWh | GS
8784 | 0 | 0 | [6 empty] | 2019-11-14 | 17 | 3.0804 | 143624.4116 | kWh | GS
8784 | 0 | 0 | [6 empty] | 2019-11-14 | 18 | 2.9705 | 138502.5705 | kWh | GS
8784 | 0 | 0 | [6 empty] | 2019-11-14 | 19 | 2.8502 | 132892.4987 | kWh | GS
8784 | 0 | 0 | [6 empty] | 2019-11-14 | 20 | 2.7674 | 129032.5603 | kWh | GS
8784 | 0 | 0 | [6 empty] | 2019-11-14 | 21 | 2.6642 | 124222.8144 | kWh | GS
8784 | 0 | 0 | [6 empty] | 2019-11-14 | 22 | 2.5155 | 117289.3466 | kWh | GS
8784 | 0 | 0 | [6 empty] | 2019-11-14 | 23 | 2.3025 | 107354.6454 | kWh | GS
8784 | 0 | 0 | [6 empty] | 2019-11-14 | 24 | 2.1486 | 100178.6039 | kWh | GS
8784 | 0 | 0 | [6 empty] | 2019-11-15 | 1 | 2.0181 | 94097.1095 | kWh | GS
8784 | 0 | 0 | [6 empty] | 2019-11-15 | 2 | 1.9733 | 92004.8506 | kWh | GS
8784 | 0 | 0 | [6 empty] | 2019-11-15 | 3 | 1.9506 | 90948.6169 | kWh | GS
8784 | 0 | 0 | [6 empty] | 2019-11-15 | 4 | 1.9285 | 89918.3845 | kWh | GS
8784 | 0 | 0 | [6 empty] | 2019-11-15 | 5 | 1.9037 | 88760.8423 | kWh | GS
8784 | 0 | 0 | [6 empty] | 2019-11-15 | 6 | 1.9567 | 91232.478 | kWh | GS
8784 | 0 | 0 | [6 empty] | 2019-11-15 | 7 | 2.0549 | 95810.9891 | kWh | GS
8784 | 0 | 0 | [6 empty] | 2019-11-15 | 8 | 2.2799 | 106300.6074 | kWh | GS
8784 | 0 | 0 | [6 empty] | 2019-11-15 | 9 | 2.5082 | 116947.988 | kWh | GS
8784 | 0 | 0 | [6 empty] | 2019-11-15 | 10 | 2.7647 | 128906.4157 | kWh | GS
8784 | 0 | 0 | [6 empty] | 2019-11-15 | 11 | 3.0012 | 139932.254 | kWh | GS
8784 | 0 | 0 | [6 empty] | 2019-11-15 | 12 | 3.1567 | 147186.2353 | kWh | GS
8784 | 0 | 0 | [6 empty] | 2019-11-15 | 13 | 3.2026 | 149325.7974 | kWh | GS
8784 | 0 | 0 | [6 empty] | 2019-11-15 | 14 | 3.1879 | 148638.9027 | kWh | GS
8784 | 0 | 0 | [6 empty] | 2019-11-15 | 15 | 3.0894 | 144045.9847 | kWh | GS
8784 | 0 | 0 | [6 empty] | 2019-11-15 | 16 | 3.0605 | 142700.6928 | kWh | GS
8784 | 0 | 0 | [6 empty] | 2019-11-15 | 17 | 2.9395 | 137056.2689 | kWh | GS
8784 | 0 | 0 | [6 empty] | 2019-11-15 | 18 | 2.862 | 133443.2779 | kWh | GS
8784 | 0 | 0 | [6 empty] | 2019-11-15 | 19 | 2.8502 | 132891.9994 | kWh | GS
8784 | 0 | 0 | [6 empty] | 2019-11-15 | 20 | 2.857 | 133212.6489 | kWh | GS
8784 | 0 | 0 | [6 empty] | 2019-11-15 | 21 | 2.7048 | 126112.5207 | kWh | GS
8784 | 0 | 0 | [6 empty] | 2019-11-15 | 22 | 2.5626 | 119485.0443 | kWh | GS
8784 | 0 | 0 | [6 empty] | 2019-11-15 | 23 | 2.3699 | 110496.8344 | kWh | GS
8784 | 0 | 0 | [6 empty] | 2019-11-15 | 24 | 2.2318 | 104057.7228 | kWh | GS
8784 | 0 | 0 | [6 empty] | 2019-11-16 | 1 | 2.1173 | 98721.0285 | kWh | GS
8784 | 0 | 0 | [6 empty] | 2019-11-16 | 2 | 2.0395 | 95092.6226 | kWh | GS
8784 | 0 | 0 | [6 empty] | 2019-11-16 | 3 | 2.0069 | 93571.818 | kWh | GS
8784 | 0 | 0 | [6 empty] | 2019-11-16 | 4 | 1.9464 | 90752.0841 | kWh | GS
8784 | 0 | 0 | [6 empty] | 2019-11-16 | 5 | 1.9439 | 90637.6965 | kWh | GS
8784 | 0 | 0 | [6 empty] | 2019-11-16 | 6 | 1.9823 | 92425.0727 | kWh | GS
8784 | 0 | 0 | [6 empty] | 2019-11-16 | 7 | 2.071 | 96560.2469 | kWh | GS
8784 | 0 | 0 | [6 empty] | 2019-11-16 | 8 | 2.1346 | 99526.1112 | kWh | GS
8784 | 0 | 0 | [6 empty] | 2019-11-16 | 9 | 2.2036 | 102746.5965 | kWh | GS
8784 | 0 | 0 | [6 empty] | 2019-11-16 | 10 | 2.3297 | 108623.9282 | kWh | GS
8784 | 0 | 0 | [6 empty] | 2019-11-16 | 11 | 2.5442 | 118624.4154 | kWh | GS
8784 | 0 | 0 | [6 empty] | 2019-11-16 | 12 | 2.6722 | 124595.0185 | kWh | GS
8784 | 0 | 0 | [6 empty] | 2019-11-16 | 13 | 2.6253 | 122407.5914 | kWh | GS
8784 | 0 | 0 | [6 empty] | 2019-11-16 | 14 | 2.4774 | 115511.7124 | kWh | GS
8784 | 0 | 0 | [6 empty] | 2019-11-16 | 15 | 2.4254 | 113088.8926 | kWh | GS
8784 | 0 | 0 | [6 empty] | 2019-11-16 | 16 | 2.3995 | 111878.7031 | kWh | GS
8784 | 0 | 0 | [6 empty] | 2019-11-16 | 17 | 2.5001 | 116569.5523 | kWh | GS
8784 | 0 | 0 | [6 empty] | 2019-11-16 | 18 | 2.565 | 119593.496 | kWh | GS
8784 | 0 | 0 | [6 empty] | 2019-11-16 | 19 | 2.7438 | 127932.2087 | kWh | GS
8784 | 0 | 0 | [6 empty] | 2019-11-16 | 20 | 2.8126 | 131141.5971 | kWh | GS
8784 | 0 | 0 | [6 empty] | 2019-11-16 | 21 | 2.7458 | 128024.8573 | kWh | GS
8784 | 0 | 0 | [6 empty] | 2019-11-16 | 22 | 2.678 | 124866.1229 | kWh | GS
8784 | 0 | 0 | [6 empty] | 2019-11-16 | 23 | 2.5623 | 119471.8217 | kWh | GS
8784 | 0 | 0 | [6 empty] | 2019-11-16 | 24 | 2.4365 | 113603.3848 | kWh | GS
8784 | 0 | 0 | [6 empty] | 2019-11-17 | 1 | 2.3365 | 108941.5828 | kWh | GS
8784 | 0 | 0 | [6 empty] | 2019-11-17 | 2 | 2.2356 | 104237.6448 | kWh | GS
8784 | 0 | 0 | [6 empty] | 2019-11-17 | 3 | 2.1996 | 102558.9986 | kWh | GS
8784 | 0 | 0 | [6 empty] | 2019-11-17 | 4 | 2.1882 | 102027.8767 | kWh | GS
8784 | 0 | 0 | [6 empty] | 2019-11-17 | 5 | 2.2063 | 102872.4247 | kWh | GS
8784 | 0 | 0 | [6 empty] | 2019-11-17 | 6 | 2.2291 | 103935.1009 | kWh | GS
8784 | 0 | 0 | [6 empty] | 2019-11-17 | 7 | 2.196 | 102391.1512 | kWh | GS
8784 | 0 | 0 | [6 empty] | 2019-11-17 | 8 | 2.2144 | 103249.5376 | kWh | GS
8784 | 0 | 0 | [6 empty] | 2019-11-17 | 9 | 2.1354 | 99565.5252 | kWh | GS
8784 | 0 | 0 | [6 empty] | 2019-11-17 | 10 | 2.3383 | 109027.4612 | kWh | GS
8784 | 0 | 0 | [6 empty] | 2019-11-17 | 11 | 2.6417 | 123173.7911 | kWh | GS
8784 | 0 | 0 | [6 empty] | 2019-11-17 | 12 | 2.6862 | 125248.416 | kWh | GS
8784 | 0 | 0 | [6 empty] | 2019-11-17 | 13 | 2.6622 | 124129.8653 | kWh | GS
8784 | 0 | 0 | [6 empty] | 2019-11-17 | 14 | 2.5841 | 120484.3861 | kWh | GS
8784 | 0 | 0 | [6 empty] | 2019-11-17 | 15 | 2.2918 | 106857.7429 | kWh | GS
8784 | 0 | 0 | [6 empty] | 2019-11-17 | 16 | 2.2165 | 103346.042 | kWh | GS
8784 | 0 | 0 | [6 empty] | 2019-11-17 | 17 | 2.2474 | 104786.4219 | kWh | GS
8784 | 0 | 0 | [6 empty] | 2019-11-17 | 18 | 2.306 | 107521.4985 | kWh | GS
8784 | 0 | 0 | [6 empty] | 2019-11-17 | 19 | 2.452 | 114328.1155 | kWh | GS
8784 | 0 | 0 | [6 empty] | 2019-11-17 | 20 | 2.5834 | 120452.1069 | kWh | GS
8784 | 0 | 0 | [6 empty] | 2019-11-17 | 21 | 2.518 | 117403.3022 | kWh | GS
8784 | 0 | 0 | [6 empty] | 2019-11-17 | 22 | 2.4396 | 113748.2765 | kWh | GS
8784 | 0 | 0 | [6 empty] | 2019-11-17 | 23 | 2.3073 | 107581.5652 | kWh | GS
8784 | 0 | 0 | [6 empty] | 2019-11-17 | 24 | 2.1892 | 102073.8693 | kWh | GS
8784 | 0 | 0 | [6 empty] | 2019-11-18 | 1 | 2.13 | 99312.653 | kWh | GS
8784 | 0 | 0 | [6 empty] | 2019-11-18 | 2 | 2.1523 | 100353.9223 | kWh | GS
8784 | 0 | 0 | [6 empty] | 2019-11-18 | 3 | 2.1328 | 99443.356 | kWh | GS
8784 | 0 | 0 | [6 empty] | 2019-11-18 | 4 | 2.1404 | 99799.3211 | kWh | GS
8784 | 0 | 0 | [6 empty] | 2019-11-18 | 5 | 2.155 | 100479.883 | kWh | GS
8784 | 0 | 0 | [6 empty] | 2019-11-18 | 6 | 2.1899 | 102108.3305 | kWh | GS
8784 | 0 | 0 | [6 empty] | 2019-11-18 | 7 | 2.3581 | 109947.7445 | kWh | GS
8784 | 0 | 0 | [6 empty] | 2019-11-18 | 8 | 2.606 | 121508.6214 | kWh | GS
8784 | 0 | 0 | [6 empty] | 2019-11-18 | 9 | 2.8541 | 133073.808 | kWh | GS
8784 | 0 | 0 | [6 empty] | 2019-11-18 | 10 | 3.1536 | 147040.2258 | kWh | GS
8784 | 0 | 0 | [6 empty] | 2019-11-18 | 11 | 3.1687 | 147741.9408 | kWh | GS
8784 | 0 | 0 | [6 empty] | 2019-11-18 | 12 | 3.1861 | 148553.5596 | kWh | GS
8784 | 0 | 0 | [6 empty] | 2019-11-18 | 13 | 3.2624 | 152112.5148 | kWh | GS
8784 | 0 | 0 | [6 empty] | 2019-11-18 | 14 | 3.2455 | 151322.9595 | kWh | GS
8784 | 0 | 0 | [6 empty] | 2019-11-18 | 15 | 3.269 | 152419.5 | kWh | GS
8784 | 0 | 0 | [6 empty] | 2019-11-18 | 16 | 3.2421 | 151164.5494 | kWh | GS
8784 | 0 | 0 | [6 empty] | 2019-11-18 | 17 | 3.1225 | 145588.6953 | kWh | GS
8784 | 0 | 0 | [6 empty] | 2019-11-18 | 18 | 2.95 | 137546.7458 | kWh | GS
8784 | 0 | 0 | [6 empty] | 2019-11-18 | 19 | 2.7486 | 128155.3647 | kWh | GS
8784 | 0 | 0 | [6 empty] | 2019-11-18 | 20 | 2.7051 | 126129.3672 | kWh | GS
8784 | 0 | 0 | [6 empty] | 2019-11-18 | 21 | 2.5175 | 117379.3257 | kWh | GS
8784 | 0 | 0 | [6 empty] | 2019-11-18 | 22 | 2.3842 | 111167.4922 | kWh | GS
8784 | 0 | 0 | [6 empty] | 2019-11-18 | 23 | 2.2075 | 102929.0397 | kWh | GS
8784 | 0 | 0 | [6 empty] | 2019-11-18 | 24 | 2.109 | 98335.7315 | kWh | GS
8784 | 0 | 0 | [6 empty] | 2019-11-19 | 1 | 2.0273 | 94523.7492 | kWh | GS
8784 | 0 | 0 | [6 empty] | 2019-11-19 | 2 | 1.9632 | 91535.8072 | kWh | GS
8784 | 0 | 0 | [6 empty] | 2019-11-19 | 3 | 1.9738 | 92030.0483 | kWh | GS
8784 | 0 | 0 | [6 empty] | 2019-11-19 | 4 | 1.9604 | 91407.31 | kWh | GS
8784 | 0 | 0 | [6 empty] | 2019-11-19 | 5 | 1.998 | 93159.2449 | kWh | GS
8784 | 0 | 0 | [6 empty] | 2019-11-19 | 6 | 2.0904 | 97465.9737 | kWh | GS
8784 | 0 | 0 | [6 empty] | 2019-11-19 | 7 | 2.2723 | 105948.529 | kWh | GS
8784 | 0 | 0 | [6 empty] | 2019-11-19 | 8 | 2.5102 | 117042.9161 | kWh | GS
8784 | 0 | 0 | [6 empty] | 2019-11-19 | 9 | 2.7788 | 129562.546 | kWh | GS
8784 | 0 | 0 | [6 empty] | 2019-11-19 | 10 | 3.0084 | 140271.61 | kWh | GS
8784 | 0 | 0 | [6 empty] | 2019-11-19 | 11 | 3.1122 | 145107.1845 | kWh | GS
8784 | 0 | 0 | [6 empty] | 2019-11-19 | 12 | 3.1676 | 147693.8017 | kWh | GS
8784 | 0 | 0 | [6 empty] | 2019-11-19 | 13 | 3.1946 | 148950.7814 | kWh | GS
8784 | 0 | 0 | [6 empty] | 2019-11-19 | 14 | 3.2397 | 151052.122 | kWh | GS
8784 | 0 | 0 | [6 empty] | 2019-11-19 | 15 | 3.2329 | 150738.1229 | kWh | GS
8784 | 0 | 0 | [6 empty] | 2019-11-19 | 16 | 3.2578 | 151896.3492 | kWh | GS
8784 | 0 | 0 | [6 empty] | 2019-11-19 | 17 | 3.123 | 145610.7692 | kWh | GS
8784 | 0 | 0 | [6 empty] | 2019-11-19 | 18 | 2.9771 | 138809.3368 | kWh | GS
8784 | 0 | 0 | [6 empty] | 2019-11-19 | 19 | 2.7817 | 129699.7581 | kWh | GS
8784 | 0 | 0 | [6 empty] | 2019-11-19 | 20 | 2.8621 | 133449.4301 | kWh | GS
8784 | 0 | 0 | [6 empty] | 2019-11-19 | 21 | 2.7094 | 126327.7185 | kWh | GS
8784 | 0 | 0 | [6 empty] | 2019-11-19 | 22 | 2.643 | 123232.7932 | kWh | GS
8784 | 0 | 0 | [6 empty] | 2019-11-19 | 23 | 2.4202 | 112846.233 | kWh | GS
8784 | 0 | 0 | [6 empty] | 2019-11-19 | 24 | 2.2685 | 105770.9848 | kWh | GS
8784 | 0 | 0 | [6 empty] | 2019-11-20 | 1 | 2.193 | 102250.4824 | kWh | GS
8784 | 0 | 0 | [6 empty] | 2019-11-20 | 2 | 2.1594 | 100682.0885 | kWh | GS
8784 | 0 | 0 | [6 empty] | 2019-11-20 | 3 | 2.1501 | 100249.9324 | kWh | GS
8784 | 0 | 0 | [6 empty] | 2019-11-20 | 4 | 2.1413 | 99838.8302 | kWh | GS
8784 | 0 | 0 | [6 empty] | 2019-11-20 | 5 | 2.1608 | 100750.9952 | kWh | GS
8784 | 0 | 0 | [6 empty] | 2019-11-20 | 6 | 2.2253 | 103754.7708 | kWh | GS
8784 | 0 | 0 | [6 empty] | 2019-11-20 | 7 | 2.3775 | 110853.3484 | kWh | GS
8784 | 0 | 0 | [6 empty] | 2019-11-20 | 8 | 2.628 | 122531.1853 | kWh | GS
8784 | 0 | 0 | [6 empty] | 2019-11-20 | 9 | 2.9267 | 136461.1076 | kWh | GS
8784 | 0 | 0 | [6 empty] | 2019-11-20 | 10 | 3.1694 | 147778.4858 | kWh | GS
8784 | 0 | 0 | [6 empty] | 2019-11-20 | 11 | 3.2384 | 150992.4321 | kWh | GS
8784 | 0 | 0 | [6 empty] | 2019-11-20 | 12 | 3.2138 | 149845.7003 | kWh | GS
8784 | 0 | 0 | [6 empty] | 2019-11-20 | 13 | 3.2496 | 151514.9346 | kWh | GS
8784 | 0 | 0 | [6 empty] | 2019-11-20 | 14 | 3.2693 | 152433.6608 | kWh | GS
8784 | 0 | 0 | [6 empty] | 2019-11-20 | 15 | 3.2829 | 153067.1066 | kWh | GS
8784 | 0 | 0 | [6 empty] | 2019-11-20 | 16 | 3.2914 | 153464.14 | kWh | GS
8784 | 0 | 0 | [6 empty] | 2019-11-20 | 17 | 3.1622 | 147442.9954 | kWh | GS
8784 | 0 | 0 | [6 empty] | 2019-11-20 | 18 | 3.0282 | 141193.955 | kWh | GS
8784 | 0 | 0 | [6 empty] | 2019-11-20 | 19 | 2.7647 | 128905.7794 | kWh | GS
8784 | 0 | 0 | [6 empty] | 2019-11-20 | 20 | 2.6977 | 125782.2596 | kWh | GS
8784 | 0 | 0 | [6 empty] | 2019-11-20 | 21 | 2.5976 | 121114.0049 | kWh | GS
8784 | 0 | 0 | [6 empty] | 2019-11-20 | 22 | 2.4476 | 114122.419 | kWh | GS
8784 | 0 | 0 | [6 empty] | 2019-11-20 | 23 | 2.2545 | 105118.3812 | kWh | GS
8784 | 0 | 0 | [6 empty] | 2019-11-20 | 24 | 2.1558 | 100515.4518 | kWh | GS
8784 | 0 | 0 | [6 empty] | 2019-11-21 | 1 | 2.0994 | 97888.2719 | kWh | GS
8784 | 0 | 0 | [6 empty] | 2019-11-21 | 2 | 2.0837 | 97154.2433 | kWh | GS
8784 | 0 | 0 | [6 empty] | 2019-11-21 | 3 | 2.0593 | 96016.2576 | kWh | GS
8784 | 0 | 0 | [6 empty] | 2019-11-21 | 4 | 2.0777 | 96874.7177 | kWh | GS
8784 | 0 | 0 | [6 empty] | 2019-11-21 | 5 | 2.1025 | 98032.2688 | kWh | GS
8784 | 0 | 0 | [6 empty] | 2019-11-21 | 6 | 2.1731 | 101321.7015 | kWh | GS
8784 | 0 | 0 | [6 empty] | 2019-11-21 | 7 | 2.3672 | 110372.4725 | kWh | GS
8784 | 0 | 0 | [6 empty] | 2019-11-21 | 8 | 2.6329 | 122761.5012 | kWh | GS
8784 | 0 | 0 | [6 empty] | 2019-11-21 | 9 | 2.8871 | 134612.6095 | kWh | GS
8784 | 0 | 0 | [6 empty] | 2019-11-21 | 10 | 3.088 | 143980.5833 | kWh | GS
8784 | 0 | 0 | [6 empty] | 2019-11-21 | 11 | 3.1597 | 147322.2363 | kWh | GS
8784 | 0 | 0 | [6 empty] | 2019-11-21 | 12 | 3.2341 | 150792.0211 | kWh | GS
8784 | 0 | 0 | [6 empty] | 2019-11-21 | 13 | 3.2808 | 152969.1621 | kWh | GS
8784 | 0 | 0 | [6 empty] | 2019-11-21 | 14 | 3.2912 | 153454.5793 | kWh | GS
8784 | 0 | 0 | [6 empty] | 2019-11-21 | 15 | 3.3041 | 154058.8109 | kWh | GS
8784 | 0 | 0 | [6 empty] | 2019-11-21 | 16 | 3.3293 | 155230.615 | kWh | GS
8784 | 0 | 0 | [6 empty] | 2019-11-21 | 17 | 3.1623 | 147443.8647 | kWh | GS
8784 | 0 | 0 | [6 empty] | 2019-11-21 | 18 | 2.9708 | 138518.5503 | kWh | GS
8784 | 0 | 0 | [6 empty] | 2019-11-21 | 19 | 2.8179 | 131387.1237 | kWh | GS
8784 | 0 | 0 | [6 empty] | 2019-11-21 | 20 | 2.7854 | 129871.2392 | kWh | GS
8784 | 0 | 0 | [6 empty] | 2019-11-21 | 21 | 2.6603 | 124039.9224 | kWh | GS
8784 | 0 | 0 | [6 empty] | 2019-11-21 | 22 | 2.5276 | 117849.9346 | kWh | GS
8784 | 0 | 0 | [6 empty] | 2019-11-21 | 23 | 2.3524 | 109683.4253 | kWh | GS
8784 | 0 | 0 | [6 empty] | 2019-11-21 | 24 | 2.2011 | 102627.2012 | kWh | GS
8784 | 0 | 0 | [6 empty] | 2019-11-22 | 1 | 2.0973 | 97789.1673 | kWh | GS
8784 | 0 | 0 | [6 empty] | 2019-11-22 | 2 | 2.0452 | 95357.5136 | kWh | GS
8784 | 0 | 0 | [6 empty] | 2019-11-22 | 3 | 2.0144 | 93924.0206 | kWh | GS
8784 | 0 | 0 | [6 empty] | 2019-11-22 | 4 | 1.9787 | 92260.998 | kWh | GS
8784 | 0 | 0 | [6 empty] | 2019-11-22 | 5 | 1.9901 | 92791.7755 | kWh | GS
8784 | 0 | 0 | [6 empty] | 2019-11-22 | 6 | 2.0463 | 95412.7919 | kWh | GS
8784 | 0 | 0 | [6 empty] | 2019-11-22 | 7 | 2.2302 | 103987.6056 | kWh | GS
8784 | 0 | 0 | [6 empty] | 2019-11-22 | 8 | 2.3799 | 110963.3735 | kWh | GS
8784 | 0 | 0 | [6 empty] | 2019-11-22 | 9 | 2.5297 | 117950.7085 | kWh | GS
8784 | 0 | 0 | [6 empty] | 2019-11-22 | 10 | 2.7977 | 130444.1165 | kWh | GS
8784 | 0 | 0 | [6 empty] | 2019-11-22 | 11 | 2.9787 | 138885.956 | kWh | GS
8784 | 0 | 0 | [6 empty] | 2019-11-22 | 12 | 3.1106 | 145033.2209 | kWh | GS
8784 | 0 | 0 | [6 empty] | 2019-11-22 | 13 | 3.2108 | 149706.9287 | kWh | GS
8784 | 0 | 0 | [6 empty] | 2019-11-22 | 14 | 3.3126 | 154454.0386 | kWh | GS
8784 | 0 | 0 | [6 empty] | 2019-11-22 | 15 | 3.37 | 157128.5709 | kWh | GS
8784 | 0 | 0 | [6 empty] | 2019-11-22 | 16 | 3.4413 | 160454.5836 | kWh | GS
8784 | 0 | 0 | [6 empty] | 2019-11-22 | 17 | 3.2674 | 152345.8137 | kWh | GS
8784 | 0 | 0 | [6 empty] | 2019-11-22 | 18 | 3.1028 | 144668.8318 | kWh | GS
8784 | 0 | 0 | [6 empty] | 2019-11-22 | 19 | 2.9105 | 135705.9948 | kWh | GS
8784 | 0 | 0 | [6 empty] | 2019-11-22 | 20 | 2.8713 | 133879.0789 | kWh | GS
8784 | 0 | 0 | [6 empty] | 2019-11-22 | 21 | 2.6484 | 123482.2909 | kWh | GS
8784 | 0 | 0 | [6 empty] | 2019-11-22 | 22 | 2.508 | 116938.6155 | kWh | GS
8784 | 0 | 0 | [6 empty] | 2019-11-22 | 23 | 2.3503 | 109582.8455 | kWh | GS
8784 | 0 | 0 | [6 empty] | 2019-11-22 | 24 | 2.1591 | 100672.2315 | kWh | GS
8784 | 0 | 0 | [6 empty] | 2019-11-23 | 1 | 2.0307 | 94685.3636 | kWh | GS
8784 | 0 | 0 | [6 empty] | 2019-11-23 | 2 | 1.9597 | 91373.4874 | kWh | GS
8784 | 0 | 0 | [6 empty] | 2019-11-23 | 3 | 1.9035 | 88754.5619 | kWh | GS
8784 | 0 | 0 | [6 empty] | 2019-11-23 | 4 | 1.8596 | 86707.8937 | kWh | GS
8784 | 0 | 0 | [6 empty] | 2019-11-23 | 5 | 1.8501 | 86263.3244 | kWh | GS
8784 | 0 | 0 | [6 empty] | 2019-11-23 | 6 | 1.8732 | 87338.1924 | kWh | GS
8784 | 0 | 0 | [6 empty] | 2019-11-23 | 7 | 1.9633 | 91542.2472 | kWh | GS
8784 | 0 | 0 | [6 empty] | 2019-11-23 | 8 | 1.9866 | 92628.5862 | kWh | GS
8784 | 0 | 0 | [6 empty] | 2019-11-23 | 9 | 1.9969 | 93106.1643 | kWh | GS
8784 | 0 | 0 | [6 empty] | 2019-11-23 | 10 | 2.1249 | 99076.095 | kWh | GS
8784 | 0 | 0 | [6 empty] | 2019-11-23 | 11 | 2.3012 | 107294.5361 | kWh | GS
8784 | 0 | 0 | [6 empty] | 2019-11-23 | 12 | 2.4177 | 112728.9302 | kWh | GS
8784 | 0 | 0 | [6 empty] | 2019-11-23 | 13 | 2.5092 | 116993.7425 | kWh | GS
8784 | 0 | 0 | [6 empty] | 2019-11-23 | 14 | 2.5836 | 120461.4754 | kWh | GS
8784 | 0 | 0 | [6 empty] | 2019-11-23 | 15 | 2.6649 | 124251.8789 | kWh | GS
8784 | 0 | 0 | [6 empty] | 2019-11-23 | 16 | 2.6597 | 124011.1446 | kWh | GS
8784 | 0 | 0 | [6 empty] | 2019-11-23 | 17 | 2.5842 | 120493.0909 | kWh | GS
8784 | 0 | 0 | [6 empty] | 2019-11-23 | 18 | 2.6023 | 121333.7625 | kWh | GS
8784 | 0 | 0 | [6 empty] | 2019-11-23 | 19 | 2.6265 | 122465.0794 | kWh | GS
8784 | 0 | 0 | [6 empty] | 2019-11-23 | 20 | 2.6421 | 123188.639 | kWh | GS
8784 | 0 | 0 | [6 empty] | 2019-11-23 | 21 | 2.5696 | 119808.3425 | kWh | GS
8784 | 0 | 0 | [6 empty] | 2019-11-23 | 22 | 2.5 | 116564.6652 | kWh | GS
8784 | 0 | 0 | [6 empty] | 2019-11-23 | 23 | 2.3454 | 109354.5069 | kWh | GS
8784 | 0 | 0 | [6 empty] | 2019-11-23 | 24 | 2.1899 | 102105.3251 | kWh | GS
8784 | 0 | 0 | [6 empty] | 2019-11-24 | 1 | 2.0656 | 96312.8899 | kWh | GS
8784 | 0 | 0 | [6 empty] | 2019-11-24 | 2 | 2.0173 | 94060.1708 | kWh | GS
8784 | 0 | 0 | [6 empty] | 2019-11-24 | 3 | 1.9493 | 90886.5837 | kWh | GS
8784 | 0 | 0 | [6 empty] | 2019-11-24 | 4 | 1.9124 | 89165.5635 | kWh | GS
8784 | 0 | 0 | [6 empty] | 2019-11-24 | 5 | 1.84 | 85790.3209 | kWh | GS
8784 | 0 | 0 | [6 empty] | 2019-11-24 | 6 | 1.8182 | 84776.1877 | kWh | GS
8784 | 0 | 0 | [6 empty] | 2019-11-24 | 7 | 1.8359 | 85598.4212 | kWh | GS
8784 | 0 | 0 | [6 empty] | 2019-11-24 | 8 | 1.8379 | 85692.6821 | kWh | GS
8784 | 0 | 0 | [6 empty] | 2019-11-24 | 9 | 1.7344 | 80867.9399 | kWh | GS
8784 | 0 | 0 | [6 empty] | 2019-11-24 | 10 | 1.8904 | 88139.9834 | kWh | GS
8784 | 0 | 0 | [6 empty] | 2019-11-24 | 11 | 2.0799 | 96977.3831 | kWh | GS
8784 | 0 | 0 | [6 empty] | 2019-11-24 | 12 | 2.2663 | 105670.4635 | kWh | GS
8784 | 0 | 0 | [6 empty] | 2019-11-24 | 13 | 2.3508 | 109610.1512 | kWh | GS
8784 | 0 | 0 | [6 empty] | 2019-11-24 | 14 | 2.2953 | 107021.0778 | kWh | GS
8784 | 0 | 0 | [6 empty] | 2019-11-24 | 15 | 2.2382 | 104357.9513 | kWh | GS
8784 | 0 | 0 | [6 empty] | 2019-11-24 | 16 | 2.1776 | 101531.9952 | kWh | GS
8784 | 0 | 0 | [6 empty] | 2019-11-24 | 17 | 2.1198 | 98836.0296 | kWh | GS
8784 | 0 | 0 | [6 empty] | 2019-11-24 | 18 | 2.1647 | 100930.0486 | kWh | GS
8784 | 0 | 0 | [6 empty] | 2019-11-24 | 19 | 2.2734 | 105998.8173 | kWh | GS
8784 | 0 | 0 | [6 empty] | 2019-11-24 | 20 | 2.3934 | 111593.7747 | kWh | GS
8784 | 0 | 0 | [6 empty] | 2019-11-24 | 21 | 2.3357 | 108902.7106 | kWh | GS
8784 | 0 | 0 | [6 empty] | 2019-11-24 | 22 | 2.2932 | 106925.012 | kWh | GS
8784 | 0 | 0 | [6 empty] | 2019-11-24 | 23 | 2.1912 | 102165.9228 | kWh | GS
8784 | 0 | 0 | [6 empty] | 2019-11-24 | 24 | 2.1039 | 98097.641 | kWh | GS
8784 | 0 | 0 | [6 empty] | 2019-11-25 | 1 | 2.0743 | 96717.0484 | kWh | GS
8784 | 0 | 0 | [6 empty] | 2019-11-25 | 2 | 2.0871 | 97310.9538 | kWh | GS
8784 | 0 | 0 | [6 empty] | 2019-11-25 | 3 | 2.0867 | 97294.0066 | kWh | GS
8784 | 0 | 0 | [6 empty] | 2019-11-25 | 4 | 2.0984 | 97837.7463 | kWh | GS
8784 | 0 | 0 | [6 empty] | 2019-11-25 | 5 | 2.1028 | 98044.1202 | kWh | GS
8784 | 0 | 0 | [6 empty] | 2019-11-25 | 6 | 2.1811 | 101695.9182 | kWh | GS
8784 | 0 | 0 | [6 empty] | 2019-11-25 | 7 | 2.3342 | 108834.5036 | kWh | GS
8784 | 0 | 0 | [6 empty] | 2019-11-25 | 8 | 2.5869 | 120618.2106 | kWh | GS
8784 | 0 | 0 | [6 empty] | 2019-11-25 | 9 | 3.0331 | 141422.0288 | kWh | GS
8784 | 0 | 0 | [6 empty] | 2019-11-25 | 10 | 3.1921 | 148834.7939 | kWh | GS
8784 | 0 | 0 | [6 empty] | 2019-11-25 | 11 | 3.2341 | 150794.2153 | kWh | GS
8784 | 0 | 0 | [6 empty] | 2019-11-25 | 12 | 3.2185 | 150064.7748 | kWh | GS
8784 | 0 | 0 | [6 empty] | 2019-11-25 | 13 | 3.2095 | 149646.8857 | kWh | GS
8784 | 0 | 0 | [6 empty] | 2019-11-25 | 14 | 3.2051 | 149441.1478 | kWh | GS
8784 | 0 | 0 | [6 empty] | 2019-11-25 | 15 | 3.1427 | 146532.5992 | kWh | GS
8784 | 0 | 0 | [6 empty] | 2019-11-25 | 16 | 3.1852 | 148514.4902 | kWh | GS
8784 | 0 | 0 | [6 empty] | 2019-11-25 | 17 | 3.0385 | 141671.6859 | kWh | GS
8784 | 0 | 0 | [6 empty] | 2019-11-25 | 18 | 2.8712 | 133874.6981 | kWh | GS
8784 | 0 | 0 | [6 empty] | 2019-11-25 | 19 | 2.7115 | 126424.385 | kWh | GS
8784 | 0 | 0 | [6 empty] | 2019-11-25 | 20 | 2.694 | 125608.1201 | kWh | GS
8784 | 0 | 0 | [6 empty] | 2019-11-25 | 21 | 2.4959 | 116372.7296 | kWh | GS
8784 | 0 | 0 | [6 empty] | 2019-11-25 | 22 | 2.4217 | 112911.9907 | kWh | GS
8784 | 0 | 0 | [6 empty] | 2019-11-25 | 23 | 2.2786 | 106241.5424 | kWh | GS
8784 | 0 | 0 | [6 empty] | 2019-11-25 | 24 | 2.2048 | 102802.6219 | kWh | GS
8784 | 0 | 0 | [6 empty] | 2019-11-26 | 1 | 2.1577 | 100603.8767 | kWh | GS
8784 | 0 | 0 | [6 empty] | 2019-11-26 | 2 | 2.1309 | 99355.3084 | kWh | GS
8784 | 0 | 0 | [6 empty] | 2019-11-26 | 3 | 2.1395 | 99755.4068 | kWh | GS
8784 | 0 | 0 | [6 empty] | 2019-11-26 | 4 | 2.165 | 100946.0262 | kWh | GS
8784 | 0 | 0 | [6 empty] | 2019-11-26 | 5 | 2.2369 | 104299.8395 | kWh | GS
8784 | 0 | 0 | [6 empty] | 2019-11-26 | 6 | 2.3462 | 109395.3626 | kWh | GS
8784 | 0 | 0 | [6 empty] | 2019-11-26 | 7 | 2.5681 | 119738.0552 | kWh | GS
8784 | 0 | 0 | [6 empty] | 2019-11-26 | 8 | 2.8548 | 133107.6217 | kWh | GS
8784 | 0 | 0 | [6 empty] | 2019-11-26 | 9 | 3.0263 | 141106.1733 | kWh | GS
8784 | 0 | 0 | [6 empty] | 2019-11-26 | 10 | 3.1614 | 147402.6585 | kWh | GS
8784 | 0 | 0 | [6 empty] | 2019-11-26 | 11 | 3.207 | 149530.4971 | kWh | GS
8784 | 0 | 0 | [6 empty] | 2019-11-26 | 12 | 3.2156 | 149929.5011 | kWh | GS
8784 | 0 | 0 | [6 empty] | 2019-11-26 | 13 | 3.231 | 150649.2074 | kWh | GS
8784 | 0 | 0 | [6 empty] | 2019-11-26 | 14 | 3.2195 | 150112.0401 | kWh | GS
8784 | 0 | 0 | [6 empty] | 2019-11-26 | 15 | 3.1874 | 148613.7836 | kWh | GS
8784 | 0 | 0 | [6 empty] | 2019-11-26 | 16 | 3.284 | 153118.4265 | kWh | GS
8784 | 0 | 0 | [6 empty] | 2019-11-26 | 17 | 3.1218 | 145558.842 | kWh | GS
8784 | 0 | 0 | [6 empty] | 2019-11-26 | 18 | 2.9919 | 139499.3774 | kWh | GS
8784 | 0 | 0 | [6 empty] | 2019-11-26 | 19 | 2.7495 | 128196.1227 | kWh | GS
8784 | 0 | 0 | [6 empty] | 2019-11-26 | 20 | 2.7289 | 127238.6953 | kWh | GS
8784 | 0 | 0 | [6 empty] | 2019-11-26 | 21 | 2.5757 | 120094.2942 | kWh | GS
8784 | 0 | 0 | [6 empty] | 2019-11-26 | 22 | 2.509 | 116984.7002 | kWh | GS
8784 | 0 | 0 | [6 empty] | 2019-11-26 | 23 | 2.3033 | 107393.5679 | kWh | GS
8784 | 0 | 0 | [6 empty] | 2019-11-26 | 24 | 2.1619 | 100799.5628 | kWh | GS
8784 | 0 | 0 | [6 empty] | 2019-11-27 | 1 | 2.0798 | 96972.8315 | kWh | GS
8784 | 0 | 0 | [6 empty] | 2019-11-27 | 2 | 2.0431 | 95261.3841 | kWh | GS
8784 | 0 | 0 | [6 empty] | 2019-11-27 | 3 | 2.0023 | 93359.307 | kWh | GS
8784 | 0 | 0 | [6 empty] | 2019-11-27 | 4 | 2.0107 | 93752.0048 | kWh | GS
8784 | 0 | 0 | [6 empty] | 2019-11-27 | 5 | 2.0333 | 94804.5711 | kWh | GS
8784 | 0 | 0 | [6 empty] | 2019-11-27 | 6 | 2.1065 | 98216.3952 | kWh | GS
8784 | 0 | 0 | [6 empty] | 2019-11-27 | 7 | 2.2383 | 104361.1917 | kWh | GS
8784 | 0 | 0 | [6 empty] | 2019-11-27 | 8 | 2.3737 | 110676.8512 | kWh | GS
8784 | 0 | 0 | [6 empty] | 2019-11-27 | 9 | 2.5985 | 121159.7932 | kWh | GS
8784 | 0 | 0 | [6 empty] | 2019-11-27 | 10 | 2.8165 | 131321.5762 | kWh | GS
8784 | 0 | 0 | [6 empty] | 2019-11-27 | 11 | 2.9692 | 138440.5216 | kWh | GS
8784 | 0 | 0 | [6 empty] | 2019-11-27 | 12 | 3.1114 | 145073.6466 | kWh | GS
8784 | 0 | 0 | [6 empty] | 2019-11-27 | 13 | 3.1513 | 146932.3789 | kWh | GS
8784 | 0 | 0 | [6 empty] | 2019-11-27 | 14 | 3.2841 | 153126.2846 | kWh | GS
8784 | 0 | 0 | [6 empty] | 2019-11-27 | 15 | 3.4068 | 158847.3518 | kWh | GS
8784 | 0 | 0 | [6 empty] | 2019-11-27 | 16 | 3.3902 | 158070.0606 | kWh | GS
8784 | 0 | 0 | [6 empty] | 2019-11-27 | 17 | 3.2954 | 153652.5374 | kWh | GS
8784 | 0 | 0 | [6 empty] | 2019-11-27 | 18 | 3.0615 | 142747.4915 | kWh | GS
8784 | 0 | 0 | [6 empty] | 2019-11-27 | 19 | 2.8237 | 131656.1996 | kWh | GS
8784 | 0 | 0 | [6 empty] | 2019-11-27 | 20 | 2.7309 | 127330.6317 | kWh | GS
8784 | 0 | 0 | [6 empty] | 2019-11-27 | 21 | 2.604 | 121414.8582 | kWh | GS
8784 | 0 | 0 | [6 empty] | 2019-11-27 | 22 | 2.4647 | 114919.485 | kWh | GS
8784 | 0 | 0 | [6 empty] | 2019-11-27 | 23 | 2.2768 | 106158.8702 | kWh | GS
8784 | 0 | 0 | [6 empty] | 2019-11-27 | 24 | 2.1322 | 99414.8902 | kWh | GS
8784 | 0 | 0 | [6 empty] | 2019-11-28 | 1 | 1.998 | 93159.5058 | kWh | GS
8784 | 0 | 0 | [6 empty] | 2019-11-28 | 2 | 1.9162 | 89346.0899 | kWh | GS
8784 | 0 | 0 | [6 empty] | 2019-11-28 | 3 | 1.8454 | 86042.3598 | kWh | GS
8784 | 0 | 0 | [6 empty] | 2019-11-28 | 4 | 1.8134 | 84551.0067 | kWh | GS
8784 | 0 | 0 | [6 empty] | 2019-11-28 | 5 | 1.7976 | 83816.7521 | kWh | GS
8784 | 0 | 0 | [6 empty] | 2019-11-28 | 6 | 1.7915 | 83530.0994 | kWh | GS
8784 | 0 | 0 | [6 empty] | 2019-11-28 | 7 | 1.8102 | 84404.0447 | kWh | GS
8784 | 0 | 0 | [6 empty] | 2019-11-28 | 8 | 1.7866 | 83300.8158 | kWh | GS
8784 | 0 | 0 | [6 empty] | 2019-11-28 | 9 | 1.6505 | 76956.1183 | kWh | GS
8784 | 0 | 0 | [6 empty] | 2019-11-28 | 10 | 1.646 | 76746.8211 | kWh | GS
8784 | 0 | 0 | [6 empty] | 2019-11-28 | 11 | 1.7115 | 79798.2558 | kWh | GS
8784 | 0 | 0 | [6 empty] | 2019-11-28 | 12 | 1.7742 | 82722.5993 | kWh | GS
8784 | 0 | 0 | [6 empty] | 2019-11-28 | 13 | 1.8258 | 85128.6617 | kWh | GS
8784 | 0 | 0 | [6 empty] | 2019-11-28 | 14 | 1.9106 | 89084.2508 | kWh | GS
8784 | 0 | 0 | [6 empty] | 2019-11-28 | 15 | 2.0381 | 95029.875 | kWh | GS
8784 | 0 | 0 | [6 empty] | 2019-11-28 | 16 | 2.0503 | 95599.4017 | kWh | GS
8784 | 0 | 0 | [6 empty] | 2019-11-28 | 17 | 2.0317 | 94729.1406 | kWh | GS
8784 | 0 | 0 | [6 empty] | 2019-11-28 | 18 | 1.9764 | 92149.5106 | kWh | GS
8784 | 0 | 0 | [6 empty] | 2019-11-28 | 19 | 2.0356 | 94910.9633 | kWh | GS
8784 | 0 | 0 | [6 empty] | 2019-11-28 | 20 | 2.0776 | 96871.8761 | kWh | GS
8784 | 0 | 0 | [6 empty] | 2019-11-28 | 21 | 2.0615 | 96117.4238 | kWh | GS
8784 | 0 | 0 | [6 empty] | 2019-11-28 | 22 | 2.0314 | 94717.8987 | kWh | GS
8784 | 0 | 0 | [6 empty] | 2019-11-28 | 23 | 1.9587 | 91326.7455 | kWh | GS
8784 | 0 | 0 | [6 empty] | 2019-11-28 | 24 | 1.8907 | 88155.0425 | kWh | GS
8784 | 0 | 0 | [6 empty] | 2019-11-29 | 1 | 1.8705 | 87211.7896 | kWh | GS
8784 | 0 | 0 | [6 empty] | 2019-11-29 | 2 | 1.8953 | 88368.3443 | kWh | GS
8784 | 0 | 0 | [6 empty] | 2019-11-29 | 3 | 1.8905 | 88146.5066 | kWh | GS
8784 | 0 | 0 | [6 empty] | 2019-11-29 | 4 | 1.8843 | 87855.8538 | kWh | GS
8784 | 0 | 0 | [6 empty] | 2019-11-29 | 5 | 1.9047 | 88809.9478 | kWh | GS
8784 | 0 | 0 | [6 empty] | 2019-11-29 | 6 | 1.9397 | 90438.7812 | kWh | GS
8784 | 0 | 0 | [6 empty] | 2019-11-29 | 7 | 2.0736 | 96684.2979 | kWh | GS
8784 | 0 | 0 | [6 empty] | 2019-11-29 | 8 | 2.0999 | 97910.7029 | kWh | GS
8784 | 0 | 0 | [6 empty] | 2019-11-29 | 9 | 2.0849 | 97209.781 | kWh | GS
8784 | 0 | 0 | [6 empty] | 2019-11-29 | 10 | 2.0792 | 96946.665 | kWh | GS
8784 | 0 | 0 | [6 empty] | 2019-11-29 | 11 | 2.1763 | 101473.0236 | kWh | GS
8784 | 0 | 0 | [6 empty] | 2019-11-29 | 12 | 2.2673 | 105714.0306 | kWh | GS
8784 | 0 | 0 | [6 empty] | 2019-11-29 | 13 | 2.3461 | 109388.8976 | kWh | GS
8784 | 0 | 0 | [6 empty] | 2019-11-29 | 14 | 2.3815 | 111042.0929 | kWh | GS
8784 | 0 | 0 | [6 empty] | 2019-11-29 | 15 | 2.3922 | 111540.3415 | kWh | GS
8784 | 0 | 0 | [6 empty] | 2019-11-29 | 16 | 2.4596 | 114681.3065 | kWh | GS
8784 | 0 | 0 | [6 empty] | 2019-11-29 | 17 | 2.41 | 112370.4663 | kWh | GS
8784 | 0 | 0 | [6 empty] | 2019-11-29 | 18 | 2.4046 | 112116.1319 | kWh | GS
8784 | 0 | 0 | [6 empty] | 2019-11-29 | 19 | 2.4897 | 116083.3211 | kWh | GS
8784 | 0 | 0 | [6 empty] | 2019-11-29 | 20 | 2.488 | 116007.1253 | kWh | GS
8784 | 0 | 0 | [6 empty] | 2019-11-29 | 21 | 2.3642 | 110231.5371 | kWh | GS
8784 | 0 | 0 | [6 empty] | 2019-11-29 | 22 | 2.2967 | 107083.8427 | kWh | GS
8784 | 0 | 0 | [6 empty] | 2019-11-29 | 23 | 2.2099 | 103040.1339 | kWh | GS
8784 | 0 | 0 | [6 empty] | 2019-11-29 | 24 | 2.1023 | 98021.0732 | kWh | GS
8784 | 0 | 0 | [6 empty] | 2019-11-30 | 1 | 2.0038 | 93429.8118 | kWh | GS
8784 | 0 | 0 | [6 empty] | 2019-11-30 | 2 | 1.9338 | 90164.4621 | kWh | GS
8784 | 0 | 0 | [6 empty] | 2019-11-30 | 3 | 1.8851 | 87893.0171 | kWh | GS
8784 | 0 | 0 | [6 empty] | 2019-11-30 | 4 | 1.8702 | 87197.969 | kWh | GS
8784 | 0 | 0 | [6 empty] | 2019-11-30 | 5 | 1.9062 | 88879.6257 | kWh | GS
8784 | 0 | 0 | [6 empty] | 2019-11-30 | 6 | 1.9426 | 90575.7935 | kWh | GS
8784 | 0 | 0 | [6 empty] | 2019-11-30 | 7 | 1.9779 | 92219.6645 | kWh | GS
8784 | 0 | 0 | [6 empty] | 2019-11-30 | 8 | 2.0379 | 95020.8985 | kWh | GS
8784 | 0 | 0 | [6 empty] | 2019-11-30 | 9 | 1.9673 | 91725.2207 | kWh | GS
8784 | 0 | 0 | [6 empty] | 2019-11-30 | 10 | 2.0143 | 93919.1376 | kWh | GS
8784 | 0 | 0 | [6 empty] | 2019-11-30 | 11 | 2.1376 | 99668.5875 | kWh | GS
8784 | 0 | 0 | [6 empty] | 2019-11-30 | 12 | 2.2187 | 103447.5536 | kWh | GS
8784 | 0 | 0 | [6 empty] | 2019-11-30 | 13 | 2.3146 | 107922.1913 | kWh | GS
8784 | 0 | 0 | [6 empty] | 2019-11-30 | 14 | 2.3567 | 109881.6579 | kWh | GS
8784 | 0 | 0 | [6 empty] | 2019-11-30 | 15 | 2.418 | 112739.8718 | kWh | GS
8784 | 0 | 0 | [6 empty] | 2019-11-30 | 16 | 2.5058 | 116836.1877 | kWh | GS
8784 | 0 | 0 | [6 empty] | 2019-11-30 | 17 | 2.4947 | 116320.0254 | kWh | GS
8784 | 0 | 0 | [6 empty] | 2019-11-30 | 18 | 2.467 | 115026.971 | kWh | GS
8784 | 0 | 0 | [6 empty] | 2019-11-30 | 19 | 2.4922 | 116199.8483 | kWh | GS
8784 | 0 | 0 | [6 empty] | 2019-11-30 | 20 | 2.5267 | 117811.2464 | kWh | GS
8784 | 0 | 0 | [6 empty] | 2019-11-30 | 21 | 2.4024 | 112016.3959 | kWh | GS
8784 | 0 | 0 | [6 empty] | 2019-11-30 | 22 | 2.372 | 110596.1157 | kWh | GS
8784 | 0 | 0 | [6 empty] | 2019-11-30 | 23 | 2.2611 | 105424.7291 | kWh | GS
8784 | 0 | 0 | [6 empty] | 2019-11-30 | 24 | 2.1501 | 100248.4718 | kWh | GS
8784 | 0 | 0 | [6 empty] | 2019-12-01 | 1 | 2.0119 | 93805.4493 | kWh | GS
8784 | 0 | 0 | [6 empty] | 2019-12-01 | 2 | 1.9771 | 92183.0356 | kWh | GS
8784 | 0 | 0 | [6 empty] | 2019-12-01 | 3 | 1.9271 | 89854.7387 | kWh | GS
8784 | 0 | 0 | [6 empty] | 2019-12-01 | 4 | 1.8865 | 87960.1886 | kWh | GS
8784 | 0 | 0 | [6 empty] | 2019-12-01 | 5 | 1.8192 | 84822.9922 | kWh | GS
8784 | 0 | 0 | [6 empty] | 2019-12-01 | 6 | 1.8235 | 85024.6619 | kWh | GS
8784 | 0 | 0 | [6 empty] | 2019-12-01 | 7 | 1.8181 | 84772.9236 | kWh | GS
8784 | 0 | 0 | [6 empty] | 2019-12-01 | 8 | 1.8311 | 85375.255 | kWh | GS
8784 | 0 | 0 | [6 empty] | 2019-12-01 | 9 | 1.7707 | 82558.5773 | kWh | GS
8784 | 0 | 0 | [6 empty] | 2019-12-01 | 10 | 1.8731 | 87336.9688 | kWh | GS
8784 | 0 | 0 | [6 empty] | 2019-12-01 | 11 | 2.1242 | 99041.5565 | kWh | GS
8784 | 0 | 0 | [6 empty] | 2019-12-01 | 12 | 2.3171 | 108034.9881 | kWh | GS
8784 | 0 | 0 | [6 empty] | 2019-12-01 | 13 | 2.4825 | 115748.5521 | kWh | GS
8784 | 0 | 0 | [6 empty] | 2019-12-01 | 14 | 2.6167 | 122005.6768 | kWh | GS
8784 | 0 | 0 | [6 empty] | 2019-12-01 | 15 | 2.6408 | 123128.0034 | kWh | GS
8784 | 0 | 0 | [6 empty] | 2019-12-01 | 16 | 2.6013 | 121289.621 | kWh | GS
8784 | 0 | 0 | [6 empty] | 2019-12-01 | 17 | 2.5689 | 119779.6859 | kWh | GS
8784 | 0 | 0 | [6 empty] | 2019-12-01 | 18 | 2.5612 | 119420.8365 | kWh | GS
8784 | 0 | 0 | [6 empty] | 2019-12-01 | 19 | 2.666 | 124305.1424 | kWh | GS
8784 | 0 | 0 | [6 empty] | 2019-12-01 | 20 | 2.7156 | 126618.4863 | kWh | GS
8784 | 0 | 0 | [6 empty] | 2019-12-01 | 21 | 2.6241 | 122351.79 | kWh | GS
8784 | 0 | 0 | [6 empty] | 2019-12-01 | 22 | 2.5071 | 116897.8662 | kWh | GS
8784 | 0 | 0 | [6 empty] | 2019-12-01 | 23 | 2.383 | 111107.547 | kWh | GS
8784 | 0 | 0 | [6 empty] | 2019-12-01 | 24 | 2.1574 | 100591.5927 | kWh | GS
8784 | 0 | 0 | [6 empty] | 2019-12-02 | 1 | 2.0312 | 94705.3309 | kWh | GS
8784 | 0 | 0 | [6 empty] | 2019-12-02 | 2 | 1.9236 | 89691.2111 | kWh | GS
8784 | 0 | 0 | [6 empty] | 2019-12-02 | 3 | 1.8642 | 86919.2854 | kWh | GS
8784 | 0 | 0 | [6 empty] | 2019-12-02 | 4 | 1.8239 | 85041.1589 | kWh | GS
8784 | 0 | 0 | [6 empty] | 2019-12-02 | 5 | 1.804 | 84112.5143 | kWh | GS
8784 | 0 | 0 | [6 empty] | 2019-12-02 | 6 | 1.8503 | 86271.3939 | kWh | GS
8784 | 0 | 0 | [6 empty] | 2019-12-02 | 7 | 1.9964 | 93084.2927 | kWh | GS
8784 | 0 | 0 | [6 empty] | 2019-12-02 | 8 | 2.1838 | 101821.3209 | kWh | GS
8784 | 0 | 0 | [6 empty] | 2019-12-02 | 9 | 2.4758 | 115436.0175 | kWh | GS
8784 | 0 | 0 | [6 empty] | 2019-12-02 | 10 | 2.8784 | 134208.4493 | kWh | GS
8784 | 0 | 0 | [6 empty] | 2019-12-02 | 11 | 3.0718 | 143227.9429 | kWh | GS
8784 | 0 | 0 | [6 empty] | 2019-12-02 | 12 | 3.1613 | 147396.6039 | kWh | GS
8784 | 0 | 0 | [6 empty] | 2019-12-02 | 13 | 3.1231 | 145617.9895 | kWh | GS
8784 | 0 | 0 | [6 empty] | 2019-12-02 | 14 | 3.0578 | 142574.8918 | kWh | GS
8784 | 0 | 0 | [6 empty] | 2019-12-02 | 15 | 3.1061 | 144826.2036 | kWh | GS
8784 | 0 | 0 | [6 empty] | 2019-12-02 | 16 | 3.0587 | 142617.1269 | kWh | GS
8784 | 0 | 0 | [6 empty] | 2019-12-02 | 17 | 2.9666 | 138322.5935 | kWh | GS
8784 | 0 | 0 | [6 empty] | 2019-12-02 | 18 | 2.8328 | 132081.8504 | kWh | GS
8784 | 0 | 0 | [6 empty] | 2019-12-02 | 19 | 2.7107 | 126389.7547 | kWh | GS
8784 | 0 | 0 | [6 empty] | 2019-12-02 | 20 | 2.6974 | 125770.4302 | kWh | GS
8784 | 0 | 0 | [6 empty] | 2019-12-02 | 21 | 2.6103 | 121709.074 | kWh | GS
8784 | 0 | 0 | [6 empty] | 2019-12-02 | 22 | 2.514 | 117216.7262 | kWh | GS
8784 | 0 | 0 | [6 empty] | 2019-12-02 | 23 | 2.358 | 109943.2314 | kWh | GS
8784 | 0 | 0 | [6 empty] | 2019-12-02 | 24 | 2.2617 | 105454.6023 | kWh | GS
8784 | 0 | 0 | [6 empty] | 2019-12-03 | 1 | 2.1869 | 101964.6472 | kWh | GS
8784 | 0 | 0 | [6 empty] | 2019-12-03 | 2 | 2.194 | 102298.4575 | kWh | GS
8784 | 0 | 0 | [6 empty] | 2019-12-03 | 3 | 2.1923 | 102219.3449 | kWh | GS
8784 | 0 | 0 | [6 empty] | 2019-12-03 | 4 | 2.2235 | 103672.2703 | kWh | GS
8784 | 0 | 0 | [6 empty] | 2019-12-03 | 5 | 2.3213 | 108232.503 | kWh | GS
8784 | 0 | 0 | [6 empty] | 2019-12-03 | 6 | 2.4384 | 113693.5521 | kWh | GS
8784 | 0 | 0 | [6 empty] | 2019-12-03 | 7 | 2.6619 | 124112.7688 | kWh | GS
8784 | 0 | 0 | [6 empty] | 2019-12-03 | 8 | 3.1833 | 148423.8599 | kWh | GS
8784 | 0 | 0 | [6 empty] | 2019-12-03 | 9 | 3.4263 | 159755.3078 | kWh | GS
8784 | 0 | 0 | [6 empty] | 2019-12-03 | 10 | 3.6125 | 168435.3497 | kWh | GS
8784 | 0 | 0 | [6 empty] | 2019-12-03 | 11 | 3.6595 | 170630.0173 | kWh | GS
8784 | 0 | 0 | [6 empty] | 2019-12-03 | 12 | 3.6649 | 170880.3391 | kWh | GS
8784 | 0 | 0 | [6 empty] | 2019-12-03 | 13 | 3.6284 | 169177.2685 | kWh | GS
8784 | 0 | 0 | [6 empty] | 2019-12-03 | 14 | 3.5629 | 166121.7671 | kWh | GS
8784 | 0 | 0 | [6 empty] | 2019-12-03 | 15 | 3.4523 | 160966.4344 | kWh | GS
8784 | 0 | 0 | [6 empty] | 2019-12-03 | 16 | 3.3254 | 155049.4013 | kWh | GS
8784 | 0 | 0 | [6 empty] | 2019-12-03 | 17 | 3.1269 | 145795.1715 | kWh | GS
8784 | 0 | 0 | [6 empty] | 2019-12-03 | 18 | 3.0055 | 140136.1347 | kWh | GS
8784 | 0 | 0 | [6 empty] | 2019-12-03 | 19 | 2.9255 | 136405.924 | kWh | GS
8784 | 0 | 0 | [6 empty] | 2019-12-03 | 20 | 3.0716 | 143217.9662 | kWh | GS
8784 | 0 | 0 | [6 empty] | 2019-12-03 | 21 | 3.0878 | 143972.1026 | kWh | GS
8784 | 0 | 0 | [6 empty] | 2019-12-03 | 22 | 2.9709 | 138522.5305 | kWh | GS
8784 | 0 | 0 | [6 empty] | 2019-12-03 | 23 | 2.7177 | 126713.1539 | kWh | GS
8784 | 0 | 0 | [6 empty] | 2019-12-03 | 24 | 2.6287 | 122564.2631 | kWh | GS
8784 | 0 | 0 | [6 empty] | 2019-12-04 | 1 | 2.558 | 119271.5507 | kWh | GS
8784 | 0 | 0 | [6 empty] | 2019-12-04 | 2 | 2.5688 | 119775.0354 | kWh | GS
8784 | 0 | 0 | [6 empty] | 2019-12-04 | 3 | 2.5872 | 120632.4545 | kWh | GS
8784 | 0 | 0 | [6 empty] | 2019-12-04 | 4 | 2.5637 | 119533.9385 | kWh | GS
8784 | 0 | 0 | [6 empty] | 2019-12-04 | 5 | 2.6475 | 123441.4618 | kWh | GS
8784 | 0 | 0 | [6 empty] | 2019-12-04 | 6 | 2.7751 | 129389.684 | kWh | GS
8784 | 0 | 0 | [6 empty] | 2019-12-04 | 7 | 2.9362 | 136904.0792 | kWh | GS
8784 | 0 | 0 | [6 empty] | 2019-12-04 | 8 | 3.3228 | 154930.2425 | kWh | GS
8784 | 0 | 0 | [6 empty] | 2019-12-04 | 9 | 3.564 | 166174.8623 | kWh | GS
8784 | 0 | 0 | [6 empty] | 2019-12-04 | 10 | 3.6764 | 171413.9922 | kWh | GS
8784 | 0 | 0 | [6 empty] | 2019-12-04 | 11 | 3.7133 | 173138.1459 | kWh | GS
8784 | 0 | 0 | [6 empty] | 2019-12-04 | 12 | 3.6085 | 168251.0678 | kWh | GS
8784 | 0 | 0 | [6 empty] | 2019-12-04 | 13 | 3.4623 | 161434.6068 | kWh | GS
8784 | 0 | 0 | [6 empty] | 2019-12-04 | 14 | 3.3562 | 156486.1818 | kWh | GS
8784 | 0 | 0 | [6 empty] | 2019-12-04 | 15 | 3.3658 | 156935.6474 | kWh | GS
8784 | 0 | 0 | [6 empty] | 2019-12-04 | 16 | 3.2776 | 152819.1896 | kWh | GS
8784 | 0 | 0 | [6 empty] | 2019-12-04 | 17 | 3.1363 | 146231.1398 | kWh | GS
8784 | 0 | 0 | [6 empty] | 2019-12-04 | 18 | 2.9646 | 138225.8327 | kWh | GS
8784 | 0 | 0 | [6 empty] | 2019-12-04 | 19 | 2.8248 | 131709.3308 | kWh | GS
8784 | 0 | 0 | [6 empty] | 2019-12-04 | 20 | 2.8558 | 133155.5544 | kWh | GS
8784 | 0 | 0 | [6 empty] | 2019-12-04 | 21 | 2.8217 | 131563.856 | kWh | GS
8784 | 0 | 0 | [6 empty] | 2019-12-04 | 22 | 2.6533 | 123713.5011 | kWh | GS
8784 | 0 | 0 | [6 empty] | 2019-12-04 | 23 | 2.5156 | 117290.6838 | kWh | GS
8784 | 0 | 0 | [6 empty] | 2019-12-04 | 24 | 2.3938 | 111612.343 | kWh | GS
8784 | 0 | 0 | [6 empty] | 2019-12-05 | 1 | 2.2992 | 107201.0329 | kWh | GS
8784 | 0 | 0 | [6 empty] | 2019-12-05 | 2 | 2.2778 | 106202.9601 | kWh | GS
8784 | 0 | 0 | [6 empty] | 2019-12-05 | 3 | 2.28 | 106305.7868 | kWh | GS
8784 | 0 | 0 | [6 empty] | 2019-12-05 | 4 | 2.2771 | 106172.0578 | kWh | GS
8784 | 0 | 0 | [6 empty] | 2019-12-05 | 5 | 2.3392 | 109067.5052 | kWh | GS
8784 | 0 | 0 | [6 empty] | 2019-12-05 | 6 | 2.4712 | 115222.7373 | kWh | GS
8784 | 0 | 0 | [6 empty] | 2019-12-05 | 7 | 2.6831 | 125103.134 | kWh | GS
8784 | 0 | 0 | [6 empty] | 2019-12-05 | 8 | 3.0585 | 142606.6921 | kWh | GS
8784 | 0 | 0 | [6 empty] | 2019-12-05 | 9 | 3.3907 | 158093.1765 | kWh | GS
8784 | 0 | 0 | [6 empty] | 2019-12-05 | 10 | 3.4987 | 163132.3937 | kWh | GS
8784 | 0 | 0 | [6 empty] | 2019-12-05 | 11 | 3.4676 | 161681.5352 | kWh | GS
8784 | 0 | 0 | [6 empty] | 2019-12-05 | 12 | 3.4226 | 159580.0022 | kWh | GS
8784 | 0 | 0 | [6 empty] | 2019-12-05 | 13 | 3.3775 | 157477.721 | kWh | GS
8784 | 0 | 0 | [6 empty] | 2019-12-05 | 14 | 3.2745 | 152678.3063 | kWh | GS
8784 | 0 | 0 | [6 empty] | 2019-12-05 | 15 | 3.2368 | 150917.2708 | kWh | GS
8784 | 0 | 0 | [6 empty] | 2019-12-05 | 16 | 3.2806 | 152960.8848 | kWh | GS
8784 | 0 | 0 | [6 empty] | 2019-12-05 | 17 | 3.118 | 145380.5504 | kWh | GS
8784 | 0 | 0 | [6 empty] | 2019-12-05 | 18 | 3.0223 | 140917.4704 | kWh | GS
8784 | 0 | 0 | [6 empty] | 2019-12-05 | 19 | 2.8872 | 134619.1115 | kWh | GS
8784 | 0 | 0 | [6 empty] | 2019-12-05 | 20 | 2.9071 | 135548.6123 | kWh | GS
8784 | 0 | 0 | [6 empty] | 2019-12-05 | 21 | 2.8511 | 132937.5838 | kWh | GS
8784 | 0 | 0 | [6 empty] | 2019-12-05 | 22 | 2.7353 | 127537.5821 | kWh | GS
8784 | 0 | 0 | [6 empty] | 2019-12-05 | 23 | 2.5626 | 119484.944 | kWh | GS
8784 | 0 | 0 | [6 empty] | 2019-12-05 | 24 | 2.4326 | 113420.5988 | kWh | GS
8784 | 0 | 0 | [6 empty] | 2019-12-06 | 1 | 2.3259 | 108445.2758 | kWh | GS
8784 | 0 | 0 | [6 empty] | 2019-12-06 | 2 | 2.3355 | 108895.1231 | kWh | GS
8784 | 0 | 0 | [6 empty] | 2019-12-06 | 3 | 2.3604 | 110057.3631 | kWh | GS
8784 | 0 | 0 | [6 empty] | 2019-12-06 | 4 | 2.3698 | 110495.7906 | kWh | GS
8784 | 0 | 0 | [6 empty] | 2019-12-06 | 5 | 2.3974 | 111778.9352 | kWh | GS
8784 | 0 | 0 | [6 empty] | 2019-12-06 | 6 | 2.5424 | 118540.3668 | kWh | GS
8784 | 0 | 0 | [6 empty] | 2019-12-06 | 7 | 2.7365 | 127592.2629 | kWh | GS
8784 | 0 | 0 | [6 empty] | 2019-12-06 | 8 | 3.0108 | 140382.203 | kWh | GS
8784 | 0 | 0 | [6 empty] | 2019-12-06 | 9 | 3.2398 | 151058.3955 | kWh | GS
8784 | 0 | 0 | [6 empty] | 2019-12-06 | 10 | 3.2192 | 150098.9114 | kWh | GS
8784 | 0 | 0 | [6 empty] | 2019-12-06 | 11 | 3.2338 | 150778.1394 | kWh | GS
8784 | 0 | 0 | [6 empty] | 2019-12-06 | 12 | 3.2573 | 151872.945 | kWh | GS
8784 | 0 | 0 | [6 empty] | 2019-12-06 | 13 | 3.2816 | 153006.2702 | kWh | GS
8784 | 0 | 0 | [6 empty] | 2019-12-06 | 14 | 3.2081 | 149579.4171 | kWh | GS
8784 | 0 | 0 | [6 empty] | 2019-12-06 | 15 | 3.2025 | 149321.0095 | kWh | GS
8784 | 0 | 0 | [6 empty] | 2019-12-06 | 16 | 3.1973 | 149078.3273 | kWh | GS
8784 | 0 | 0 | [6 empty] | 2019-12-06 | 17 | 3.1048 | 144762.2895 | kWh | GS
8784 | 0 | 0 | [6 empty] | 2019-12-06 | 18 | 2.9002 | 135223.5272 | kWh | GS
8784 | 0 | 0 | [6 empty] | 2019-12-06 | 19 | 2.7973 | 130426.1755 | kWh | GS
8784 | 0 | 0 | [6 empty] | 2019-12-06 | 20 | 2.7708 | 129191.8101 | kWh | GS
8784 | 0 | 0 | [6 empty] | 2019-12-06 | 21 | 2.6795 | 124933.9397 | kWh | GS
8784 | 0 | 0 | [6 empty] | 2019-12-06 | 22 | 2.5656 | 119623.8514 | kWh | GS
8784 | 0 | 0 | [6 empty] | 2019-12-06 | 23 | 2.3865 | 111275.2372 | kWh | GS
8784 | 0 | 0 | [6 empty] | 2019-12-06 | 24 | 2.2363 | 104267.6074 | kWh | GS
8784 | 0 | 0 | [6 empty] | 2019-12-07 | 1 | 2.1547 | 100467.0669 | kWh | GS
8784 | 0 | 0 | [6 empty] | 2019-12-07 | 2 | 2.0907 | 97479.0689 | kWh | GS
8784 | 0 | 0 | [6 empty] | 2019-12-07 | 3 | 2.0756 | 96778.3436 | kWh | GS
8784 | 0 | 0 | [6 empty] | 2019-12-07 | 4 | 2.0818 | 97067.05 | kWh | GS
8784 | 0 | 0 | [6 empty] | 2019-12-07 | 5 | 2.139 | 99733.6863 | kWh | GS
8784 | 0 | 0 | [6 empty] | 2019-12-07 | 6 | 2.226 | 103791.5413 | kWh | GS
8784 | 0 | 0 | [6 empty] | 2019-12-07 | 7 | 2.3174 | 108050.9559 | kWh | GS
8784 | 0 | 0 | [6 empty] | 2019-12-07 | 8 | 2.406 | 112183.8615 | kWh | GS
8784 | 0 | 0 | [6 empty] | 2019-12-07 | 9 | 2.3671 | 110370.3679 | kWh | GS
8784 | 0 | 0 | [6 empty] | 2019-12-07 | 10 | 2.3896 | 111419.2203 | kWh | GS
8784 | 0 | 0 | [6 empty] | 2019-12-07 | 11 | 2.4182 | 112752.0589 | kWh | GS
8784 | 0 | 0 | [6 empty] | 2019-12-07 | 12 | 2.4104 | 112387.3163 | kWh | GS
8784 | 0 | 0 | [6 empty] | 2019-12-07 | 13 | 2.4717 | 115247.7234 | kWh | GS
8784 | 0 | 0 | [6 empty] | 2019-12-07 | 14 | 2.3965 | 111737.2531 | kWh | GS
8784 | 0 | 0 | [6 empty] | 2019-12-07 | 15 | 2.4037 | 112075.2494 | kWh | GS
8784 | 0 | 0 | [6 empty] | 2019-12-07 | 16 | 2.3837 | 111140.3752 | kWh | GS
8784 | 0 | 0 | [6 empty] | 2019-12-07 | 17 | 2.3171 | 108038.3211 | kWh | GS
8784 | 0 | 0 | [6 empty] | 2019-12-07 | 18 | 2.3492 | 109535.9135 | kWh | GS
8784 | 0 | 0 | [6 empty] | 2019-12-07 | 19 | 2.5012 | 116619.3654 | kWh | GS
8784 | 0 | 0 | [6 empty] | 2019-12-07 | 20 | 2.5363 | 118257.7698 | kWh | GS
8784 | 0 | 0 | [6 empty] | 2019-12-07 | 21 | 2.4855 | 115886.9984 | kWh | GS
8784 | 0 | 0 | [6 empty] | 2019-12-07 | 22 | 2.4744 | 115371.0443 | kWh | GS
8784 | 0 | 0 | [6 empty] | 2019-12-07 | 23 | 2.3738 | 110681.6611 | kWh | GS
8784 | 0 | 0 | [6 empty] | 2019-12-07 | 24 | 2.2802 | 106315.9596 | kWh | GS
8784 | 0 | 0 | [6 empty] | 2019-12-08 | 1 | 2.1679 | 101081.286 | kWh | GS
8784 | 0 | 0 | [6 empty] | 2019-12-08 | 2 | 2.1235 | 99009.8591 | kWh | GS
8784 | 0 | 0 | [6 empty] | 2019-12-08 | 3 | 2.0841 | 97173.1565 | kWh | GS
8784 | 0 | 0 | [6 empty] | 2019-12-08 | 4 | 2.0234 | 94343.2252 | kWh | GS
8784 | 0 | 0 | [6 empty] | 2019-12-08 | 5 | 1.9962 | 93075.6942 | kWh | GS
8784 | 0 | 0 | [6 empty] | 2019-12-08 | 6 | 1.987 | 92646.0234 | kWh | GS
8784 | 0 | 0 | [6 empty] | 2019-12-08 | 7 | 2.0025 | 93366.3173 | kWh | GS
8784 | 0 | 0 | [6 empty] | 2019-12-08 | 8 | 2.0217 | 94264.0675 | kWh | GS
8784 | 0 | 0 | [6 empty] | 2019-12-08 | 9 | 1.9254 | 89774.1043 | kWh | GS
8784 | 0 | 0 | [6 empty] | 2019-12-08 | 10 | 1.9741 | 92043.2136 | kWh | GS
8784 | 0 | 0 | [6 empty] | 2019-12-08 | 11 | 2.2222 | 103612.0581 | kWh | GS
8784 | 0 | 0 | [6 empty] | 2019-12-08 | 12 | 2.2577 | 105265.3462 | kWh | GS
8784 | 0 | 0 | [6 empty] | 2019-12-08 | 13 | 2.3259 | 108447.3336 | kWh | GS
8784 | 0 | 0 | [6 empty] | 2019-12-08 | 14 | 2.3022 | 107341.3483 | kWh | GS
8784 | 0 | 0 | [6 empty] | 2019-12-08 | 15 | 2.273 | 105981.3832 | kWh | GS
8784 | 0 | 0 | [6 empty] | 2019-12-08 | 16 | 2.1863 | 101937.1744 | kWh | GS
8784 | 0 | 0 | [6 empty] | 2019-12-08 | 17 | 2.1193 | 98813.7866 | kWh | GS
8784 | 0 | 0 | [6 empty] | 2019-12-08 | 18 | 2.2115 | 103112.5458 | kWh | GS
8784 | 0 | 0 | [6 empty] | 2019-12-08 | 19 | 2.3653 | 110285.8718 | kWh | GS
8784 | 0 | 0 | [6 empty] | 2019-12-08 | 20 | 2.462 | 114791.5105 | kWh | GS
8784 | 0 | 0 | [6 empty] | 2019-12-08 | 21 | 2.3866 | 111277.1617 | kWh | GS
8784 | 0 | 0 | [6 empty] | 2019-12-08 | 22 | 2.3185 | 108100.68 | kWh | GS
8784 | 0 | 0 | [6 empty] | 2019-12-08 | 23 | 2.2008 | 102615.0947 | kWh | GS
8784 | 0 | 0 | [6 empty] | 2019-12-08 | 24 | 2.0887 | 97386.3225 | kWh | GS
8784 | 0 | 0 | [6 empty] | 2019-12-09 | 1 | 2.0383 | 95036.7262 | kWh | GS
8784 | 0 | 0 | [6 empty] | 2019-12-09 | 2 | 1.9687 | 91794.4754 | kWh | GS
8784 | 0 | 0 | [6 empty] | 2019-12-09 | 3 | 1.8955 | 88378.223 | kWh | GS
8784 | 0 | 0 | [6 empty] | 2019-12-09 | 4 | 1.8793 | 87626.1728 | kWh | GS
8784 | 0 | 0 | [6 empty] | 2019-12-09 | 5 | 1.8891 | 88083.4116 | kWh | GS
8784 | 0 | 0 | [6 empty] | 2019-12-09 | 6 | 1.9092 | 89019.9849 | kWh | GS
8784 | 0 | 0 | [6 empty] | 2019-12-09 | 7 | 2.0346 | 94864.2075 | kWh | GS
8784 | 0 | 0 | [6 empty] | 2019-12-09 | 8 | 2.2223 | 103618.4504 | kWh | GS
8784 | 0 | 0 | [6 empty] | 2019-12-09 | 9 | 2.4563 | 114526.1319 | kWh | GS
8784 | 0 | 0 | [6 empty] | 2019-12-09 | 10 | 2.7591 | 128645.0138 | kWh | GS
8784 | 0 | 0 | [6 empty] | 2019-12-09 | 11 | 3.0046 | 140090.8539 | kWh | GS
8784 | 0 | 0 | [6 empty] | 2019-12-09 | 12 | 3.3042 | 154062.3435 | kWh | GS
8784 | 0 | 0 | [6 empty] | 2019-12-09 | 13 | 3.5532 | 165670.773 | kWh | GS
8784 | 0 | 0 | [6 empty] | 2019-12-09 | 14 | 3.6222 | 168886.8899 | kWh | GS
8784 | 0 | 0 | [6 empty] | 2019-12-09 | 15 | 3.6338 | 169429.783 | kWh | GS
8784 | 0 | 0 | [6 empty] | 2019-12-09 | 16 | 3.7029 | 172649.3696 | kWh | GS
8784 | 0 | 0 | [6 empty] | 2019-12-09 | 17 | 3.5796 | 166904.6765 | kWh | GS
8784 | 0 | 0 | [6 empty] | 2019-12-09 | 18 | 3.2878 | 153296.6039 | kWh | GS
8784 | 0 | 0 | [6 empty] | 2019-12-09 | 19 | 3.0545 | 142416.8953 | kWh | GS
8784 | 0 | 0 | [6 empty] | 2019-12-09 | 20 | 2.9546 | 137760.4296 | kWh | GS
8784 | 0 | 0 | [6 empty] | 2019-12-09 | 21 | 2.6909 | 125463.6577 | kWh | GS
8784 | 0 | 0 | [6 empty] | 2019-12-09 | 22 | 2.4711 | 115215.2732 | kWh | GS
8784 | 0 | 0 | [6 empty] | 2019-12-09 | 23 | 2.2332 | 104124.0461 | kWh | GS
8784 | 0 | 0 | [6 empty] | 2019-12-09 | 24 | 2.0847 | 97201.5507 | kWh | GS
8784 | 0 | 0 | [6 empty] | 2019-12-10 | 1 | 1.9532 | 91068.9204 | kWh | GS
8784 | 0 | 0 | [6 empty] | 2019-12-10 | 2 | 1.8906 | 88153.2239 | kWh | GS
8784 | 0 | 0 | [6 empty] | 2019-12-10 | 3 | 1.8684 | 87114.0509 | kWh | GS
8784 | 0 | 0 | [6 empty] | 2019-12-10 | 4 | 1.8531 | 86403.8599 | kWh | GS
8784 | 0 | 0 | [6 empty] | 2019-12-10 | 5 | 1.8563 | 86551.4457 | kWh | GS
8784 | 0 | 0 | [6 empty] | 2019-12-10 | 6 | 1.887 | 87983.7777 | kWh | GS
8784 | 0 | 0 | [6 empty] | 2019-12-10 | 7 | 2.0028 | 93383.4951 | kWh | GS
8784 | 0 | 0 | [6 empty] | 2019-12-10 | 8 | 2.2015 | 102646.811 | kWh | GS
8784 | 0 | 0 | [6 empty] | 2019-12-10 | 9 | 2.4764 | 115464.5744 | kWh | GS
8784 | 0 | 0 | [6 empty] | 2019-12-10 | 10 | 2.762 | 128780.9087 | kWh | GS
8784 | 0 | 0 | [6 empty] | 2019-12-10 | 11 | 3.0749 | 143368.4172 | kWh | GS
8784 | 0 | 0 | [6 empty] | 2019-12-10 | 12 | 3.4321 | 160026.5453 | kWh | GS
8784 | 0 | 0 | [6 empty] | 2019-12-10 | 13 | 3.6834 | 171741.714 | kWh | GS
8784 | 0 | 0 | [6 empty] | 2019-12-10 | 14 | 3.9092 | 182272.1051 | kWh | GS
8784 | 0 | 0 | [6 empty] | 2019-12-10 | 15 | 3.9948 | 186262.1704 | kWh | GS
8784 | 0 | 0 | [6 empty] | 2019-12-10 | 16 | 4.0999 | 191160.5935 | kWh | GS
8784 | 0 | 0 | [6 empty] | 2019-12-10 | 17 | 3.9706 | 185133.8246 | kWh | GS
8784 | 0 | 0 | [6 empty] | 2019-12-10 | 18 | 3.6746 | 171331.2016 | kWh | GS
8784 | 0 | 0 | [6 empty] | 2019-12-10 | 19 | 3.3024 | 153979.7901 | kWh | GS
8784 | 0 | 0 | [6 empty] | 2019-12-10 | 20 | 3.2111 | 149719.388 | kWh | GS
8784 | 0 | 0 | [6 empty] | 2019-12-10 | 21 | 2.9881 | 139321.2576 | kWh | GS
8784 | 0 | 0 | [6 empty] | 2019-12-10 | 22 | 2.7115 | 126424.3829 | kWh | GS
8784 | 0 | 0 | [6 empty] | 2019-12-10 | 23 | 2.4603 | 114715.5084 | kWh | GS
8784 | 0 | 0 | [6 empty] | 2019-12-10 | 24 | 2.2352 | 104217.2535 | kWh | GS
8784 | 0 | 0 | [6 empty] | 2019-12-11 | 1 | 2.1044 | 98121.2484 | kWh | GS
8784 | 0 | 0 | [6 empty] | 2019-12-11 | 2 | 2.0426 | 95239.2938 | kWh | GS
8784 | 0 | 0 | [6 empty] | 2019-12-11 | 3 | 1.957 | 91248.8106 | kWh | GS
8784 | 0 | 0 | [6 empty] | 2019-12-11 | 4 | 1.9193 | 89491.3943 | kWh | GS
8784 | 0 | 0 | [6 empty] | 2019-12-11 | 5 | 1.9347 | 90206.273 | kWh | GS
8784 | 0 | 0 | [6 empty] | 2019-12-11 | 6 | 1.9461 | 90738.8505 | kWh | GS
8784 | 0 | 0 | [6 empty] | 2019-12-11 | 7 | 2.0748 | 96738.7988 | kWh | GS
8784 | 0 | 0 | [6 empty] | 2019-12-11 | 8 | 2.2484 | 104831.9877 | kWh | GS
8784 | 0 | 0 | [6 empty] | 2019-12-11 | 9 | 2.5324 | 118076.8301 | kWh | GS
8784 | 0 | 0 | [6 empty] | 2019-12-11 | 10 | 2.8174 | 131364.3551 | kWh | GS
8784 | 0 | 0 | [6 empty] | 2019-12-11 | 11 | 3.1534 | 147032.27 | kWh | GS
8784 | 0 | 0 | [6 empty] | 2019-12-11 | 12 | 3.2649 | 152228.0033 | kWh | GS
8784 | 0 | 0 | [6 empty] | 2019-12-11 | 13 | 3.2652 | 152243.2037 | kWh | GS
8784 | 0 | 0 | [6 empty] | 2019-12-11 | 14 | 3.2312 | 150656.6755 | kWh | GS
8784 | 0 | 0 | [6 empty] | 2019-12-11 | 15 | 3.2331 | 150747.8433 | kWh | GS
8784 | 0 | 0 | [6 empty] | 2019-12-11 | 16 | 3.1615 | 147406.7406 | kWh | GS
8784 | 0 | 0 | [6 empty] | 2019-12-11 | 17 | 3.0762 | 143430.5646 | kWh | GS
8784 | 0 | 0 | [6 empty] | 2019-12-11 | 18 | 2.9483 | 137469.6451 | kWh | GS
8784 | 0 | 0 | [6 empty] | 2019-12-11 | 19 | 2.8016 | 130628.9438 | kWh | GS
8784 | 0 | 0 | [6 empty] | 2019-12-11 | 20 | 2.7714 | 129221.0996 | kWh | GS
8784 | 0 | 0 | [6 empty] | 2019-12-11 | 21 | 2.6485 | 123488.3911 | kWh | GS
8784 | 0 | 0 | [6 empty] | 2019-12-11 | 22 | 2.4456 | 114027.503 | kWh | GS
8784 | 0 | 0 | [6 empty] | 2019-12-11 | 23 | 2.2545 | 105118.5509 | kWh | GS
8784 | 0 | 0 | [6 empty] | 2019-12-11 | 24 | 2.1465 | 100083.3993 | kWh | GS
8784 | 0 | 0 | [6 empty] | 2019-12-12 | 1 | 2.0468 | 95432.6146 | kWh | GS
8784 | 0 | 0 | [6 empty] | 2019-12-12 | 2 | 1.9462 | 90742.5652 | kWh | GS
8784 | 0 | 0 | [6 empty] | 2019-12-12 | 3 | 1.9305 | 90013.2773 | kWh | GS
8784 | 0 | 0 | [6 empty] | 2019-12-12 | 4 | 1.9054 | 88841.0663 | kWh | GS
8784 | 0 | 0 | [6 empty] | 2019-12-12 | 5 | 1.8993 | 88555.1425 | kWh | GS
8784 | 0 | 0 | [6 empty] | 2019-12-12 | 6 | 1.9584 | 91314.4208 | kWh | GS
8784 | 0 | 0 | [6 empty] | 2019-12-12 | 7 | 2.0639 | 96229.4194 | kWh | GS
8784 | 0 | 0 | [6 empty] | 2019-12-12 | 8 | 2.3027 | 107365.2961 | kWh | GS
8784 | 0 | 0 | [6 empty] | 2019-12-12 | 9 | 2.6075 | 121577.0002 | kWh | GS
8784 | 0 | 0 | [6 empty] | 2019-12-12 | 10 | 2.8458 | 132686.6803 | kWh | GS
8784 | 0 | 0 | [6 empty] | 2019-12-12 | 11 | 3.0789 | 143555.478 | kWh | GS
8784 | 0 | 0 | [6 empty] | 2019-12-12 | 12 | 3.1493 | 146837.7568 | kWh | GS
8784 | 0 | 0 | [6 empty] | 2019-12-12 | 13 | 3.2471 | 151399.1697 | kWh | GS
8784 | 0 | 0 | [6 empty] | 2019-12-12 | 14 | 3.1908 | 148775.343 | kWh | GS
8784 | 0 | 0 | [6 empty] | 2019-12-12 | 15 | 3.1874 | 148617.5458 | kWh | GS
8784 | 0 | 0 | [6 empty] | 2019-12-12 | 16 | 3.1788 | 148215.191 | kWh | GS
8784 | 0 | 0 | [6 empty] | 2019-12-12 | 17 | 3.0579 | 142575.4322 | kWh | GS
8784 | 0 | 0 | [6 empty] | 2019-12-12 | 18 | 2.9669 | 138335.4665 | kWh | GS
8784 | 0 | 0 | [6 empty] | 2019-12-12 | 19 | 2.8706 | 133842.4123 | kWh | GS
8784 | 0 | 0 | [6 empty] | 2019-12-12 | 20 | 2.8121 | 131118.0771 | kWh | GS
8784 | 0 | 0 | [6 empty] | 2019-12-12 | 21 | 2.6612 | 124078.8249 | kWh | GS
8784 | 0 | 0 | [6 empty] | 2019-12-12 | 22 | 2.4873 | 115973.0482 | kWh | GS
8784 | 0 | 0 | [6 empty] | 2019-12-12 | 23 | 2.2961 | 107056.6992 | kWh | GS
8784 | 0 | 0 | [6 empty] | 2019-12-12 | 24 | 2.1315 | 99381.9873 | kWh | GS
8784 | 0 | 0 | [6 empty] | 2019-12-13 | 1 | 1.9999 | 93247.2086 | kWh | GS
8784 | 0 | 0 | [6 empty] | 2019-12-13 | 2 | 1.9189 | 89471.0933 | kWh | GS
8784 | 0 | 0 | [6 empty] | 2019-12-13 | 3 | 1.8555 | 86513.9332 | kWh | GS
8784 | 0 | 0 | [6 empty] | 2019-12-13 | 4 | 1.822 | 84951.46 | kWh | GS
8784 | 0 | 0 | [6 empty] | 2019-12-13 | 5 | 1.8279 | 85225.484 | kWh | GS
8784 | 0 | 0 | [6 empty] | 2019-12-13 | 6 | 1.8735 | 87353.5735 | kWh | GS
8784 | 0 | 0 | [6 empty] | 2019-12-13 | 7 | 1.9789 | 92268.3009 | kWh | GS
8784 | 0 | 0 | [6 empty] | 2019-12-13 | 8 | 2.2208 | 103548.8266 | kWh | GS
8784 | 0 | 0 | [6 empty] | 2019-12-13 | 9 | 2.5029 | 116699.4945 | kWh | GS
8784 | 0 | 0 | [6 empty] | 2019-12-13 | 10 | 2.746 | 128034.6601 | kWh | GS
8784 | 0 | 0 | [6 empty] | 2019-12-13 | 11 | 2.9654 | 138266.6247 | kWh | GS
8784 | 0 | 0 | [6 empty] | 2019-12-13 | 12 | 3.1094 | 144979.9026 | kWh | GS
8784 | 0 | 0 | [6 empty] | 2019-12-13 | 13 | 3.2751 | 152704.988 | kWh | GS
8784 | 0 | 0 | [6 empty] | 2019-12-13 | 14 | 3.2914 | 153464.0388 | kWh | GS
8784 | 0 | 0 | [6 empty] | 2019-12-13 | 15 | 3.2538 | 151710.9457 | kWh | GS
8784 | 0 | 0 | [6 empty] | 2019-12-13 | 16 | 3.2159 | 149943.9943 | kWh | GS
8784 | 0 | 0 | [6 empty] | 2019-12-13 | 17 | 3.0083 | 140264.9868 | kWh | GS
8784 | 0 | 0 | [6 empty] | 2019-12-13 | 18 | 2.817 | 131344.7766 | kWh | GS
8784 | 0 | 0 | [6 empty] | 2019-12-13 | 19 | 2.7453 | 128003.188 | kWh | GS
8784 | 0 | 0 | [6 empty] | 2019-12-13 | 20 | 2.7456 | 128017.7052 | kWh | GS
8784 | 0 | 0 | [6 empty] | 2019-12-13 | 21 | 2.6432 | 123243.1475 | kWh | GS
8784 | 0 | 0 | [6 empty] | 2019-12-13 | 22 | 2.4979 | 116467.6633 | kWh | GS
8784 | 0 | 0 | [6 empty] | 2019-12-13 | 23 | 2.307 | 107568.0601 | kWh | GS
8784 | 0 | 0 | [6 empty] | 2019-12-13 | 24 | 2.1498 | 100238.1914 | kWh | GS
8784 | 0 | 0 | [6 empty] | 2019-12-14 | 1 | 2.0242 | 94378.1921 | kWh | GS
8784 | 0 | 0 | [6 empty] | 2019-12-14 | 2 | 1.897 | 88449.3008 | kWh | GS
8784 | 0 | 0 | [6 empty] | 2019-12-14 | 3 | 1.8498 | 86248.2231 | kWh | GS
8784 | 0 | 0 | [6 empty] | 2019-12-14 | 4 | 1.8057 | 84194.6761 | kWh | GS
8784 | 0 | 0 | [6 empty] | 2019-12-14 | 5 | 1.8066 | 84236.5979 | kWh | GS
8784 | 0 | 0 | [6 empty] | 2019-12-14 | 6 | 1.8208 | 84897.9763 | kWh | GS
8784 | 0 | 0 | [6 empty] | 2019-12-14 | 7 | 1.8197 | 84843.3554 | kWh | GS
8784 | 0 | 0 | [6 empty] | 2019-12-14 | 8 | 1.8638 | 86902.6057 | kWh | GS
8784 | 0 | 0 | [6 empty] | 2019-12-14 | 9 | 1.9277 | 89879.0841 | kWh | GS
8784 | 0 | 0 | [6 empty] | 2019-12-14 | 10 | 2.0017 | 93333.2603 | kWh | GS
8784 | 0 | 0 | [6 empty] | 2019-12-14 | 11 | 2.2318 | 104060.3713 | kWh | GS
8784 | 0 | 0 | [6 empty] | 2019-12-14 | 12 | 2.3463 | 109397.2705 | kWh | GS
8784 | 0 | 0 | [6 empty] | 2019-12-14 | 13 | 2.3852 | 111213.3643 | kWh | GS
8784 | 0 | 0 | [6 empty] | 2019-12-14 | 14 | 2.3586 | 109973.2017 | kWh | GS
8784 | 0 | 0 | [6 empty] | 2019-12-14 | 15 | 2.374 | 110690.1146 | kWh | GS
8784 | 0 | 0 | [6 empty] | 2019-12-14 | 16 | 2.3855 | 111225.3105 | kWh | GS
8784 | 0 | 0 | [6 empty] | 2019-12-14 | 17 | 2.3301 | 108645.3937 | kWh | GS
8784 | 0 | 0 | [6 empty] | 2019-12-14 | 18 | 2.3187 | 108111.2818 | kWh | GS
8784 | 0 | 0 | [6 empty] | 2019-12-14 | 19 | 2.4109 | 112410.6239 | kWh | GS
8784 | 0 | 0 | [6 empty] | 2019-12-14 | 20 | 2.4912 | 116153.9721 | kWh | GS
8784 | 0 | 0 | [6 empty] | 2019-12-14 | 21 | 2.4301 | 113305.1011 | kWh | GS
8784 | 0 | 0 | [6 empty] | 2019-12-14 | 22 | 2.3925 | 111553.0297 | kWh | GS
8784 | 0 | 0 | [6 empty] | 2019-12-14 | 23 | 2.3107 | 107736.7558 | kWh | GS
8784 | 0 | 0 | [6 empty] | 2019-12-14 | 24 | 2.1768 | 101494.0578 | kWh | GS
8784 | 0 | 0 | [6 empty] | 2019-12-15 | 1 | 2.0701 | 96522.3713 | kWh | GS
8784 | 0 | 0 | [6 empty] | 2019-12-15 | 2 | 2.0823 | 97090.6372 | kWh | GS
8784 | 0 | 0 | [6 empty] | 2019-12-15 | 3 | 2.0674 | 96392.2906 | kWh | GS
8784 | 0 | 0 | [6 empty] | 2019-12-15 | 4 | 2.0818 | 97065.0277 | kWh | GS
8784 | 0 | 0 | [6 empty] | 2019-12-15 | 5 | 2.0619 | 96136.1567 | kWh | GS
8784 | 0 | 0 | [6 empty] | 2019-12-15 | 6 | 2.0911 | 97501.8507 | kWh | GS
8784 | 0 | 0 | [6 empty] | 2019-12-15 | 7 | 2.134 | 99500.2225 | kWh | GS
8784 | 0 | 0 | [6 empty] | 2019-12-15 | 8 | 2.1402 | 99790.0748 | kWh | GS
8784 | 0 | 0 | [6 empty] | 2019-12-15 | 9 | 2.146 | 100061.283 | kWh | GS
8784 | 0 | 0 | [6 empty] | 2019-12-15 | 10 | 2.1619 | 100799.6055 | kWh | GS
8784 | 0 | 0 | [6 empty] | 2019-12-15 | 11 | 2.3539 | 109752.3978 | kWh | GS
8784 | 0 | 0 | [6 empty] | 2019-12-15 | 12 | 2.3843 | 111172.1426 | kWh | GS
8784 | 0 | 0 | [6 empty] | 2019-12-15 | 13 | 2.3291 | 108595.9874 | kWh | GS
8784 | 0 | 0 | [6 empty] | 2019-12-15 | 14 | 2.2859 | 106584.6469 | kWh | GS
8784 | 0 | 0 | [6 empty] | 2019-12-15 | 15 | 2.2073 | 102919.0152 | kWh | GS
8784 | 0 | 0 | [6 empty] | 2019-12-15 | 16 | 2.23 | 103973.7737 | kWh | GS
8784 | 0 | 0 | [6 empty] | 2019-12-15 | 17 | 2.1418 | 99862.5184 | kWh | GS
8784 | 0 | 0 | [6 empty] | 2019-12-15 | 18 | 2.1899 | 102107.5489 | kWh | GS
8784 | 0 | 0 | [6 empty] | 2019-12-15 | 19 | 2.2677 | 105735.2163 | kWh | GS
8784 | 0 | 0 | [6 empty] | 2019-12-15 | 20 | 2.3967 | 111748.2677 | kWh | GS
8784 | 0 | 0 | [6 empty] | 2019-12-15 | 21 | 2.3413 | 109166.7057 | kWh | GS
8784 | 0 | 0 | [6 empty] | 2019-12-15 | 22 | 2.2451 | 104681.7526 | kWh | GS
8784 | 0 | 0 | [6 empty] | 2019-12-15 | 23 | 2.1365 | 99617.8427 | kWh | GS
8784 | 0 | 0 | [6 empty] | 2019-12-15 | 24 | 2.0427 | 95244.6185 | kWh | GS
8784 | 0 | 0 | [6 empty] | 2019-12-16 | 1 | 1.9821 | 92416.9512 | kWh | GS
8784 | 0 | 0 | [6 empty] | 2019-12-16 | 2 | 1.9433 | 90608.8581 | kWh | GS
8784 | 0 | 0 | [6 empty] | 2019-12-16 | 3 | 1.939 | 90407.1882 | kWh | GS
8784 | 0 | 0 | [6 empty] | 2019-12-16 | 4 | 1.9624 | 91500.8527 | kWh | GS
8784 | 0 | 0 | [6 empty] | 2019-12-16 | 5 | 1.9518 | 91002.5313 | kWh | GS
8784 | 0 | 0 | [6 empty] | 2019-12-16 | 6 | 1.9983 | 93170.6404 | kWh | GS
8784 | 0 | 0 | [6 empty] | 2019-12-16 | 7 | 2.1844 | 101848.9082 | kWh | GS
8784 | 0 | 0 | [6 empty] | 2019-12-16 | 8 | 2.471 | 115212.4452 | kWh | GS
8784 | 0 | 0 | [6 empty] | 2019-12-16 | 9 | 2.8033 | 130707.0441 | kWh | GS
8784 | 0 | 0 | [6 empty] | 2019-12-16 | 10 | 3.0488 | 142151.5344 | kWh | GS
8784 | 0 | 0 | [6 empty] | 2019-12-16 | 11 | 3.0762 | 143429.5401 | kWh | GS
8784 | 0 | 0 | [6 empty] | 2019-12-16 | 12 | 3.2114 | 149734.9329 | kWh | GS
8784 | 0 | 0 | [6 empty] | 2019-12-16 | 13 | 3.2927 | 153523.7474 | kWh | GS
8784 | 0 | 0 | [6 empty] | 2019-12-16 | 14 | 3.3839 | 157775.6515 | kWh | GS
8784 | 0 | 0 | [6 empty] | 2019-12-16 | 15 | 3.414 | 159180.2625 | kWh | GS
8784 | 0 | 0 | [6 empty] | 2019-12-16 | 16 | 3.5196 | 164105.2783 | kWh | GS
8784 | 0 | 0 | [6 empty] | 2019-12-16 | 17 | 3.4114 | 159059.1646 | kWh | GS
8784 | 0 | 0 | [6 empty] | 2019-12-16 | 18 | 3.2083 | 149587.8788 | kWh | GS
8784 | 0 | 0 | [6 empty] | 2019-12-16 | 19 | 2.9557 | 137811.7585 | kWh | GS
8784 | 0 | 0 | [6 empty] | 2019-12-16 | 20 | 2.8522 | 132987.9887 | kWh | GS
8784 | 0 | 0 | [6 empty] | 2019-12-16 | 21 | 2.6284 | 122552.1894 | kWh | GS
8784 | 0 | 0 | [6 empty] | 2019-12-16 | 22 | 2.4323 | 113407.7914 | kWh | GS
8784 | 0 | 0 | [6 empty] | 2019-12-16 | 23 | 2.231 | 104023.8749 | kWh | GS
8784 | 0 | 0 | [6 empty] | 2019-12-16 | 24 | 2.0796 | 96961.9579 | kWh | GS
8784 | 0 | 0 | [6 empty] | 2019-12-17 | 1 | 1.9556 | 91180.3628 | kWh | GS
8784 | 0 | 0 | [6 empty] | 2019-12-17 | 2 | 1.8743 | 87389.1026 | kWh | GS
8784 | 0 | 0 | [6 empty] | 2019-12-17 | 3 | 1.8343 | 85525.9357 | kWh | GS
8784 | 0 | 0 | [6 empty] | 2019-12-17 | 4 | 1.8236 | 85028.6101 | kWh | GS
8784 | 0 | 0 | [6 empty] | 2019-12-17 | 5 | 1.8162 | 84681.3366 | kWh | GS
8784 | 0 | 0 | [6 empty] | 2019-12-17 | 6 | 1.8668 | 87041.5758 | kWh | GS
8784 | 0 | 0 | [6 empty] | 2019-12-17 | 7 | 2.0126 | 93839.6102 | kWh | GS
8784 | 0 | 0 | [6 empty] | 2019-12-17 | 8 | 2.2388 | 104387.6119 | kWh | GS
8784 | 0 | 0 | [6 empty] | 2019-12-17 | 9 | 2.5476 | 118784.3929 | kWh | GS
8784 | 0 | 0 | [6 empty] | 2019-12-17 | 10 | 2.8854 | 134535.4876 | kWh | GS
8784 | 0 | 0 | [6 empty] | 2019-12-17 | 11 | 3.2107 | 149701.9314 | kWh | GS
8784 | 0 | 0 | [6 empty] | 2019-12-17 | 12 | 3.4222 | 159563.9993 | kWh | GS
8784 | 0 | 0 | [6 empty] | 2019-12-17 | 13 | 3.6647 | 170869.6635 | kWh | GS
8784 | 0 | 0 | [6 empty] | 2019-12-17 | 14 | 3.7962 | 177001.3409 | kWh | GS
8784 | 0 | 0 | [6 empty] | 2019-12-17 | 15 | 3.8855 | 181164.0361 | kWh | GS
8784 | 0 | 0 | [6 empty] | 2019-12-17 | 16 | 3.9336 | 183408.142 | kWh | GS
8784 | 0 | 0 | [6 empty] | 2019-12-17 | 17 | 3.7145 | 173192.1894 | kWh | GS
8784 | 0 | 0 | [6 empty] | 2019-12-17 | 18 | 3.4458 | 160661.7826 | kWh | GS
8784 | 0 | 0 | [6 empty] | 2019-12-17 | 19 | 3.0677 | 143035.4887 | kWh | GS
8784 | 0 | 0 | [6 empty] | 2019-12-17 | 20 | 2.8572 | 133221.3109 | kWh | GS
8784 | 0 | 0 | [6 empty] | 2019-12-17 | 21 | 2.732 | 127384.0627 | kWh | GS
8784 | 0 | 0 | [6 empty] | 2019-12-17 | 22 | 2.5192 | 117460.7657 | kWh | GS
8784 | 0 | 0 | [6 empty] | 2019-12-17 | 23 | 2.3219 | 108260.4651 | kWh | GS
8784 | 0 | 0 | [6 empty] | 2019-12-17 | 24 | 2.1436 | 99948.6321 | kWh | GS
8784 | 0 | 0 | [6 empty] | 2019-12-18 | 1 | 1.9898 | 92778.5523 | kWh | GS
8784 | 0 | 0 | [6 empty] | 2019-12-18 | 2 | 1.8891 | 88083.225 | kWh | GS
8784 | 0 | 0 | [6 empty] | 2019-12-18 | 3 | 1.8459 | 86069.0397 | kWh | GS
8784 | 0 | 0 | [6 empty] | 2019-12-18 | 4 | 1.8388 | 85737.8387 | kWh | GS
8784 | 0 | 0 | [6 empty] | 2019-12-18 | 5 | 1.8346 | 85538.0463 | kWh | GS
8784 | 0 | 0 | [6 empty] | 2019-12-18 | 6 | 1.9336 | 90157.5515 | kWh | GS
8784 | 0 | 0 | [6 empty] | 2019-12-18 | 7 | 2.1458 | 100050.375 | kWh | GS
8784 | 0 | 0 | [6 empty] | 2019-12-18 | 8 | 2.4497 | 114220.1107 | kWh | GS
8784 | 0 | 0 | [6 empty] | 2019-12-18 | 9 | 2.774 | 129338.621 | kWh | GS
8784 | 0 | 0 | [6 empty] | 2019-12-18 | 10 | 3.0795 | 143584.3736 | kWh | GS
8784 | 0 | 0 | [6 empty] | 2019-12-18 | 11 | 3.3159 | 154604.9697 | kWh | GS
8784 | 0 | 0 | [6 empty] | 2019-12-18 | 12 | 3.4515 | 160930.4835 | kWh | GS
8784 | 0 | 0 | [6 empty] | 2019-12-18 | 13 | 3.5056 | 163451.4503 | kWh | GS
8784 | 0 | 0 | [6 empty] | 2019-12-18 | 14 | 3.3553 | 156444.7301 | kWh | GS
8784 | 0 | 0 | [6 empty] | 2019-12-18 | 15 | 3.2147 | 149890.376 | kWh | GS
8784 | 0 | 0 | [6 empty] | 2019-12-18 | 16 | 3.2253 | 150384.1394 | kWh | GS
8784 | 0 | 0 | [6 empty] | 2019-12-18 | 17 | 3.0812 | 143664.3035 | kWh | GS
8784 | 0 | 0 | [6 empty] | 2019-12-18 | 18 | 2.9911 | 139461.8325 | kWh | GS
8784 | 0 | 0 | [6 empty] | 2019-12-18 | 19 | 2.8999 | 135209.8317 | kWh | GS
8784 | 0 | 0 | [6 empty] | 2019-12-18 | 20 | 2.9928 | 139543.4083 | kWh | GS
8784 | 0 | 0 | [6 empty] | 2019-12-18 | 21 | 2.9409 | 137121.2461 | kWh | GS
8784 | 0 | 0 | [6 empty] | 2019-12-18 | 22 | 2.7877 | 129979.8526 | kWh | GS
8784 | 0 | 0 | [6 empty] | 2019-12-18 | 23 | 2.6155 | 121949.2609 | kWh | GS
8784 | 0 | 0 | [6 empty] | 2019-12-18 | 24 | 2.4555 | 114491.1609 | kWh | GS
8784 | 0 | 0 | [6 empty] | 2019-12-19 | 1 | 2.3815 | 111040.8578 | kWh | GS
8784 | 0 | 0 | [6 empty] | 2019-12-19 | 2 | 2.3584 | 109962.6729 | kWh | GS
8784 | 0 | 0 | [6 empty] | 2019-12-19 | 3 | 2.371 | 110551.135 | kWh | GS
8784 | 0 | 0 | [6 empty] | 2019-12-19 | 4 | 2.4095 | 112347.635 | kWh | GS
8784 | 0 | 0 | [6 empty] | 2019-12-19 | 5 | 2.4907 | 116131.5183 | kWh | GS
8784 | 0 | 0 | [6 empty] | 2019-12-19 | 6 | 2.6382 | 123008.8524 | kWh | GS
8784 | 0 | 0 | [6 empty] | 2019-12-19 | 7 | 2.8536 | 133052.7526 | kWh | GS
8784 | 0 | 0 | [6 empty] | 2019-12-19 | 8 | 3.1602 | 147347.0886 | kWh | GS
8784 | 0 | 0 | [6 empty] | 2019-12-19 | 9 | 3.7872 | 176581.0005 | kWh | GS
8784 | 0 | 0 | [6 empty] | 2019-12-19 | 10 | 4.0105 | 186992.9415 | kWh | GS
8784 | 0 | 0 | [6 empty] | 2019-12-19 | 11 | 3.998 | 186412.3141 | kWh | GS
8784 | 0 | 0 | [6 empty] | 2019-12-19 | 12 | 3.9348 | 183463.0567 | kWh | GS
8784 | 0 | 0 | [6 empty] | 2019-12-19 | 13 | 3.7902 | 176720.3593 | kWh | GS
8784 | 0 | 0 | [6 empty] | 2019-12-19 | 14 | 3.5555 | 165779.7833 | kWh | GS
8784 | 0 | 0 | [6 empty] | 2019-12-19 | 15 | 3.3819 | 157686.6756 | kWh | GS
8784 | 0 | 0 | [6 empty] | 2019-12-19 | 16 | 3.3142 | 154526.8823 | kWh | GS
8784 | 0 | 0 | [6 empty] | 2019-12-19 | 17 | 3.1425 | 146524.2168 | kWh | GS
8784 | 0 | 0 | [6 empty] | 2019-12-19 | 18 | 3.082 | 143700.6274 | kWh | GS
8784 | 0 | 0 | [6 empty] | 2019-12-19 | 19 | 3.0455 | 141998.7638 | kWh | GS
8784 | 0 | 0 | [6 empty] | 2019-12-19 | 20 | 3.0833 | 143760.563 | kWh | GS
8784 | 0 | 0 | [6 empty] | 2019-12-19 | 21 | 2.9458 | 137348.9514 | kWh | GS
8784 | 0 | 0 | [6 empty] | 2019-12-19 | 22 | 2.7756 | 129415.8093 | kWh | GS
8784 | 0 | 0 | [6 empty] | 2019-12-19 | 23 | 2.6355 | 122881.7905 | kWh | GS
8784 | 0 | 0 | [6 empty] | 2019-12-19 | 24 | 2.5058 | 116833.8509 | kWh | GS
8784 | 0 | 0 | [6 empty] | 2019-12-20 | 1 | 2.3794 | 110940.8734 | kWh | GS
8784 | 0 | 0 | [6 empty] | 2019-12-20 | 2 | 2.2858 | 106576.3014 | kWh | GS
8784 | 0 | 0 | [6 empty] | 2019-12-20 | 3 | 2.2511 | 104957.7789 | kWh | GS
8784 | 0 | 0 | [6 empty] | 2019-12-20 | 4 | 2.2522 | 105010.518 | kWh | GS
8784 | 0 | 0 | [6 empty] | 2019-12-20 | 5 | 2.2943 | 106973.4333 | kWh | GS
8784 | 0 | 0 | [6 empty] | 2019-12-20 | 6 | 2.3849 | 111197.0464 | kWh | GS
8784 | 0 | 0 | [6 empty] | 2019-12-20 | 7 | 2.5027 | 116690.6473 | kWh | GS
8784 | 0 | 0 | [6 empty] | 2019-12-20 | 8 | 2.6724 | 124603.6958 | kWh | GS
8784 | 0 | 0 | [6 empty] | 2019-12-20 | 9 | 2.9491 | 137503.6166 | kWh | GS
8784 | 0 | 0 | [6 empty] | 2019-12-20 | 10 | 3.0539 | 142392.8278 | kWh | GS
8784 | 0 | 0 | [6 empty] | 2019-12-20 | 11 | 3.1097 | 144992.8041 | kWh | GS
8784 | 0 | 0 | [6 empty] | 2019-12-20 | 12 | 3.1839 | 148451.7482 | kWh | GS
8784 | 0 | 0 | [6 empty] | 2019-12-20 | 13 | 3.1635 | 147500.0428 | kWh | GS
8784 | 0 | 0 | [6 empty] | 2019-12-20 | 14 | 3.1479 | 146776.1247 | kWh | GS
8784 | 0 | 0 | [6 empty] | 2019-12-20 | 15 | 3.0492 | 142170.0821 | kWh | GS
8784 | 0 | 0 | [6 empty] | 2019-12-20 | 16 | 3.001 | 139923.5039 | kWh | GS
8784 | 0 | 0 | [6 empty] | 2019-12-20 | 17 | 2.8722 | 133920.1042 | kWh | GS
8784 | 0 | 0 | [6 empty] | 2019-12-20 | 18 | 2.7583 | 128607.0614 | kWh | GS
8784 | 0 | 0 | [6 empty] | 2019-12-20 | 19 | 2.7429 | 127890.844 | kWh | GS
8784 | 0 | 0 | [6 empty] | 2019-12-20 | 20 | 2.7725 | 129272.4516 | kWh | GS
8784 | 0 | 0 | [6 empty] | 2019-12-20 | 21 | 2.7206 | 126851.7492 | kWh | GS
8784 | 0 | 0 | [6 empty] | 2019-12-20 | 22 | 2.6191 | 122116.5704 | kWh | GS
8784 | 0 | 0 | [6 empty] | 2019-12-20 | 23 | 2.4528 | 114364.4998 | kWh | GS
8784 | 0 | 0 | [6 empty] | 2019-12-20 | 24 | 2.3188 | 108115.3604 | kWh | GS
8784 | 0 | 0 | [6 empty] | 2019-12-21 | 1 | 2.2012 | 102635.148 | kWh | GS
8784 | 0 | 0 | [6 empty] | 2019-12-21 | 2 | 2.1029 | 98051.321 | kWh | GS
8784 | 0 | 0 | [6 empty] | 2019-12-21 | 3 | 2.0341 | 94844.0311 | kWh | GS
8784 | 0 | 0 | [6 empty] | 2019-12-21 | 4 | 2.0009 | 93293.84 | kWh | GS
8784 | 0 | 0 | [6 empty] | 2019-12-21 | 5 | 2.0171 | 94051.4237 | kWh | GS
8784 | 0 | 0 | [6 empty] | 2019-12-21 | 6 | 2.0455 | 95374.1224 | kWh | GS
8784 | 0 | 0 | [6 empty] | 2019-12-21 | 7 | 2.0733 | 96670.1039 | kWh | GS
8784 | 0 | 0 | [6 empty] | 2019-12-21 | 8 | 2.1369 | 99634.4423 | kWh | GS
8784 | 0 | 0 | [6 empty] | 2019-12-21 | 9 | 2.1945 | 102319.1336 | kWh | GS
8784 | 0 | 0 | [6 empty] | 2019-12-21 | 10 | 2.1591 | 100668.2747 | kWh | GS
8784 | 0 | 0 | [6 empty] | 2019-12-21 | 11 | 2.3057 | 107506.7281 | kWh | GS
8784 | 0 | 0 | [6 empty] | 2019-12-21 | 12 | 2.4253 | 113082.4251 | kWh | GS
8784 | 0 | 0 | [6 empty] | 2019-12-21 | 13 | 2.4147 | 112586.4781 | kWh | GS
8784 | 0 | 0 | [6 empty] | 2019-12-21 | 14 | 2.2679 | 105743.3485 | kWh | GS
8784 | 0 | 0 | [6 empty] | 2019-12-21 | 15 | 2.2448 | 104668.3238 | kWh | GS
8784 | 0 | 0 | [6 empty] | 2019-12-21 | 16 | 2.2487 | 104849.3294 | kWh | GS
8784 | 0 | 0 | [6 empty] | 2019-12-21 | 17 | 2.2094 | 103015.1984 | kWh | GS
8784 | 0 | 0 | [6 empty] | 2019-12-21 | 18 | 2.2879 | 106673.6054 | kWh | GS
8784 | 0 | 0 | [6 empty] | 2019-12-21 | 19 | 2.486 | 115910.0228 | kWh | GS
8784 | 0 | 0 | [6 empty] | 2019-12-21 | 20 | 2.5084 | 116957.6257 | kWh | GS
8784 | 0 | 0 | [6 empty] | 2019-12-21 | 21 | 2.4464 | 114063.5169 | kWh | GS
8784 | 0 | 0 | [6 empty] | 2019-12-21 | 22 | 2.3773 | 110842.3497 | kWh | GS
8784 | 0 | 0 | [6 empty] | 2019-12-21 | 23 | 2.3361 | 108923.7733 | kWh | GS
8784 | 0 | 0 | [6 empty] | 2019-12-21 | 24 | 2.2054 | 102828.2313 | kWh | GS
8784 | 0 | 0 | [6 empty] | 2019-12-22 | 1 | 2.0393 | 95082.0924 | kWh | GS
8784 | 0 | 0 | [6 empty] | 2019-12-22 | 2 | 1.9758 | 92123.9622 | kWh | GS
8784 | 0 | 0 | [6 empty] | 2019-12-22 | 3 | 1.9496 | 90902.1082 | kWh | GS
8784 | 0 | 0 | [6 empty] | 2019-12-22 | 4 | 1.9267 | 89835.6523 | kWh | GS
8784 | 0 | 0 | [6 empty] | 2019-12-22 | 5 | 1.8893 | 88091.4495 | kWh | GS
8784 | 0 | 0 | [6 empty] | 2019-12-22 | 6 | 1.8602 | 86731.6496 | kWh | GS
8784 | 0 | 0 | [6 empty] | 2019-12-22 | 7 | 1.8734 | 87347.952 | kWh | GS
8784 | 0 | 0 | [6 empty] | 2019-12-22 | 8 | 1.9502 | 90930.9837 | kWh | GS
8784 | 0 | 0 | [6 empty] | 2019-12-22 | 9 | 1.9281 | 89901.7936 | kWh | GS
8784 | 0 | 0 | [6 empty] | 2019-12-22 | 10 | 2.0219 | 94274.2003 | kWh | GS
8784 | 0 | 0 | [6 empty] | 2019-12-22 | 11 | 2.1816 | 101720.1303 | kWh | GS
8784 | 0 | 0 | [6 empty] | 2019-12-22 | 12 | 2.3298 | 108628.0603 | kWh | GS
8784 | 0 | 0 | [6 empty] | 2019-12-22 | 13 | 2.4013 | 111963.7681 | kWh | GS
8784 | 0 | 0 | [6 empty] | 2019-12-22 | 14 | 2.317 | 108032.3011 | kWh | GS
8784 | 0 | 0 | [6 empty] | 2019-12-22 | 15 | 2.2167 | 103353.6492 | kWh | GS
8784 | 0 | 0 | [6 empty] | 2019-12-22 | 16 | 2.1903 | 102124.5682 | kWh | GS
8784 | 0 | 0 | [6 empty] | 2019-12-22 | 17 | 2.2315 | 104045.1264 | kWh | GS
8784 | 0 | 0 | [6 empty] | 2019-12-22 | 18 | 2.3373 | 108980.5826 | kWh | GS
8784 | 0 | 0 | [6 empty] | 2019-12-22 | 19 | 2.4672 | 115037.0448 | kWh | GS
8784 | 0 | 0 | [6 empty] | 2019-12-22 | 20 | 2.4829 | 115768.5337 | kWh | GS
8784 | 0 | 0 | [6 empty] | 2019-12-22 | 21 | 2.4249 | 113063.2068 | kWh | GS
8784 | 0 | 0 | [6 empty] | 2019-12-22 | 22 | 2.3299 | 108634.3169 | kWh | GS
8784 | 0 | 0 | [6 empty] | 2019-12-22 | 23 | 2.182 | 101739.4663 | kWh | GS
8784 | 0 | 0 | [6 empty] | 2019-12-22 | 24 | 2.0773 | 96855.4879 | kWh | GS
8784 | 0 | 0 | [6 empty] | 2019-12-23 | 1 | 1.9912 | 92842.2556 | kWh | GS
8784 | 0 | 0 | [6 empty] | 2019-12-23 | 2 | 1.9005 | 88614.3265 | kWh | GS
8784 | 0 | 0 | [6 empty] | 2019-12-23 | 3 | 1.8631 | 86868.6436 | kWh | GS
8784 | 0 | 0 | [6 empty] | 2019-12-23 | 4 | 1.8461 | 86074.5844 | kWh | GS
8784 | 0 | 0 | [6 empty] | 2019-12-23 | 5 | 1.845 | 86025.0604 | kWh | GS
8784 | 0 | 0 | [6 empty] | 2019-12-23 | 6 | 1.864 | 86911.9029 | kWh | GS
8784 | 0 | 0 | [6 empty] | 2019-12-23 | 7 | 2.0205 | 94208.8766 | kWh | GS
8784 | 0 | 0 | [6 empty] | 2019-12-23 | 8 | 2.2372 | 104310.348 | kWh | GS
8784 | 0 | 0 | [6 empty] | 2019-12-23 | 9 | 2.5696 | 119810.1027 | kWh | GS
8784 | 0 | 0 | [6 empty] | 2019-12-23 | 10 | 2.708 | 126261.2707 | kWh | GS
8784 | 0 | 0 | [6 empty] | 2019-12-23 | 11 | 2.8887 | 134689.7349 | kWh | GS
8784 | 0 | 0 | [6 empty] | 2019-12-23 | 12 | 2.9818 | 139031.7195 | kWh | GS
8784 | 0 | 0 | [6 empty] | 2019-12-23 | 13 | 3.0759 | 143418.5974 | kWh | GS
8784 | 0 | 0 | [6 empty] | 2019-12-23 | 14 | 3.1294 | 145911.416 | kWh | GS
8784 | 0 | 0 | [6 empty] | 2019-12-23 | 15 | 3.1855 | 148526.2393 | kWh | GS
8784 | 0 | 0 | [6 empty] | 2019-12-23 | 16 | 3.1803 | 148285.4709 | kWh | GS
8784 | 0 | 0 | [6 empty] | 2019-12-23 | 17 | 2.9135 | 135842.6154 | kWh | GS
8784 | 0 | 0 | [6 empty] | 2019-12-23 | 18 | 2.7617 | 128764.8273 | kWh | GS
8784 | 0 | 0 | [6 empty] | 2019-12-23 | 19 | 2.6427 | 123218.1838 | kWh | GS
8784 | 0 | 0 | [6 empty] | 2019-12-23 | 20 | 2.5783 | 120215.5175 | kWh | GS
8784 | 0 | 0 | [6 empty] | 2019-12-23 | 21 | 2.4433 | 113922.6091 | kWh | GS
8784 | 0 | 0 | [6 empty] | 2019-12-23 | 22 | 2.3609 | 110081.2968 | kWh | GS
8784 | 0 | 0 | [6 empty] | 2019-12-23 | 23 | 2.2149 | 103271.3371 | kWh | GS
8784 | 0 | 0 | [6 empty] | 2019-12-23 | 24 | 2.0752 | 96760.2071 | kWh | GS
8784 | 0 | 0 | [6 empty] | 2019-12-24 | 1 | 1.9681 | 91766.2818 | kWh | GS
8784 | 0 | 0 | [6 empty] | 2019-12-24 | 2 | 1.9227 | 89646.5799 | kWh | GS
8784 | 0 | 0 | [6 empty] | 2019-12-24 | 3 | 1.9066 | 88895.9018 | kWh | GS
8784 | 0 | 0 | [6 empty] | 2019-12-24 | 4 | 1.909 | 89009.6671 | kWh | GS
8784 | 0 | 0 | [6 empty] | 2019-12-24 | 5 | 1.9292 | 89952.4505 | kWh | GS
8784 | 0 | 0 | [6 empty] | 2019-12-24 | 6 | 1.9639 | 91566.8711 | kWh | GS
8784 | 0 | 0 | [6 empty] | 2019-12-24 | 7 | 2.055 | 95814.2394 | kWh | GS
8784 | 0 | 0 | [6 empty] | 2019-12-24 | 8 | 2.1885 | 102040.0532 | kWh | GS
8784 | 0 | 0 | [6 empty] | 2019-12-24 | 9 | 2.2924 | 106885.6612 | kWh | GS
8784 | 0 | 0 | [6 empty] | 2019-12-24 | 10 | 2.3888 | 111381.2976 | kWh | GS
8784 | 0 | 0 | [6 empty] | 2019-12-24 | 11 | 2.526 | 117776.7347 | kWh | GS
8784 | 0 | 0 | [6 empty] | 2019-12-24 | 12 | 2.5392 | 118391.7339 | kWh | GS
8784 | 0 | 0 | [6 empty] | 2019-12-24 | 13 | 2.4893 | 116066.2737 | kWh | GS
8784 | 0 | 0 | [6 empty] | 2019-12-24 | 14 | 2.4189 | 112781.8311 | kWh | GS
8784 | 0 | 0 | [6 empty] | 2019-12-24 | 15 | 2.3056 | 107501.4546 | kWh | GS
8784 | 0 | 0 | [6 empty] | 2019-12-24 | 16 | 2.2903 | 106786.6584 | kWh | GS
8784 | 0 | 0 | [6 empty] | 2019-12-24 | 17 | 2.1907 | 102144.2991 | kWh | GS
8784 | 0 | 0 | [6 empty] | 2019-12-24 | 18 | 2.2077 | 102935.0377 | kWh | GS
8784 | 0 | 0 | [6 empty] | 2019-12-24 | 19 | 2.2993 | 107207.0369 | kWh | GS
8784 | 0 | 0 | [6 empty] | 2019-12-24 | 20 | 2.368 | 110411.821 | kWh | GS
8784 | 0 | 0 | [6 empty] | 2019-12-24 | 21 | 2.2872 | 106641.3747 | kWh | GS
8784 | 0 | 0 | [6 empty] | 2019-12-24 | 22 | 2.1865 | 101948.4285 | kWh | GS
8784 | 0 | 0 | [6 empty] | 2019-12-24 | 23 | 2.0699 | 96510.357 | kWh | GS
8784 | 0 | 0 | [6 empty] | 2019-12-24 | 24 | 1.9705 | 91874.391 | kWh | GS
8784 | 0 | 0 | [6 empty] | 2019-12-25 | 1 | 1.9007 | 88619.795 | kWh | GS
8784 | 0 | 0 | [6 empty] | 2019-12-25 | 2 | 1.8507 | 86291.9742 | kWh | GS
8784 | 0 | 0 | [6 empty] | 2019-12-25 | 3 | 1.8677 | 87084.5909 | kWh | GS
8784 | 0 | 0 | [6 empty] | 2019-12-25 | 4 | 1.856 | 86536.3411 | kWh | GS
8784 | 0 | 0 | [6 empty] | 2019-12-25 | 5 | 1.8451 | 86030.6675 | kWh | GS
8784 | 0 | 0 | [6 empty] | 2019-12-25 | 6 | 1.8893 | 88092.0496 | kWh | GS
8784 | 0 | 0 | [6 empty] | 2019-12-25 | 7 | 1.9431 | 90597.6928 | kWh | GS
8784 | 0 | 0 | [6 empty] | 2019-12-25 | 8 | 1.9054 | 88842.0359 | kWh | GS
8784 | 0 | 0 | [6 empty] | 2019-12-25 | 9 | 1.7389 | 81078.6847 | kWh | GS
8784 | 0 | 0 | [6 empty] | 2019-12-25 | 10 | 1.6693 | 77832.7372 | kWh | GS
8784 | 0 | 0 | [6 empty] | 2019-12-25 | 11 | 1.6227 | 75658.5649 | kWh | GS
8784 | 0 | 0 | [6 empty] | 2019-12-25 | 12 | 1.5929 | 74272.2755 | kWh | GS
8784 | 0 | 0 | [6 empty] | 2019-12-25 | 13 | 1.5834 | 73825.5422 | kWh | GS
8784 | 0 | 0 | [6 empty] | 2019-12-25 | 14 | 1.6003 | 74615.1034 | kWh | GS
8784 | 0 | 0 | [6 empty] | 2019-12-25 | 15 | 1.5762 | 73490.4936 | kWh | GS
8784 | 0 | 0 | [6 empty] | 2019-12-25 | 16 | 1.5592 | 72698.6839 | kWh | GS
8784 | 0 | 0 | [6 empty] | 2019-12-25 | 17 | 1.5894 | 74107.6917 | kWh | GS
8784 | 0 | 0 | [6 empty] | 2019-12-25 | 18 | 1.7142 | 79926.6528 | kWh | GS
8784 | 0 | 0 | [6 empty] | 2019-12-25 | 19 | 1.9134 | 89213.0775 | kWh | GS
8784 | 0 | 0 | [6 empty] | 2019-12-25 | 20 | 2.0301 | 94655.4207 | kWh | GS
8784 | 0 | 0 | [6 empty] | 2019-12-25 | 21 | 2.0214 | 94250.3028 | kWh | GS
8784 | 0 | 0 | [6 empty] | 2019-12-25 | 22 | 2.0023 | 93360.7279 | kWh | GS
8784 | 0 | 0 | [6 empty] | 2019-12-25 | 23 | 1.9705 | 91875.5582 | kWh | GS
8784 | 0 | 0 | [6 empty] | 2019-12-25 | 24 | 1.9113 | 89114.8275 | kWh | GS
8784 | 0 | 0 | [6 empty] | 2019-12-26 | 1 | 1.8488 | 86204.3057 | kWh | GS
8784 | 0 | 0 | [6 empty] | 2019-12-26 | 2 | 1.8527 | 86382.5123 | kWh | GS
8784 | 0 | 0 | [6 empty] | 2019-12-26 | 3 | 1.8358 | 85595.1729 | kWh | GS
8784 | 0 | 0 | [6 empty] | 2019-12-26 | 4 | 1.8439 | 85975.3312 | kWh | GS
8784 | 0 | 0 | [6 empty] | 2019-12-26 | 5 | 1.8528 | 86390.9578 | kWh | GS
8784 | 0 | 0 | [6 empty] | 2019-12-26 | 6 | 1.9145 | 89263.8662 | kWh | GS
8784 | 0 | 0 | [6 empty] | 2019-12-26 | 7 | 2.0258 | 94454.4692 | kWh | GS
8784 | 0 | 0 | [6 empty] | 2019-12-26 | 8 | 2.1383 | 99701.9115 | kWh | GS
8784 | 0 | 0 | [6 empty] | 2019-12-26 | 9 | 2.2831 | 106450.2613 | kWh | GS
8784 | 0 | 0 | [6 empty] | 2019-12-26 | 10 | 2.419 | 112788.3109 | kWh | GS
8784 | 0 | 0 | [6 empty] | 2019-12-26 | 11 | 2.5986 | 121160.1755 | kWh | GS
8784 | 0 | 0 | [6 empty] | 2019-12-26 | 12 | 2.6579 | 123928.8891 | kWh | GS
8784 | 0 | 0 | [6 empty] | 2019-12-26 | 13 | 2.7434 | 127915.3117 | kWh | GS
8784 | 0 | 0 | [6 empty] | 2019-12-26 | 14 | 2.7436 | 127923.9015 | kWh | GS
8784 | 0 | 0 | [6 empty] | 2019-12-26 | 15 | 2.7398 | 127743.6946 | kWh | GS
8784 | 0 | 0 | [6 empty] | 2019-12-26 | 16 | 2.7696 | 129134.0205 | kWh | GS
8784 | 0 | 0 | [6 empty] | 2019-12-26 | 17 | 2.726 | 127103.1806 | kWh | GS
8784 | 0 | 0 | [6 empty] | 2019-12-26 | 18 | 2.6263 | 122453.358 | kWh | GS
8784 | 0 | 0 | [6 empty] | 2019-12-26 | 19 | 2.6162 | 121983.9164 | kWh | GS
8784 | 0 | 0 | [6 empty] | 2019-12-26 | 20 | 2.5847 | 120513.9595 | kWh | GS
8784 | 0 | 0 | [6 empty] | 2019-12-26 | 21 | 2.4551 | 114472.0562 | kWh | GS
8784 | 0 | 0 | [6 empty] | 2019-12-26 | 22 | 2.3455 | 109361.4371 | kWh | GS
8784 | 0 | 0 | [6 empty] | 2019-12-26 | 23 | 2.2044 | 102784.0361 | kWh | GS
8784 | 0 | 0 | [6 empty] | 2019-12-26 | 24 | 2.0371 | 94981.7131 | kWh | GS
8784 | 0 | 0 | [6 empty] | 2019-12-27 | 1 | 1.9468 | 90771.8382 | kWh | GS
8784 | 0 | 0 | [6 empty] | 2019-12-27 | 2 | 1.8893 | 88090.4886 | kWh | GS
8784 | 0 | 0 | [6 empty] | 2019-12-27 | 3 | 1.8438 | 85969.2141 | kWh | GS
8784 | 0 | 0 | [6 empty] | 2019-12-27 | 4 | 1.8154 | 84646.1162 | kWh | GS
8784 | 0 | 0 | [6 empty] | 2019-12-27 | 5 | 1.8386 | 85728.2319 | kWh | GS
8784 | 0 | 0 | [6 empty] | 2019-12-27 | 6 | 1.8809 | 87700.6469 | kWh | GS
8784 | 0 | 0 | [6 empty] | 2019-12-27 | 7 | 1.9989 | 93201.1892 | kWh | GS
8784 | 0 | 0 | [6 empty] | 2019-12-27 | 8 | 2.1148 | 98602.6833 | kWh | GS
8784 | 0 | 0 | [6 empty] | 2019-12-27 | 9 | 2.183 | 101783.5837 | kWh | GS
8784 | 0 | 0 | [6 empty] | 2019-12-27 | 10 | 2.4172 | 112704.761 | kWh | GS
8784 | 0 | 0 | [6 empty] | 2019-12-27 | 11 | 2.736 | 127568.2393 | kWh | GS
8784 | 0 | 0 | [6 empty] | 2019-12-27 | 12 | 2.9687 | 138420.32 | kWh | GS
8784 | 0 | 0 | [6 empty] | 2019-12-27 | 13 | 3.1451 | 146641.1489 | kWh | GS
8784 | 0 | 0 | [6 empty] | 2019-12-27 | 14 | 3.1629 | 147471.8622 | kWh | GS
8784 | 0 | 0 | [6 empty] | 2019-12-27 | 15 | 3.1234 | 145632.5861 | kWh | GS
8784 | 0 | 0 | [6 empty] | 2019-12-27 | 16 | 3.0506 | 142235.5084 | kWh | GS
8784 | 0 | 0 | [6 empty] | 2019-12-27 | 17 | 2.9226 | 136269.3937 | kWh | GS
8784 | 0 | 0 | [6 empty] | 2019-12-27 | 18 | 2.765 | 128920.7524 | kWh | GS
8784 | 0 | 0 | [6 empty] | 2019-12-27 | 19 | 2.726 | 127101.0806 | kWh | GS
8784 | 0 | 0 | [6 empty] | 2019-12-27 | 20 | 2.7008 | 125925.9048 | kWh | GS
8784 | 0 | 0 | [6 empty] | 2019-12-27 | 21 | 2.5443 | 118628.2993 | kWh | GS
8784 | 0 | 0 | [6 empty] | 2019-12-27 | 22 | 2.4107 | 112403.0077 | kWh | GS
8784 | 0 | 0 | [6 empty] | 2019-12-27 | 23 | 2.2649 | 105603.395 | kWh | GS
8784 | 0 | 0 | [6 empty] | 2019-12-27 | 24 | 2.1394 | 99749.5973 | kWh | GS
8784 | 0 | 0 | [6 empty] | 2019-12-28 | 1 | 2.0211 | 94233.6691 | kWh | GS
8784 | 0 | 0 | [6 empty] | 2019-12-28 | 2 | 1.9205 | 89546.4451 | kWh | GS
8784 | 0 | 0 | [6 empty] | 2019-12-28 | 3 | 1.8535 | 86419.9967 | kWh | GS
8784 | 0 | 0 | [6 empty] | 2019-12-28 | 4 | 1.8 | 83928.8247 | kWh | GS
8784 | 0 | 0 | [6 empty] | 2019-12-28 | 5 | 1.7775 | 82875.4681 | kWh | GS
8784 | 0 | 0 | [6 empty] | 2019-12-28 | 6 | 1.7935 | 83625.4187 | kWh | GS
8784 | 0 | 0 | [6 empty] | 2019-12-28 | 7 | 1.8312 | 85379.3398 | kWh | GS
8784 | 0 | 0 | [6 empty] | 2019-12-28 | 8 | 1.8409 | 85833.113 | kWh | GS
8784 | 0 | 0 | [6 empty] | 2019-12-28 | 9 | 1.9079 | 88957.9206 | kWh | GS
8784 | 0 | 0 | [6 empty] | 2019-12-28 | 10 | 1.9625 | 91502.2021 | kWh | GS
8784 | 0 | 0 | [6 empty] | 2019-12-28 | 11 | 2.1044 | 98121.858 | kWh | GS
8784 | 0 | 0 | [6 empty] | 2019-12-28 | 12 | 2.2908 | 106812.3913 | kWh | GS
8784 | 0 | 0 | [6 empty] | 2019-12-28 | 13 | 2.4029 | 112036.2452 | kWh | GS
8784 | 0 | 0 | [6 empty] | 2019-12-28 | 14 | 2.4145 | 112579.4802 | kWh | GS
8784 | 0 | 0 | [6 empty] | 2019-12-28 | 15 | 2.4203 | 112847.303 | kWh | GS
8784 | 0 | 0 | [6 empty] | 2019-12-28 | 16 | 2.3634 | 110197.5182 | kWh | GS
8784 | 0 | 0 | [6 empty] | 2019-12-28 | 17 | 2.318 | 108081.3458 | kWh | GS
8784 | 0 | 0 | [6 empty] | 2019-12-28 | 18 | 2.3765 | 110806.6045 | kWh | GS
8784 | 0 | 0 | [6 empty] | 2019-12-28 | 19 | 2.5007 | 116599.4991 | kWh | GS
8784 | 0 | 0 | [6 empty] | 2019-12-28 | 20 | 2.5272 | 117833.0903 | kWh | GS
8784 | 0 | 0 | [6 empty] | 2019-12-28 | 21 | 2.4656 | 114962.3809 | kWh | GS
8784 | 0 | 0 | [6 empty] | 2019-12-28 | 22 | 2.3814 | 111035.1103 | kWh | GS
8784 | 0 | 0 | [6 empty] | 2019-12-28 | 23 | 2.2891 | 106733.6764 | kWh | GS
8784 | 0 | 0 | [6 empty] | 2019-12-28 | 24 | 2.1811 | 101695.142 | kWh | GS
8784 | 0 | 0 | [6 empty] | 2019-12-29 | 1 | 2.0804 | 97001.6209 | kWh | GS
8784 | 0 | 0 | [6 empty] | 2019-12-29 | 2 | 1.9801 | 92325.4204 | kWh | GS
8784 | 0 | 0 | [6 empty] | 2019-12-29 | 3 | 1.9221 | 89621.6471 | kWh | GS
8784 | 0 | 0 | [6 empty] | 2019-12-29 | 4 | 1.8532 | 86409.1033 | kWh | GS
8784 | 0 | 0 | [6 empty] | 2019-12-29 | 5 | 1.7776 | 82880.9252 | kWh | GS
8784 | 0 | 0 | [6 empty] | 2019-12-29 | 6 | 1.7818 | 83077.1794 | kWh | GS
8784 | 0 | 0 | [6 empty] | 2019-12-29 | 7 | 1.8033 | 84082.917 | kWh | GS
8784 | 0 | 0 | [6 empty] | 2019-12-29 | 8 | 1.7784 | 82921.1079 | kWh | GS
8784 | 0 | 0 | [6 empty] | 2019-12-29 | 9 | 1.7295 | 80641.2221 | kWh | GS
8784 | 0 | 0 | [6 empty] | 2019-12-29 | 10 | 1.8687 | 87127.8485 | kWh | GS
8784 | 0 | 0 | [6 empty] | 2019-12-29 | 11 | 2.1046 | 98128.2312 | kWh | GS
8784 | 0 | 0 | [6 empty] | 2019-12-29 | 12 | 2.2728 | 105973.7319 | kWh | GS
8784 | 0 | 0 | [6 empty] | 2019-12-29 | 13 | 2.3172 | 108043.0463 | kWh | GS
8784 | 0 | 0 | [6 empty] | 2019-12-29 | 14 | 2.2748 | 106064.4981 | kWh | GS
8784 | 0 | 0 | [6 empty] | 2019-12-29 | 15 | 2.1703 | 101190.1773 | kWh | GS
8784 | 0 | 0 | [6 empty] | 2019-12-29 | 16 | 2.2249 | 103740.2779 | kWh | GS
8784 | 0 | 0 | [6 empty] | 2019-12-29 | 17 | 2.2371 | 104305.6883 | kWh | GS
8784 | 0 | 0 | [6 empty] | 2019-12-29 | 18 | 2.2505 | 104932.1657 | kWh | GS
8784 | 0 | 0 | [6 empty] | 2019-12-29 | 19 | 2.3778 | 110868.4206 | kWh | GS
8784 | 0 | 0 | [6 empty] | 2019-12-29 | 20 | 2.4892 | 116060.2596 | kWh | GS
8784 | 0 | 0 | [6 empty] | 2019-12-29 | 21 | 2.4185 | 112765.3065 | kWh | GS
8784 | 0 | 0 | [6 empty] | 2019-12-29 | 22 | 2.303 | 107379.7505 | kWh | GS
8784 | 0 | 0 | [6 empty] | 2019-12-29 | 23 | 2.1915 | 102180.0326 | kWh | GS
8784 | 0 | 0 | [6 empty] | 2019-12-29 | 24 | 2.0683 | 96435.2023 | kWh | GS
8784 | 0 | 0 | [6 empty] | 2019-12-30 | 1 | 1.9698 | 91842.9878 | kWh | GS
8784 | 0 | 0 | [6 empty] | 2019-12-30 | 2 | 1.9762 | 92140.4277 | kWh | GS
8784 | 0 | 0 | [6 empty] | 2019-12-30 | 3 | 1.8985 | 88520.0705 | kWh | GS
8784 | 0 | 0 | [6 empty] | 2019-12-30 | 4 | 1.8365 | 85627.5111 | kWh | GS
8784 | 0 | 0 | [6 empty] | 2019-12-30 | 5 | 1.8153 | 84640.3699 | kWh | GS
8784 | 0 | 0 | [6 empty] | 2019-12-30 | 6 | 1.8574 | 86602.7048 | kWh | GS
8784 | 0 | 0 | [6 empty] | 2019-12-30 | 7 | 1.9812 | 92374.1378 | kWh | GS
8784 | 0 | 0 | [6 empty] | 2019-12-30 | 8 | 2.1691 | 101136.652 | kWh | GS
8784 | 0 | 0 | [6 empty] | 2019-12-30 | 9 | 2.4725 | 115280.9925 | kWh | GS
8784 | 0 | 0 | [6 empty] | 2019-12-30 | 10 | 2.748 | 128129.6951 | kWh | GS
8784 | 0 | 0 | [6 empty] | 2019-12-30 | 11 | 3.1179 | 145375.6903 | kWh | GS
8784 | 0 | 0 | [6 empty] | 2019-12-30 | 12 | 3.3335 | 155428.3648 | kWh | GS
8784 | 0 | 0 | [6 empty] | 2019-12-30 | 13 | 3.5352 | 164830.9951 | kWh | GS
8784 | 0 | 0 | [6 empty] | 2019-12-30 | 14 | 3.5147 | 163876.3709 | kWh | GS
8784 | 0 | 0 | [6 empty] | 2019-12-30 | 15 | 3.4792 | 162219.6936 | kWh | GS
8784 | 0 | 0 | [6 empty] | 2019-12-30 | 16 | 3.5303 | 164603.799 | kWh | GS
8784 | 0 | 0 | [6 empty] | 2019-12-30 | 17 | 3.3238 | 154977.4101 | kWh | GS
8784 | 0 | 0 | [6 empty] | 2019-12-30 | 18 | 3.1769 | 148128.4211 | kWh | GS
8784 | 0 | 0 | [6 empty] | 2019-12-30 | 19 | 2.9845 | 139154.0161 | kWh | GS
8784 | 0 | 0 | [6 empty] | 2019-12-30 | 20 | 2.8533 | 133037.105 | kWh | GS
8784 | 0 | 0 | [6 empty] | 2019-12-30 | 21 | 2.6455 | 123346.9597 | kWh | GS
8784 | 0 | 0 | [6 empty] | 2019-12-30 | 22 | 2.4327 | 113426.323 | kWh | GS
8784 | 0 | 0 | [6 empty] | 2019-12-30 | 23 | 2.2576 | 105260.7382 | kWh | GS
8784 | 0 | 0 | [6 empty] | 2019-12-30 | 24 | 2.0542 | 95778.5958 | kWh | GS
8784 | 0 | 0 | [6 empty] | 2019-12-31 | 1 | 1.9039 | 88773.316 | kWh | GS
8784 | 0 | 0 | [6 empty] | 2019-12-31 | 2 | 1.8324 | 85436.5708 | kWh | GS
8784 | 0 | 0 | [6 empty] | 2019-12-31 | 3 | 1.7727 | 82654.1717 | kWh | GS
8784 | 0 | 0 | [6 empty] | 2019-12-31 | 4 | 1.7562 | 81883.3265 | kWh | GS
8784 | 0 | 0 | [6 empty] | 2019-12-31 | 5 | 1.7791 | 82952.765 | kWh | GS
8784 | 0 | 0 | [6 empty] | 2019-12-31 | 6 | 1.8703 | 87203.1869 | kWh | GS
8784 | 0 | 0 | [6 empty] | 2019-12-31 | 7 | 2.0443 | 95316.4111 | kWh | GS
8784 | 0 | 0 | [6 empty] | 2019-12-31 | 8 | 2.2385 | 104371.9543 | kWh | GS
8784 | 0 | 0 | [6 empty] | 2019-12-31 | 9 | 2.4555 | 114491.9489 | kWh | GS
8784 | 0 | 0 | [6 empty] | 2019-12-31 | 10 | 2.6822 | 125058.3657 | kWh | GS
8784 | 0 | 0 | [6 empty] | 2019-12-31 | 11 | 2.917 | 136008.7307 | kWh | GS
8784 | 0 | 0 | [6 empty] | 2019-12-31 | 12 | 2.8741 | 134009.1895 | kWh | GS
8784 | 0 | 0 | [6 empty] | 2019-12-31 | 13 | 2.9222 | 136250.3064 | kWh | GS
8784 | 0 | 0 | [6 empty] | 2019-12-31 | 14 | 2.7967 | 130398.9642 | kWh | GS
8784 | 0 | 0 | [6 empty] | 2019-12-31 | 15 | 2.741 | 127801.9527 | kWh | GS
8784 | 0 | 0 | [6 empty] | 2019-12-31 | 16 | 2.6977 | 125781.5216 | kWh | GS
8784 | 0 | 0 | [6 empty] | 2019-12-31 | 17 | 2.5037 | 116737.2396 | kWh | GS
8784 | 0 | 0 | [6 empty] | 2019-12-31 | 18 | 2.4665 | 115001.3676 | kWh | GS
8784 | 0 | 0 | [6 empty] | 2019-12-31 | 19 | 2.4279 | 113201.5543 | kWh | GS
8784 | 0 | 0 | [6 empty] | 2019-12-31 | 20 | 2.5069 | 116886.7158 | kWh | GS
8784 | 0 | 0 | [6 empty] | 2019-12-31 | 21 | 2.4579 | 114604.0949 | kWh | GS
8784 | 0 | 0 | [6 empty] | 2019-12-31 | 22 | 2.4307 | 113334.4315 | kWh | GS
8784 | 0 | 0 | [6 empty] | 2019-12-31 | 23 | 2.3606 | 110065.0528 | kWh | GS
8784 | 0 | 0 | [6 empty] | 2019-12-31 | 24 | 2.2654 | 105627.8149 | kWh | GS
8784 | 0 | 0 | [6 empty] | 2019-10-01 | 1 | 70.8477 | 286012.2689 | kWh | GSD
8784 | 0 | 0 | [6 empty] | 2019-10-01 | 2 | 68.1242 | 275017.5191 | kWh | GSD
8784 | 0 | 0 | [6 empty] | 2019-10-01 | 3 | 66.402 | 268065.0569 | kWh | GSD
8784 | 0 | 0 | [6 empty] | 2019-10-01 | 4 | 65.9016 | 266044.7154 | kWh | GSD
8784 | 0 | 0 | [6 empty] | 2019-10-01 | 5 | 67.1771 | 271193.9415 | kWh | GSD
8784 | 0 | 0 | [6 empty] | 2019-10-01 | 6 | 73.4167 | 296383.2868 | kWh | GSD
8784 | 0 | 0 | [6 empty] | 2019-10-01 | 7 | 84.6948 | 341913.101 | kWh | GSD
8784 | 0 | 0 | [6 empty] | 2019-10-01 | 8 | 95.3973 | 385118.7628 | kWh | GSD
8784 | 0 | 0 | [6 empty] | 2019-10-01 | 9 | 106.274 | 429028.2333 | kWh | GSD
8784 | 0 | 0 | [6 empty] | 2019-10-01 | 10 | 115.4205 | 465952.4629 | kWh | GSD
8784 | 0 | 0 | [6 empty] | 2019-10-01 | 11 | 121.8954 | 492091.5535 | kWh | GSD
8784 | 0 | 0 | [6 empty] | 2019-10-01 | 12 | 124.2464 | 501582.5407 | kWh | GSD
8784 | 0 | 0 | [6 empty] | 2019-10-01 | 13 | 125.2841 | 505771.7517 | kWh | GSD
8784 | 0 | 0 | [6 empty] | 2019-10-01 | 14 | 124.6935 | 503387.4982 | kWh | GSD
8784 | 0 | 0 | [6 empty] | 2019-10-01 | 15 | 125.5094 | 506681.3973 | kWh | GSD
8784 | 0 | 0 | [6 empty] | 2019-10-01 | 16 | 123.5179 | 498641.6969 | kWh | GSD
8784 | 0 | 0 | [6 empty] | 2019-10-01 | 17 | 116.3126 | 469553.9034 | kWh | GSD
8784 | 0 | 0 | [6 empty] | 2019-10-01 | 18 | 106.5242 | 430038.2437 | kWh | GSD
8784 | 0 | 0 | [6 empty] | 2019-10-01 | 19 | 98.1461 | 396215.6428 | kWh | GSD
8784 | 0 | 0 | [6 empty] | 2019-10-01 | 20 | 92.8144 | 374691.6712 | kWh | GSD
8784 | 0 | 0 | [6 empty] | 2019-10-01 | 21 | 89.3631 | 360759.0023 | kWh | GSD
8784 | 0 | 0 | [6 empty] | 2019-10-01 | 22 | 84.4959 | 341109.7705 | kWh | GSD
8784 | 0 | 0 | [6 empty] | 2019-10-01 | 23 | 77.7577 | 313907.7302 | kWh | GSD
8784 | 0 | 0 | [6 empty] | 2019-10-01 | 24 | 72.421 | 292363.4764 | kWh | GSD
8784 | 0 | 0 | [6 empty] | 2019-10-02 | 1 | 68.2428 | 275496.1203 | kWh | GSD
8784 | 0 | 0 | [6 empty] | 2019-10-02 | 2 | 65.44 | 264181.2165 | kWh | GSD
8784 | 0 | 0 | [6 empty] | 2019-10-02 | 3 | 63.2642 | 255397.4831 | kWh | GSD
8784 | 0 | 0 | [6 empty] | 2019-10-02 | 4 | 62.2346 | 251241.1533 | kWh | GSD
8784 | 0 | 0 | [6 empty] | 2019-10-02 | 5 | 63.4513 | 256152.7081 | kWh | GSD
8784 | 0 | 0 | [6 empty] | 2019-10-02 | 6 | 68.8624 | 277997.66 | kWh | GSD
8784 | 0 | 0 | [6 empty] | 2019-10-02 | 7 | 79.5611 | 321188.0902 | kWh | GSD
8784 | 0 | 0 | [6 empty] | 2019-10-02 | 8 | 91.8408 | 370761.3369 | kWh | GSD
8784 | 0 | 0 | [6 empty] | 2019-10-02 | 9 | 102.1364 | 412324.644 | kWh | GSD
8784 | 0 | 0 | [6 empty] | 2019-10-02 | 10 | 110.2711 | 445164.4735 | kWh | GSD
8784 | 0 | 0 | [6 empty] | 2019-10-02 | 11 | 118.8247 | 479695.3122 | kWh | GSD
8784 | 0 | 0 | [6 empty] | 2019-10-02 | 12 | 123.1666 | 497223.649 | kWh | GSD
8784 | 0 | 0 | [6 empty] | 2019-10-02 | 13 | 124.6949 | 503393.4003 | kWh | GSD
8784 | 0 | 0 | [6 empty] | 2019-10-02 | 14 | 125.701 | 507454.9759 | kWh | GSD
8784 | 0 | 0 | [6 empty] | 2019-10-02 | 15 | 126.887 | 512242.7354 | kWh | GSD
8784 | 0 | 0 | [6 empty] | 2019-10-02 | 16 | 124.4156 | 502265.8339 | kWh | GSD
8784 | 0 | 0 | [6 empty] | 2019-10-02 | 17 | 119.1186 | 480881.6864 | kWh | GSD
8784 | 0 | 0 | [6 empty] | 2019-10-02 | 18 | 112.2729 | 453245.818 | kWh | GSD
8784 | 0 | 0 | [6 empty] | 2019-10-02 | 19 | 104.418 | 421535.3483 | kWh | GSD
8784 | 0 | 0 | [6 empty] | 2019-10-02 | 20 | 97.4046 | 393222.5154 | kWh | GSD
8784 | 0 | 0 | [6 empty] | 2019-10-02 | 21 | 93.1788 | 376162.8187 | kWh | GSD
8784 | 0 | 0 | [6 empty] | 2019-10-02 | 22 | 86.3115 | 348439.7007 | kWh | GSD
8784 | 0 | 0 | [6 empty] | 2019-10-02 | 23 | 78.4276 | 316612.412 | kWh | GSD
8784 | 0 | 0 | [6 empty] | 2019-10-02 | 24 | 72.585 | 293025.7236 | kWh | GSD
8784 | 0 | 0 | [6 empty] | 2019-10-03 | 1 | 68.3984 | 276124.1703 | kWh | GSD
8784 | 0 | 0 | [6 empty] | 2019-10-03 | 2 | 65.8107 | 265677.9144 | kWh | GSD
8784 | 0 | 0 | [6 empty] | 2019-10-03 | 3 | 63.619 | 256829.9292 | kWh | GSD
8784 | 0 | 0 | [6 empty] | 2019-10-03 | 4 | 62.4971 | 252300.9146 | kWh | GSD
8784 | 0 | 0 | [6 empty] | 2019-10-03 | 5 | 63.2656 | 255403.0789 | kWh | GSD
8784 | 0 | 0 | [6 empty] | 2019-10-03 | 6 | 68.986 | 278496.453 | kWh | GSD
8784 | 0 | 0 | [6 empty] | 2019-10-03 | 7 | 79.1056 | 319349.4911 | kWh | GSD
8784 | 0 | 0 | [6 empty] | 2019-10-03 | 8 | 91.2756 | 368479.554 | kWh | GSD
8784 | 0 | 0 | [6 empty] | 2019-10-03 | 9 | 100.3218 | 404999.1054 | kWh | GSD
8784 | 0 | 0 | [6 empty] | 2019-10-03 | 10 | 110.5604 | 446332.3005 | kWh | GSD
8784 | 0 | 0 | [6 empty] | 2019-10-03 | 11 | 118.5566 | 478612.829 | kWh | GSD
8784 | 0 | 0 | [6 empty] | 2019-10-03 | 12 | 122.3279 | 493837.8194 | kWh | GSD
8784 | 0 | 0 | [6 empty] | 2019-10-03 | 13 | 124.5638 | 502864.2522 | kWh | GSD
8784 | 0 | 0 | [6 empty] | 2019-10-03 | 14 | 125.256 | 505658.587 | kWh | GSD
8784 | 0 | 0 | [6 empty] | 2019-10-03 | 15 | 126.1663 | 509333.2879 | kWh | GSD
8784 | 0 | 0 | [6 empty] | 2019-10-03 | 16 | 123.7952 | 499761.3378 | kWh | GSD
8784 | 0 | 0 | [6 empty] | 2019-10-03 | 17 | 118.3694 | 477857.1078 | kWh | GSD
8784 | 0 | 0 | [6 empty] | 2019-10-03 | 18 | 110.442 | 445854.3215 | kWh | GSD
8784 | 0 | 0 | [6 empty] | 2019-10-03 | 19 | 102.3926 | 413358.8574 | kWh | GSD
8784 | 0 | 0 | [6 empty] | 2019-10-03 | 20 | 95.185 | 384262.0417 | kWh | GSD
8784 | 0 | 0 | [6 empty] | 2019-10-03 | 21 | 90.3488 | 364738.2691 | kWh | GSD
8784 | 0 | 0 | [6 empty] | 2019-10-03 | 22 | 84.6171 | 341599.1621 | kWh | GSD
8784 | 0 | 0 | [6 empty] | 2019-10-03 | 23 | 77.3366 | 312207.9415 | kWh | GSD
8784 | 0 | 0 | [6 empty] | 2019-10-03 | 24 | 71.6155 | 289111.8035 | kWh | GSD
8784 | 0 | 0 | [6 empty] | 2019-10-04 | 1 | 67.324 | 271787.0432 | kWh | GSD
8784 | 0 | 0 | [6 empty] | 2019-10-04 | 2 | 63.5518 | 256558.7126 | kWh | GSD
8784 | 0 | 0 | [6 empty] | 2019-10-04 | 3 | 61.7259 | 249187.4837 | kWh | GSD
8784 | 0 | 0 | [6 empty] | 2019-10-04 | 4 | 60.9372 | 246003.3567 | kWh | GSD
8784 | 0 | 0 | [6 empty] | 2019-10-04 | 5 | 61.8376 | 249638.4256 | kWh | GSD
8784 | 0 | 0 | [6 empty] | 2019-10-04 | 6 | 65.764 | 265489.2633 | kWh | GSD
8784 | 0 | 0 | [6 empty] | 2019-10-04 | 7 | 74.772 | 301854.6225 | kWh | GSD
8784 | 0 | 0 | [6 empty] | 2019-10-04 | 8 | 85.8101 | 346415.4496 | kWh | GSD
8784 | 0 | 0 | [6 empty] | 2019-10-04 | 9 | 95.3803 | 385050.4703 | kWh | GSD
8784 | 0 | 0 | [6 empty] | 2019-10-04 | 10 | 104.9204 | 423563.7366 | kWh | GSD
8784 | 0 | 0 | [6 empty] | 2019-10-04 | 11 | 112.5858 | 454508.7811 | kWh | GSD
8784 | 0 | 0 | [6 empty] | 2019-10-04 | 12 | 117.2406 | 473300.1077 | kWh | GSD
8784 | 0 | 0 | [6 empty] | 2019-10-04 | 13 | 120.3548 | 485872.2433 | kWh | GSD
8784 | 0 | 0 | [6 empty] | 2019-10-04 | 14 | 122.6784 | 495252.5548 | kWh | GSD
8784 | 0 | 0 | [6 empty] | 2019-10-04 | 15 | 123.4218 | 498253.773 | kWh | GSD
8784 | 0 | 0 | [6 empty] | 2019-10-04 | 16 | 121.2191 | 489361.3819 | kWh | GSD
8784 | 0 | 0 | [6 empty] | 2019-10-04 | 17 | 116.5191 | 470387.742 | kWh | GSD
8784 | 0 | 0 | [6 empty] | 2019-10-04 | 18 | 109.2651 | 441103.1717 | kWh | GSD
8784 | 0 | 0 | [6 empty] | 2019-10-04 | 19 | 101.5509 | 409961.0417 | kWh | GSD
8784 | 0 | 0 | [6 empty] | 2019-10-04 | 20 | 94.2258 | 380389.6125 | kWh | GSD
8784 | 0 | 0 | [6 empty] | 2019-10-04 | 21 | 89.8617 | 362771.7124 | kWh | GSD
8784 | 0 | 0 | [6 empty] | 2019-10-04 | 22 | 84.6365 | 341677.4943 | kWh | GSD
8784 | 0 | 0 | [6 empty] | 2019-10-04 | 23 | 77.2595 | 311896.6413 | kWh | GSD
8784 | 0 | 0 | [6 empty] | 2019-10-04 | 24 | 71.7589 | 289690.6111 | kWh | GSD
8784 | 0 | 0 | [6 empty] | 2019-10-05 | 1 | 68.0196 | 274595.1059 | kWh | GSD
8784 | 0 | 0 | [6 empty] | 2019-10-05 | 2 | 64.4789 | 260301.5155 | kWh | GSD
8784 | 0 | 0 | [6 empty] | 2019-10-05 | 3 | 62.2368 | 251250.0301 | kWh | GSD
8784 | 0 | 0 | [6 empty] | 2019-10-05 | 4 | 60.6053 | 244663.5376 | kWh | GSD
8784 | 0 | 0 | [6 empty] | 2019-10-05 | 5 | 60.0107 | 242263.1252 | kWh | GSD
8784 | 0 | 0 | [6 empty] | 2019-10-05 | 6 | 60.8199 | 245529.7898 | kWh | GSD
8784 | 0 | 0 | [6 empty] | 2019-10-05 | 7 | 64.7458 | 261378.7993 | kWh | GSD
8784 | 0 | 0 | [6 empty] | 2019-10-05 | 8 | 69.7829 | 281713.4788 | kWh | GSD
8784 | 0 | 0 | [6 empty] | 2019-10-05 | 9 | 73.7572 | 297757.8498 | kWh | GSD
8784 | 0 | 0 | [6 empty] | 2019-10-05 | 10 | 79.6369 | 321494.1044 | kWh | GSD
8784 | 0 | 0 | [6 empty] | 2019-10-05 | 11 | 84.978 | 343056.2733 | kWh | GSD
8784 | 0 | 0 | [6 empty] | 2019-10-05 | 12 | 87.6344 | 353780.0513 | kWh | GSD
8784 | 0 | 0 | [6 empty] | 2019-10-05 | 13 | 89.1163 | 359762.6801 | kWh | GSD
8784 | 0 | 0 | [6 empty] | 2019-10-05 | 14 | 88.6493 | 357877.2694 | kWh | GSD
8784 | 0 | 0 | [6 empty] | 2019-10-05 | 15 | 87.5008 | 353240.8249 | kWh | GSD
8784 | 0 | 0 | [6 empty] | 2019-10-05 | 16 | 87.867 | 354719.1557 | kWh | GSD
8784 | 0 | 0 | [6 empty] | 2019-10-05 | 17 | 87.6986 | 354039.3094 | kWh | GSD
8784 | 0 | 0 | [6 empty] | 2019-10-05 | 18 | 86.3998 | 348795.9746 | kWh | GSD
8784 | 0 | 0 | [6 empty] | 2019-10-05 | 19 | 84.134 | 339648.8028 | kWh | GSD
8784 | 0 | 0 | [6 empty] | 2019-10-05 | 20 | 81.86 | 330468.9676 | kWh | GSD
8784 | 0 | 0 | [6 empty] | 2019-10-05 | 21 | 79.5994 | 321342.8959 | kWh | GSD
8784 | 0 | 0 | [6 empty] | 2019-10-05 | 22 | 76.6643 | 309493.9382 | kWh | GSD
8784 | 0 | 0 | [6 empty] | 2019-10-05 | 23 | 71.3101 | 287878.9094 | kWh | GSD
8784 | 0 | 0 | [6 empty] | 2019-10-05 | 24 | 67.0058 | 270502.3337 | kWh | GSD
8784 | 0 | 0 | [6 empty] | 2019-10-06 | 1 | 64.4998 | 260385.8505 | kWh | GSD
8784 | 0 | 0 | [6 empty] | 2019-10-06 | 2 | 61.1522 | 246871.3232 | kWh | GSD
8784 | 0 | 0 | [6 empty] | 2019-10-06 | 3 | 59.4845 | 240138.8049 | kWh | GSD
8784 | 0 | 0 | [6 empty] | 2019-10-06 | 4 | 59.4814 | 240126.3314 | kWh | GSD
8784 | 0 | 0 | [6 empty] | 2019-10-06 | 5 | 59.479 | 240116.8441 | kWh | GSD
8784 | 0 | 0 | [6 empty] | 2019-10-06 | 6 | 60.7132 | 245099.2334 | kWh | GSD
8784 | 0 | 0 | [6 empty] | 2019-10-06 | 7 | 63.7831 | 257492.417 | kWh | GSD
8784 | 0 | 0 | [6 empty] | 2019-10-06 | 8 | 67.8709 | 273994.9949 | kWh | GSD
8784 | 0 | 0 | [6 empty] | 2019-10-06 | 9 | 70.3352 | 283943.2334 | kWh | GSD
8784 | 0 | 0 | [6 empty] | 2019-10-06 | 10 | 73.5405 | 296883.0709 | kWh | GSD
8784 | 0 | 0 | [6 empty] | 2019-10-06 | 11 | 77.8923 | 314451.1941 | kWh | GSD
8784 | 0 | 0 | [6 empty] | 2019-10-06 | 12 | 82.509 | 333088.6801 | kWh | GSD
8784 | 0 | 0 | [6 empty] | 2019-10-06 | 13 | 83.6988 | 337892.1475 | kWh | GSD
8784 | 0 | 0 | [6 empty] | 2019-10-06 | 14 | 83.6376 | 337645.0665 | kWh | GSD
8784 | 0 | 0 | [6 empty] | 2019-10-06 | 15 | 82.1205 | 331520.3262 | kWh | GSD
8784 | 0 | 0 | [6 empty] | 2019-10-06 | 16 | 82.1878 | 331792.1556 | kWh | GSD
8784 | 0 | 0 | [6 empty] | 2019-10-06 | 17 | 82.2339 | 331978.4437 | kWh | GSD
8784 | 0 | 0 | [6 empty] | 2019-10-06 | 18 | 79.7074 | 321778.6265 | kWh | GSD
8784 | 0 | 0 | [6 empty] | 2019-10-06 | 19 | 76.7386 | 309793.583 | kWh | GSD
8784 | 0 | 0 | [6 empty] | 2019-10-06 | 20 | 74.621 | 301244.8848 | kWh | GSD
8784 | 0 | 0 | [6 empty] | 2019-10-06 | 21 | 72.8343 | 294031.9495 | kWh | GSD
8784 | 0 | 0 | [6 empty] | 2019-10-06 | 22 | 70.1718 | 283283.4863 | kWh | GSD
8784 | 0 | 0 | [6 empty] | 2019-10-06 | 23 | 66.6563 | 269091.4897 | kWh | GSD
8784 | 0 | 0 | [6 empty] | 2019-10-06 | 24 | 63.8543 | 257779.9616 | kWh | GSD
8784 | 0 | 0 | [6 empty] | 2019-10-07 | 1 | 62.2792 | 251421.1619 | kWh | GSD
8784 | 0 | 0 | [6 empty] | 2019-10-07 | 2 | 60.4321 | 243964.2882 | kWh | GSD
8784 | 0 | 0 | [6 empty] | 2019-10-07 | 3 | 59.8616 | 241661.3006 | kWh | GSD
8784 | 0 | 0 | [6 empty] | 2019-10-07 | 4 | 60.188 | 242978.9715 | kWh | GSD
8784 | 0 | 0 | [6 empty] | 2019-10-07 | 5 | 63.0638 | 254588.5308 | kWh | GSD
8784 | 0 | 0 | [6 empty] | 2019-10-07 | 6 | 70.3542 | 284019.7214 | kWh | GSD
8784 | 0 | 0 | [6 empty] | 2019-10-07 | 7 | 81.9589 | 330868.0028 | kWh | GSD
8784 | 0 | 0 | [6 empty] | 2019-10-07 | 8 | 95.2523 | 384533.7237 | kWh | GSD
8784 | 0 | 0 | [6 empty] | 2019-10-07 | 9 | 102.9765 | 415716.3014 | kWh | GSD
8784 | 0 | 0 | [6 empty] | 2019-10-07 | 10 | 108.9676 | 439902.0266 | kWh | GSD
8784 | 0 | 0 | [6 empty] | 2019-10-07 | 11 | 112.1878 | 452901.999 | kWh | GSD
8784 | 0 | 0 | [6 empty] | 2019-10-07 | 12 | 114.3546 | 461649.4836 | kWh | GSD
8784 | 0 | 0 | [6 empty] | 2019-10-07 | 13 | 113.9278 | 459926.5641 | kWh | GSD
8784 | 0 | 0 | [6 empty] | 2019-10-07 | 14 | 111.7486 | 451128.9031 | kWh | GSD
8784 | 0 | 0 | [6 empty] | 2019-10-07 | 15 | 109.6527 | 442667.8068 | kWh | GSD
8784 | 0 | 0 | [6 empty] | 2019-10-07 | 16 | 104.7154 | 422736.1048 | kWh | GSD
8784 | 0 | 0 | [6 empty] | 2019-10-07 | 17 | 98.6234 | 398142.5839 | kWh | GSD
8784 | 0 | 0 | [6 empty] | 2019-10-07 | 18 | 91.9299 | 371121.1915 | kWh | GSD
8784 | 0 | 0 | [6 empty] | 2019-10-07 | 19 | 85.8883 | 346731.1945 | kWh | GSD
8784 | 0 | 0 | [6 empty] | 2019-10-07 | 20 | 81.6115 | 329465.5649 | kWh | GSD
8784 | 0 | 0 | [6 empty] | 2019-10-07 | 21 | 79.5894 | 321302.4783 | kWh | GSD
8784 | 0 | 0 | [6 empty] | 2019-10-07 | 22 | 76.0036 | 306826.6945 | kWh | GSD
8784 | 0 | 0 | [6 empty] | 2019-10-07 | 23 | 70.6698 | 285294.1615 | kWh | GSD
8784 | 0 | 0 | [6 empty] | 2019-10-07 | 24 | 66.5254 | 268562.8969 | kWh | GSD
8784 | 0 | 0 | [6 empty] | 2019-10-08 | 1 | 63.1845 | 255075.648 | kWh | GSD
8784 | 0 | 0 | [6 empty] | 2019-10-08 | 2 | 60.993 | 246228.5712 | kWh | GSD
8784 | 0 | 0 | [6 empty] | 2019-10-08 | 3 | 60.318 | 243503.8677 | kWh | GSD
8784 | 0 | 0 | [6 empty] | 2019-10-08 | 4 | 59.9288 | 241932.3936 | kWh | GSD
8784 | 0 | 0 | [6 empty] | 2019-10-08 | 5 | 60.7877 | 245399.9085 | kWh | GSD
8784 | 0 | 0 | [6 empty] | 2019-10-08 | 6 | 66.4548 | 268277.8631 | kWh | GSD
8784 | 0 | 0 | [6 empty] | 2019-10-08 | 7 | 77.2232 | 311750.0455 | kWh | GSD
8784 | 0 | 0 | [6 empty] | 2019-10-08 | 8 | 89.8651 | 362785.222 | kWh | GSD
8784 | 0 | 0 | [6 empty] | 2019-10-08 | 9 | 98.0116 | 395672.9963 | kWh | GSD
8784 | 0 | 0 | [6 empty] | 2019-10-08 | 10 | 104.8244 | 423176.2071 | kWh | GSD
8784 | 0 | 0 | [6 empty] | 2019-10-08 | 11 | 110.0792 | 444389.7014 | kWh | GSD
8784 | 0 | 0 | [6 empty] | 2019-10-08 | 12 | 114.0396 | 460377.912 | kWh | GSD
8784 | 0 | 0 | [6 empty] | 2019-10-08 | 13 | 116.5258 | 470414.5594 | kWh | GSD
8784 | 0 | 0 | [6 empty] | 2019-10-08 | 14 | 118.6394 | 478947.0703 | kWh | GSD
8784 | 0 | 0 | [6 empty] | 2019-10-08 | 15 | 119.3498 | 481815.1602 | kWh | GSD
8784 | 0 | 0 | [6 empty] | 2019-10-08 | 16 | 116.792 | 471489.3318 | kWh | GSD
8784 | 0 | 0 | [6 empty] | 2019-10-08 | 17 | 111.179 | 448829.5283 | kWh | GSD
8784 | 0 | 0 | [6 empty] | 2019-10-08 | 18 | 102.8914 | 415372.3814 | kWh | GSD
8784 | 0 | 0 | [6 empty] | 2019-10-08 | 19 | 94.6359 | 382045.2136 | kWh | GSD
8784 | 0 | 0 | [6 empty] | 2019-10-08 | 20 | 87.9803 | 355176.2792 | kWh | GSD
8784 | 0 | 0 | [6 empty] | 2019-10-08 | 21 | 85.3325 | 344487.4767 | kWh | GSD
8784 | 0 | 0 | [6 empty] | 2019-10-08 | 22 | 79.9283 | 322670.4143 | kWh | GSD
8784 | 0 | 0 | [6 empty] | 2019-10-08 | 23 | 73.8558 | 298155.763 | kWh | GSD
8784 | 0 | 0 | [6 empty] | 2019-10-08 | 24 | 68.2391 | 275481.3008 | kWh | GSD
8784 | 0 | 0 | [6 empty] | 2019-10-09 | 1 | 64.0769 | 258678.25 | kWh | GSD
8784 | 0 | 0 | [6 empty] | 2019-10-09 | 2 | 61.0962 | 246645.4071 | kWh | GSD
8784 | 0 | 0 | [6 empty] | 2019-10-09 | 3 | 60.3054 | 243453.0283 | kWh | GSD
8784 | 0 | 0 | [6 empty] | 2019-10-09 | 4 | 60.2249 | 243127.8518 | kWh | GSD
8784 | 0 | 0 | [6 empty] | 2019-10-09 | 5 | 60.889 | 245808.6938 | kWh | GSD
8784 | 0 | 0 | [6 empty] | 2019-10-09 | 6 | 66.085 | 266785.1658 | kWh | GSD
8784 | 0 | 0 | [6 empty] | 2019-10-09 | 7 | 76.7073 | 309667.2809 | kWh | GSD
8784 | 0 | 0 | [6 empty] | 2019-10-09 | 8 | 88.0119 | 355304.0055 | kWh | GSD
8784 | 0 | 0 | [6 empty] | 2019-10-09 | 9 | 97.8034 | 394832.4144 | kWh | GSD
8784 | 0 | 0 | [6 empty] | 2019-10-09 | 10 | 104.9701 | 423764.4743 | kWh | GSD
8784 | 0 | 0 | [6 empty] | 2019-10-09 | 11 | 108.9957 | 440015.6228 | kWh | GSD
8784 | 0 | 0 | [6 empty] | 2019-10-09 | 12 | 112.7309 | 455094.5198 | kWh | GSD
8784 | 0 | 0 | [6 empty] | 2019-10-09 | 13 | 114.1433 | 460796.5288 | kWh | GSD
8784 | 0 | 0 | [6 empty] | 2019-10-09 | 14 | 113.6046 | 458621.6456 | kWh | GSD
8784 | 0 | 0 | [6 empty] | 2019-10-09 | 15 | 113.6737 | 458900.7853 | kWh | GSD
8784 | 0 | 0 | [6 empty] | 2019-10-09 | 16 | 110.8024 | 447309.3597 | kWh | GSD
8784 | 0 | 0 | [6 empty] | 2019-10-09 | 17 | 104.1067 | 420278.9486 | kWh | GSD
8784 | 0 | 0 | [6 empty] | 2019-10-09 | 18 | 97.064 | 391847.4655 | kWh | GSD
8784 | 0 | 0 | [6 empty] | 2019-10-09 | 19 | 90.5476 | 365540.7303 | kWh | GSD
8784 | 0 | 0 | [6 empty] | 2019-10-09 | 20 | 85.6304 | 345690.0889 | kWh | GSD
8784 | 0 | 0 | [6 empty] | 2019-10-09 | 21 | 83.0992 | 335471.642 | kWh | GSD
8784 | 0 | 0 | [6 empty] | 2019-10-09 | 22 | 77.9092 | 314519.3945 | kWh | GSD
8784 | 0 | 0 | [6 empty] | 2019-10-09 | 23 | 70.9075 | 286253.7487 | kWh | GSD
8784 | 0 | 0 | [6 empty] | 2019-10-09 | 24 | 65.5526 | 264636.0096 | kWh | GSD
8784 | 0 | 0 | [6 empty] | 2019-10-10 | 1 | 61.8471 | 249676.5742 | kWh | GSD
8784 | 0 | 0 | [6 empty] | 2019-10-10 | 2 | 59.7122 | 241058.0272 | kWh | GSD
8784 | 0 | 0 | [6 empty] | 2019-10-10 | 3 | 58.5137 | 236219.7933 | kWh | GSD
8784 | 0 | 0 | [6 empty] | 2019-10-10 | 4 | 58.2059 | 234977.3647 | kWh | GSD
8784 | 0 | 0 | [6 empty] | 2019-10-10 | 5 | 58.5544 | 236383.929 | kWh | GSD
8784 | 0 | 0 | [6 empty] | 2019-10-10 | 6 | 63.8211 | 257645.9804 | kWh | GSD
8784 | 0 | 0 | [6 empty] | 2019-10-10 | 7 | 73.3665 | 296180.4379 | kWh | GSD
8784 | 0 | 0 | [6 empty] | 2019-10-10 | 8 | 85.9295 | 346897.5666 | kWh | GSD
8784 | 0 | 0 | [6 empty] | 2019-10-10 | 9 | 95.2 | 384322.2668 | kWh | GSD
8784 | 0 | 0 | [6 empty] | 2019-10-10 | 10 | 103.595 | 418212.9677 | kWh | GSD
8784 | 0 | 0 | [6 empty] | 2019-10-10 | 11 | 109.9934 | 444043.2813 | kWh | GSD
8784 | 0 | 0 | [6 empty] | 2019-10-10 | 12 | 113.6717 | 458892.5023 | kWh | GSD
8784 | 0 | 0 | [6 empty] | 2019-10-10 | 13 | 115.3202 | 465547.529 | kWh | GSD
8784 | 0 | 0 | [6 empty] | 2019-10-10 | 14 | 115.6185 | 466751.9078 | kWh | GSD
8784 | 0 | 0 | [6 empty] | 2019-10-10 | 15 | 115.4536 | 466086.1887 | kWh | GSD
8784 | 0 | 0 | [6 empty] | 2019-10-10 | 16 | 112.7764 | 455278.2713 | kWh | GSD
8784 | 0 | 0 | [6 empty] | 2019-10-10 | 17 | 106.6065 | 430370.3416 | kWh | GSD
8784 | 0 | 0 | [6 empty] | 2019-10-10 | 18 | 99.2892 | 400830.6047 | kWh | GSD
8784 | 0 | 0 | [6 empty] | 2019-10-10 | 19 | 92.6574 | 374057.9296 | kWh | GSD
8784 | 0 | 0 | [6 empty] | 2019-10-10 | 20 | 86.888 | 350766.68 | kWh | GSD
8784 | 0 | 0 | [6 empty] | 2019-10-10 | 21 | 83.62 | 337574.0323 | kWh | GSD
8784 | 0 | 0 | [6 empty] | 2019-10-10 | 22 | 77.7909 | 314041.7581 | kWh | GSD
8784 | 0 | 0 | [6 empty] | 2019-10-10 | 23 | 71.8073 | 289886.1818 | kWh | GSD
8784 | 0 | 0 | [6 empty] | 2019-10-10 | 24 | 66.845 | 269853.0651 | kWh | GSD
8784 | 0 | 0 | [6 empty] | 2019-10-11 | 1 | 62.319 | 251581.7751 | kWh | GSD
8784 | 0 | 0 | [6 empty] | 2019-10-11 | 2 | 59.1858 | 238933.201 | kWh | GSD
8784 | 0 | 0 | [6 empty] | 2019-10-11 | 3 | 57.7235 | 233029.8083 | kWh | GSD
8784 | 0 | 0 | [6 empty] | 2019-10-11 | 4 | 57.5426 | 232299.3129 | kWh | GSD
8784 | 0 | 0 | [6 empty] | 2019-10-11 | 5 | 57.787 | 233286.0372 | kWh | GSD
8784 | 0 | 0 | [6 empty] | 2019-10-11 | 6 | 61.9539 | 250108.0957 | kWh | GSD
8784 | 0 | 0 | [6 empty] | 2019-10-11 | 7 | 71.482 | 288572.9481 | kWh | GSD
8784 | 0 | 0 | [6 empty] | 2019-10-11 | 8 | 81.4317 | 328739.862 | kWh | GSD
8784 | 0 | 0 | [6 empty] | 2019-10-11 | 9 | 89.681 | 362042.2084 | kWh | GSD
8784 | 0 | 0 | [6 empty] | 2019-10-11 | 10 | 99.063 | 399917.1485 | kWh | GSD
8784 | 0 | 0 | [6 empty] | 2019-10-11 | 11 | 105.4867 | 425849.7109 | kWh | GSD
8784 | 0 | 0 | [6 empty] | 2019-10-11 | 12 | 108.9471 | 439819.3804 | kWh | GSD
8784 | 0 | 0 | [6 empty] | 2019-10-11 | 13 | 109.3512 | 441450.8818 | kWh | GSD
8784 | 0 | 0 | [6 empty] | 2019-10-11 | 14 | 110.5945 | 446470.0687 | kWh | GSD
8784 | 0 | 0 | [6 empty] | 2019-10-11 | 15 | 109.9475 | 443858.0722 | kWh | GSD
8784 | 0 | 0 | [6 empty] | 2019-10-11 | 16 | 107.5195 | 434056.4164 | kWh | GSD
8784 | 0 | 0 | [6 empty] | 2019-10-11 | 17 | 101.478 | 409666.7008 | kWh | GSD
8784 | 0 | 0 | [6 empty] | 2019-10-11 | 18 | 94.3679 | 380963.0692 | kWh | GSD
8784 | 0 | 0 | [6 empty] | 2019-10-11 | 19 | 88.0692 | 355535.2243 | kWh | GSD
8784 | 0 | 0 | [6 empty] | 2019-10-11 | 20 | 83.0726 | 335364.0278 | kWh | GSD
8784 | 0 | 0 | [6 empty] | 2019-10-11 | 21 | 80.392 | 324542.3346 | kWh | GSD
8784 | 0 | 0 | [6 empty] | 2019-10-11 | 22 | 75.7306 | 305724.5705 | kWh | GSD
8784 | 0 | 0 | [6 empty] | 2019-10-11 | 23 | 70.2739 | 283695.8088 | kWh | GSD
8784 | 0 | 0 | [6 empty] | 2019-10-11 | 24 | 65.427 | 264128.9557 | kWh | GSD
8784 | 0 | 0 | [6 empty] | 2019-10-12 | 1 | 61.4921 | 248243.425 | kWh | GSD
8784 | 0 | 0 | [6 empty] | 2019-10-12 | 2 | 58.8958 | 237762.1747 | kWh | GSD
8784 | 0 | 0 | [6 empty] | 2019-10-12 | 3 | 56.6905 | 228859.6729 | kWh | GSD
8784 | 0 | 0 | [6 empty] | 2019-10-12 | 4 | 54.9214 | 221717.598 | kWh | GSD
8784 | 0 | 0 | [6 empty] | 2019-10-12 | 5 | 54.3667 | 219478.5493 | kWh | GSD
8784 | 0 | 0 | [6 empty] | 2019-10-12 | 6 | 55.5284 | 224168.2545 | kWh | GSD
8784 | 0 | 0 | [6 empty] | 2019-10-12 | 7 | 58.284 | 235292.5288 | kWh | GSD
8784 | 0 | 0 | [6 empty] | 2019-10-12 | 8 | 63.8252 | 257662.4833 | kWh | GSD
8784 | 0 | 0 | [6 empty] | 2019-10-12 | 9 | 67.738 | 273458.3313 | kWh | GSD
8784 | 0 | 0 | [6 empty] | 2019-10-12 | 10 | 72.307 | 291903.3436 | kWh | GSD
8784 | 0 | 0 | [6 empty] | 2019-10-12 | 11 | 76.7189 | 309714.1416 | kWh | GSD
8784 | 0 | 0 | [6 empty] | 2019-10-12 | 12 | 79.9099 | 322596.0818 | kWh | GSD
8784 | 0 | 0 | [6 empty] | 2019-10-12 | 13 | 81.1008 | 327403.9977 | kWh | GSD
8784 | 0 | 0 | [6 empty] | 2019-10-12 | 14 | 79.6427 | 321517.4345 | kWh | GSD
8784 | 0 | 0 | [6 empty] | 2019-10-12 | 15 | 79.3298 | 320254.3742 | kWh | GSD
8784 | 0 | 0 | [6 empty] | 2019-10-12 | 16 | 78.8734 | 318411.7146 | kWh | GSD
8784 | 0 | 0 | [6 empty] | 2019-10-12 | 17 | 77.9675 | 314754.7202 | kWh | GSD
8784 | 0 | 0 | [6 empty] | 2019-10-12 | 18 | 76.8967 | 310431.8537 | kWh | GSD
8784 | 0 | 0 | [6 empty] | 2019-10-12 | 19 | 75.3892 | 304346.3312 | kWh | GSD
8784 | 0 | 0 | [6 empty] | 2019-10-12 | 20 | 73.5049 | 296739.145 | kWh | GSD
8784 | 0 | 0 | [6 empty] | 2019-10-12 | 21 | 71.6702 | 289332.4866 | kWh | GSD
8784 | 0 | 0 | [6 empty] | 2019-10-12 | 22 | 68.7282 | 277455.6753 | kWh | GSD
8784 | 0 | 0 | [6 empty] | 2019-10-12 | 23 | 64.2704 | 259459.5068 | kWh | GSD
8784 | 0 | 0 | [6 empty] | 2019-10-12 | 24 | 60.9627 | 246106.3474 | kWh | GSD
8784 | 0 | 0 | [6 empty] | 2019-10-13 | 1 | 58.461 | 236006.9057 | kWh | GSD
8784 | 0 | 0 | [6 empty] | 2019-10-13 | 2 | 56.6102 | 228535.221 | kWh | GSD
8784 | 0 | 0 | [6 empty] | 2019-10-13 | 3 | 54.8912 | 221595.7334 | kWh | GSD
8784 | 0 | 0 | [6 empty] | 2019-10-13 | 4 | 53.8306 | 217314.3179 | kWh | GSD
8784 | 0 | 0 | [6 empty] | 2019-10-13 | 5 | 53.4313 | 215702.1821 | kWh | GSD
8784 | 0 | 0 | [6 empty] | 2019-10-13 | 6 | 54.4579 | 219846.5859 | kWh | GSD
8784 | 0 | 0 | [6 empty] | 2019-10-13 | 7 | 57.4149 | 231783.8555 | kWh | GSD
8784 | 0 | 0 | [6 empty] | 2019-10-13 | 8 | 60.7553 | 245269.2081 | kWh | GSD
8784 | 0 | 0 | [6 empty] | 2019-10-13 | 9 | 62.5852 | 252656.5493 | kWh | GSD
8784 | 0 | 0 | [6 empty] | 2019-10-13 | 10 | 66.7483 | 269463.0645 | kWh | GSD
8784 | 0 | 0 | [6 empty] | 2019-10-13 | 11 | 71.3608 | 288083.6288 | kWh | GSD
8784 | 0 | 0 | [6 empty] | 2019-10-13 | 12 | 75.2209 | 303666.8787 | kWh | GSD
8784 | 0 | 0 | [6 empty] | 2019-10-13 | 13 | 78.1373 | 315440.3356 | kWh | GSD
8784 | 0 | 0 | [6 empty] | 2019-10-13 | 14 | 78.1938 | 315668.5105 | kWh | GSD
8784 | 0 | 0 | [6 empty] | 2019-10-13 | 15 | 77.5821 | 313198.885 | kWh | GSD
8784 | 0 | 0 | [6 empty] | 2019-10-13 | 16 | 77.5039 | 312883.3425 | kWh | GSD
8784 | 0 | 0 | [6 empty] | 2019-10-13 | 17 | 77.3847 | 312401.8652 | kWh | GSD
8784 | 0 | 0 | [6 empty] | 2019-10-13 | 18 | 76.6431 | 309408.0662 | kWh | GSD
8784 | 0 | 0 | [6 empty] | 2019-10-13 | 19 | 74.2562 | 299772.1623 | kWh | GSD
8784 | 0 | 0 | [6 empty] | 2019-10-13 | 20 | 72.2301 | 291592.8104 | kWh | GSD
8784 | 0 | 0 | [6 empty] | 2019-10-13 | 21 | 69.6084 | 281008.9733 | kWh | GSD
8784 | 0 | 0 | [6 empty] | 2019-10-13 | 22 | 66.9222 | 270165.0519 | kWh | GSD
8784 | 0 | 0 | [6 empty] | 2019-10-13 | 23 | 63.3067 | 255569.1803 | kWh | GSD
8784 | 0 | 0 | [6 empty] | 2019-10-13 | 24 | 59.9592 | 242055.1618 | kWh | GSD
8784 | 0 | 0 | [6 empty] | 2019-10-14 | 1 | 57.8897 | 233700.6853 | kWh | GSD
8784 | 0 | 0 | [6 empty] | 2019-10-14 | 2 | 56.1609 | 226721.7027 | kWh | GSD
8784 | 0 | 0 | [6 empty] | 2019-10-14 | 3 | 55.3586 | 223482.606 | kWh | GSD
8784 | 0 | 0 | [6 empty] | 2019-10-14 | 4 | 54.9359 | 221776.1184 | kWh | GSD
8784 | 0 | 0 | [6 empty] | 2019-10-14 | 5 | 56.2999 | 227282.6057 | kWh | GSD
8784 | 0 | 0 | [6 empty] | 2019-10-14 | 6 | 62.6562 | 252943.1033 | kWh | GSD
8784 | 0 | 0 | [6 empty] | 2019-10-14 | 7 | 73.1723 | 295396.708 | kWh | GSD
8784 | 0 | 0 | [6 empty] | 2019-10-14 | 8 | 84.1581 | 339746.0852 | kWh | GSD
8784 | 0 | 0 | [6 empty] | 2019-10-14 | 9 | 91.983 | 371335.4391 | kWh | GSD
8784 | 0 | 0 | [6 empty] | 2019-10-14 | 10 | 102.2407 | 412745.8782 | kWh | GSD
8784 | 0 | 0 | [6 empty] | 2019-10-14 | 11 | 110.0303 | 444192.2128 | kWh | GSD
8784 | 0 | 0 | [6 empty] | 2019-10-14 | 12 | 114.2766 | 461334.6539 | kWh | GSD
8784 | 0 | 0 | [6 empty] | 2019-10-14 | 13 | 116.5646 | 470571.2994 | kWh | GSD
8784 | 0 | 0 | [6 empty] | 2019-10-14 | 14 | 118.3643 | 477836.6414 | kWh | GSD
8784 | 0 | 0 | [6 empty] | 2019-10-14 | 15 | 119.336 | 481759.5613 | kWh | GSD
8784 | 0 | 0 | [6 empty] | 2019-10-14 | 16 | 117.2878 | 473490.8004 | kWh | GSD
8784 | 0 | 0 | [6 empty] | 2019-10-14 | 17 | 110.8567 | 447528.387 | kWh | GSD
8784 | 0 | 0 | [6 empty] | 2019-10-14 | 18 | 103.8534 | 419256.1052 | kWh | GSD
8784 | 0 | 0 | [6 empty] | 2019-10-14 | 19 | 97.3713 | 393087.9138 | kWh | GSD
8784 | 0 | 0 | [6 empty] | 2019-10-14 | 20 | 91.0218 | 367455.1342 | kWh | GSD
8784 | 0 | 0 | [6 empty] | 2019-10-14 | 21 | 87.5464 | 353424.891 | kWh | GSD
8784 | 0 | 0 | [6 empty] | 2019-10-14 | 22 | 81.8075 | 330256.8642 | kWh | GSD
8784 | 0 | 0 | [6 empty] | 2019-10-14 | 23 | 75.7257 | 305704.6964 | kWh | GSD
8784 | 0 | 0 | [6 empty] | 2019-10-14 | 24 | 69.8598 | 282023.8812 | kWh | GSD
8784 | 0 | 0 | [6 empty] | 2019-10-15 | 1 | 66.5498 | 268661.4448 | kWh | GSD
8784 | 0 | 0 | [6 empty] | 2019-10-15 | 2 | 64.0672 | 258639.247 | kWh | GSD
8784 | 0 | 0 | [6 empty] | 2019-10-15 | 3 | 62.6622 | 252967.4614 | kWh | GSD
8784 | 0 | 0 | [6 empty] | 2019-10-15 | 4 | 62.0299 | 250414.5747 | kWh | GSD
8784 | 0 | 0 | [6 empty] | 2019-10-15 | 5 | 62.7326 | 253251.4866 | kWh | GSD
8784 | 0 | 0 | [6 empty] | 2019-10-15 | 6 | 68.1158 | 274983.3236 | kWh | GSD
8784 | 0 | 0 | [6 empty] | 2019-10-15 | 7 | 78.8927 | 318489.8613 | kWh | GSD
8784 | 0 | 0 | [6 empty] | 2019-10-15 | 8 | 91.5106 | 369428.1259 | kWh | GSD
8784 | 0 | 0 | [6 empty] | 2019-10-15 | 9 | 100.405 | 405334.787 | kWh | GSD
8784 | 0 | 0 | [6 empty] | 2019-10-15 | 10 | 106.0835 | 428259.1775 | kWh | GSD
8784 | 0 | 0 | [6 empty] | 2019-10-15 | 11 | 110.9867 | 448053.3748 | kWh | GSD
8784 | 0 | 0 | [6 empty] | 2019-10-15 | 12 | 113.5278 | 458311.5703 | kWh | GSD
8784 | 0 | 0 | [6 empty] | 2019-10-15 | 13 | 115.8242 | 467582.2051 | kWh | GSD
8784 | 0 | 0 | [6 empty] | 2019-10-15 | 14 | 117.3537 | 473757.0033 | kWh | GSD
8784 | 0 | 0 | [6 empty] | 2019-10-15 | 15 | 118.0933 | 476742.6659 | kWh | GSD
8784 | 0 | 0 | [6 empty] | 2019-10-15 | 16 | 115.1356 | 464802.3995 | kWh | GSD
8784 | 0 | 0 | [6 empty] | 2019-10-15 | 17 | 108.8079 | 439257.6495 | kWh | GSD
8784 | 0 | 0 | [6 empty] | 2019-10-15 | 18 | 101.546 | 409941.2772 | kWh | GSD
8784 | 0 | 0 | [6 empty] | 2019-10-15 | 19 | 94.4425 | 381264.189 | kWh | GSD
8784 | 0 | 0 | [6 empty] | 2019-10-15 | 20 | 89.9664 | 363194.3292 | kWh | GSD
8784 | 0 | 0 | [6 empty] | 2019-10-15 | 21 | 87.2834 | 352363.2492 | kWh | GSD
8784 | 0 | 0 | [6 empty] | 2019-10-15 | 22 | 82.2512 | 332048.242 | kWh | GSD
8784 | 0 | 0 | [6 empty] | 2019-10-15 | 23 | 75.9453 | 306591.04 | kWh | GSD
8784 | 0 | 0 | [6 empty] | 2019-10-15 | 24 | 70.4212 | 284290.2675 | kWh | GSD
8784 | 0 | 0 | [6 empty] | 2019-10-16 | 1 | 66.2502 | 267452.2149 | kWh | GSD
8784 | 0 | 0 | [6 empty] | 2019-10-16 | 2 | 63.7423 | 257327.8544 | kWh | GSD
8784 | 0 | 0 | [6 empty] | 2019-10-16 | 3 | 61.7534 | 249298.5818 | kWh | GSD
8784 | 0 | 0 | [6 empty] | 2019-10-16 | 4 | 61.2559 | 247289.9533 | kWh | GSD
8784 | 0 | 0 | [6 empty] | 2019-10-16 | 5 | 61.6979 | 249074.5229 | kWh | GSD
8784 | 0 | 0 | [6 empty] | 2019-10-16 | 6 | 67.4356 | 272237.4049 | kWh | GSD
8784 | 0 | 0 | [6 empty] | 2019-10-16 | 7 | 77.5466 | 313055.677 | kWh | GSD
8784 | 0 | 0 | [6 empty] | 2019-10-16 | 8 | 90.5947 | 365730.6579 | kWh | GSD
8784 | 0 | 0 | [6 empty] | 2019-10-16 | 9 | 100.3475 | 405102.9759 | kWh | GSD
8784 | 0 | 0 | [6 empty] | 2019-10-16 | 10 | 108.4775 | 437923.8652 | kWh | GSD
8784 | 0 | 0 | [6 empty] | 2019-10-16 | 11 | 114.6906 | 463005.9848 | kWh | GSD
8784 | 0 | 0 | [6 empty] | 2019-10-16 | 12 | 119.8845 | 483973.8215 | kWh | GSD
8784 | 0 | 0 | [6 empty] | 2019-10-16 | 13 | 121.5356 | 490639.0159 | kWh | GSD
8784 | 0 | 0 | [6 empty] | 2019-10-16 | 14 | 122.2026 | 493331.7505 | kWh | GSD
8784 | 0 | 0 | [6 empty] | 2019-10-16 | 15 | 122.0843 | 492854.2726 | kWh | GSD
8784 | 0 | 0 | [6 empty] | 2019-10-16 | 16 | 121.9094 | 492148.3486 | kWh | GSD
8784 | 0 | 0 | [6 empty] | 2019-10-16 | 17 | 117.1453 | 472915.7663 | kWh | GSD
8784 | 0 | 0 | [6 empty] | 2019-10-16 | 18 | 108.8322 | 439355.5218 | kWh | GSD
8784 | 0 | 0 | [6 empty] | 2019-10-16 | 19 | 100.0578 | 403933.2254 | kWh | GSD
8784 | 0 | 0 | [6 empty] | 2019-10-16 | 20 | 94.3875 | 381042.1642 | kWh | GSD
8784 | 0 | 0 | [6 empty] | 2019-10-16 | 21 | 90.2261 | 364242.803 | kWh | GSD
8784 | 0 | 0 | [6 empty] | 2019-10-16 | 22 | 83.2486 | 336074.453 | kWh | GSD
8784 | 0 | 0 | [6 empty] | 2019-10-16 | 23 | 76.1188 | 307291.6737 | kWh | GSD
8784 | 0 | 0 | [6 empty] | 2019-10-16 | 24 | 69.11 | 278997.2372 | kWh | GSD
8784 | 0 | 0 | [6 empty] | 2019-10-17 | 1 | 64.5052 | 260407.5631 | kWh | GSD
8784 | 0 | 0 | [6 empty] | 2019-10-17 | 2 | 61.5994 | 248676.9401 | kWh | GSD
8784 | 0 | 0 | [6 empty] | 2019-10-17 | 3 | 59.29 | 239353.6942 | kWh | GSD
8784 | 0 | 0 | [6 empty] | 2019-10-17 | 4 | 57.977 | 234053.2699 | kWh | GSD
8784 | 0 | 0 | [6 empty] | 2019-10-17 | 5 | 57.4466 | 231911.8747 | kWh | GSD
8784 | 0 | 0 | [6 empty] | 2019-10-17 | 6 | 60.6634 | 244898.0999 | kWh | GSD
8784 | 0 | 0 | [6 empty] | 2019-10-17 | 7 | 69.1248 | 279056.9243 | kWh | GSD
8784 | 0 | 0 | [6 empty] | 2019-10-17 | 8 | 79.3411 | 320299.9874 | kWh | GSD
8784 | 0 | 0 | [6 empty] | 2019-10-17 | 9 | 85.9966 | 347168.2129 | kWh | GSD
8784 | 0 | 0 | [6 empty] | 2019-10-17 | 10 | 90.9167 | 367030.6054 | kWh | GSD
8784 | 0 | 0 | [6 empty] | 2019-10-17 | 11 | 94.1276 | 379992.991 | kWh | GSD
8784 | 0 | 0 | [6 empty] | 2019-10-17 | 12 | 97.1886 | 392350.4814 | kWh | GSD
8784 | 0 | 0 | [6 empty] | 2019-10-17 | 13 | 98.7029 | 398463.7521 | kWh | GSD
8784 | 0 | 0 | [6 empty] | 2019-10-17 | 14 | 99.2437 | 400646.8847 | kWh | GSD
8784 | 0 | 0 | [6 empty] | 2019-10-17 | 15 | 99.6593 | 402324.6368 | kWh | GSD
8784 | 0 | 0 | [6 empty] | 2019-10-17 | 16 | 98.4261 | 397346.3066 | kWh | GSD
8784 | 0 | 0 | [6 empty] | 2019-10-17 | 17 | 94.4871 | 381444.2363 | kWh | GSD
8784 | 0 | 0 | [6 empty] | 2019-10-17 | 18 | 88.1344 | 355798.3738 | kWh | GSD
8784 | 0 | 0 | [6 empty] | 2019-10-17 | 19 | 81.7682 | 330098.406 | kWh | GSD
8784 | 0 | 0 | [6 empty] | 2019-10-17 | 20 | 77.4259 | 312568.2972 | kWh | GSD
8784 | 0 | 0 | [6 empty] | 2019-10-17 | 21 | 75.7314 | 305727.7642 | kWh | GSD
8784 | 0 | 0 | [6 empty] | 2019-10-17 | 22 | 70.5126 | 284659.5314 | kWh | GSD
8784 | 0 | 0 | [6 empty] | 2019-10-17 | 23 | 64.6361 | 260935.8123 | kWh | GSD
8784 | 0 | 0 | [6 empty] | 2019-10-17 | 24 | 59.7321 | 241138.3649 | kWh | GSD
8784 | 0 | 0 | [6 empty] | 2019-10-18 | 1 | 55.9408 | 225833.1079 | kWh | GSD
8784 | 0 | 0 | [6 empty] | 2019-10-18 | 2 | 53.9958 | 217980.9609 | kWh | GSD
8784 | 0 | 0 | [6 empty] | 2019-10-18 | 3 | 52.5722 | 212233.811 | kWh | GSD
8784 | 0 | 0 | [6 empty] | 2019-10-18 | 4 | 52.4646 | 211799.784 | kWh | GSD
8784 | 0 | 0 | [6 empty] | 2019-10-18 | 5 | 52.7402 | 212911.9956 | kWh | GSD
8784 | 0 | 0 | [6 empty] | 2019-10-18 | 6 | 56.3018 | 227290.3627 | kWh | GSD
8784 | 0 | 0 | [6 empty] | 2019-10-18 | 7 | 64.2851 | 259519.0428 | kWh | GSD
8784 | 0 | 0 | [6 empty] | 2019-10-18 | 8 | 74.7657 | 301829.0177 | kWh | GSD
8784 | 0 | 0 | [6 empty] | 2019-10-18 | 9 | 81.457 | 328842.0428 | kWh | GSD
8784 | 0 | 0 | [6 empty] | 2019-10-18 | 10 | 87.0349 | 351360.0356 | kWh | GSD
8784 | 0 | 0 | [6 empty] | 2019-10-18 | 11 | 89.192 | 360068.1431 | kWh | GSD
8784 | 0 | 0 | [6 empty] | 2019-10-18 | 12 | 91.7534 | 370408.5542 | kWh | GSD
8784 | 0 | 0 | [6 empty] | 2019-10-18 | 13 | 93.2295 | 376367.4292 | kWh | GSD
8784 | 0 | 0 | [6 empty] | 2019-10-18 | 14 | 94.7862 | 382652.0629 | kWh | GSD
8784 | 0 | 0 | [6 empty] | 2019-10-18 | 15 | 95.9627 | 387401.5258 | kWh | GSD
8784 | 0 | 0 | [6 empty] | 2019-10-18 | 16 | 94.4168 | 381160.6826 | kWh | GSD
8784 | 0 | 0 | [6 empty] | 2019-10-18 | 17 | 88.453 | 357084.9441 | kWh | GSD
8784 | 0 | 0 | [6 empty] | 2019-10-18 | 18 | 82.4639 | 332906.7782 | kWh | GSD
8784 | 0 | 0 | [6 empty] | 2019-10-18 | 19 | 77.6719 | 313561.5355 | kWh | GSD
8784 | 0 | 0 | [6 empty] | 2019-10-18 | 20 | 75.0244 | 302873.3182 | kWh | GSD
8784 | 0 | 0 | [6 empty] | 2019-10-18 | 21 | 73.5285 | 296834.6181 | kWh | GSD
8784 | 0 | 0 | [6 empty] | 2019-10-18 | 22 | 70.2702 | 283680.8386 | kWh | GSD
8784 | 0 | 0 | [6 empty] | 2019-10-18 | 23 | 65.7447 | 265411.5154 | kWh | GSD
8784 | 0 | 0 | [6 empty] | 2019-10-18 | 24 | 61.8291 | 249604.1294 | kWh | GSD
8784 | 0 | 0 | [6 empty] | 2019-10-19 | 1 | 58.2012 | 234958.1632 | kWh | GSD
8784 | 0 | 0 | [6 empty] | 2019-10-19 | 2 | 56.4197 | 227766.2803 | kWh | GSD
8784 | 0 | 0 | [6 empty] | 2019-10-19 | 3 | 55.4922 | 224022.0735 | kWh | GSD
8784 | 0 | 0 | [6 empty] | 2019-10-19 | 4 | 54.7406 | 220987.6248 | kWh | GSD
8784 | 0 | 0 | [6 empty] | 2019-10-19 | 5 | 54.9211 | 221716.662 | kWh | GSD
8784 | 0 | 0 | [6 empty] | 2019-10-19 | 6 | 56.5323 | 228220.9818 | kWh | GSD
8784 | 0 | 0 | [6 empty] | 2019-10-19 | 7 | 58.9333 | 237913.7265 | kWh | GSD
8784 | 0 | 0 | [6 empty] | 2019-10-19 | 8 | 65.0029 | 262416.8675 | kWh | GSD
8784 | 0 | 0 | [6 empty] | 2019-10-19 | 9 | 67.6515 | 273109.2452 | kWh | GSD
8784 | 0 | 0 | [6 empty] | 2019-10-19 | 10 | 72.0027 | 290675.0288 | kWh | GSD
8784 | 0 | 0 | [6 empty] | 2019-10-19 | 11 | 75.0481 | 302969.2522 | kWh | GSD
8784 | 0 | 0 | [6 empty] | 2019-10-19 | 12 | 76.4463 | 308613.7578 | kWh | GSD
8784 | 0 | 0 | [6 empty] | 2019-10-19 | 13 | 77.091 | 311216.4415 | kWh | GSD
8784 | 0 | 0 | [6 empty] | 2019-10-19 | 14 | 76.911 | 310489.8742 | kWh | GSD
8784 | 0 | 0 | [6 empty] | 2019-10-19 | 15 | 76.6076 | 309264.9407 | kWh | GSD
8784 | 0 | 0 | [6 empty] | 2019-10-19 | 16 | 77.3218 | 312148.0867 | kWh | GSD
8784 | 0 | 0 | [6 empty] | 2019-10-19 | 17 | 77.192 | 311623.9626 | kWh | GSD
8784 | 0 | 0 | [6 empty] | 2019-10-19 | 18 | 76.1599 | 307457.5367 | kWh | GSD
8784 | 0 | 0 | [6 empty] | 2019-10-19 | 19 | 75.2977 | 303976.7012 | kWh | GSD
8784 | 0 | 0 | [6 empty] | 2019-10-19 | 20 | 74.4039 | 300368.5934 | kWh | GSD
8784 | 0 | 0 | [6 empty] | 2019-10-19 | 21 | 73.9803 | 298658.4277 | kWh | GSD
8784 | 0 | 0 | [6 empty] | 2019-10-19 | 22 | 71.8724 | 290149.016 | kWh | GSD
8784 | 0 | 0 | [6 empty] | 2019-10-19 | 23 | 67.7959 | 273692.093 | kWh | GSD
8784 | 0 | 0 | [6 empty] | 2019-10-19 | 24 | 64.5304 | 260509.0808 | kWh | GSD
8784 | 0 | 0 | [6 empty] | 2019-10-20 | 1 | 61.6949 | 249062.4583 | kWh | GSD
8784 | 0 | 0 | [6 empty] | 2019-10-20 | 2 | 59.4675 | 240070.1447 | kWh | GSD
8784 | 0 | 0 | [6 empty] | 2019-10-20 | 3 | 58.5582 | 236399.3948 | kWh | GSD
8784 | 0 | 0 | [6 empty] | 2019-10-20 | 4 | 57.6047 | 232550.0873 | kWh | GSD
8784 | 0 | 0 | [6 empty] | 2019-10-20 | 5 | 57.1647 | 230773.993 | kWh | GSD
8784 | 0 | 0 | [6 empty] | 2019-10-20 | 6 | 57.9717 | 234031.8258 | kWh | GSD
8784 | 0 | 0 | [6 empty] | 2019-10-20 | 7 | 59.6081 | 240637.9285 | kWh | GSD
8784 | 0 | 0 | [6 empty] | 2019-10-20 | 8 | 62.4852 | 252252.9291 | kWh | GSD
8784 | 0 | 0 | [6 empty] | 2019-10-20 | 9 | 63.2934 | 255515.3692 | kWh | GSD
8784 | 0 | 0 | [6 empty] | 2019-10-20 | 10 | 65.5616 | 264672.1405 | kWh | GSD
8784 | 0 | 0 | [6 empty] | 2019-10-20 | 11 | 68.2024 | 275333.0805 | kWh | GSD
8784 | 0 | 0 | [6 empty] | 2019-10-20 | 12 | 70.4464 | 284392.1838 | kWh | GSD
8784 | 0 | 0 | [6 empty] | 2019-10-20 | 13 | 71.8701 | 290139.5181 | kWh | GSD
8784 | 0 | 0 | [6 empty] | 2019-10-20 | 14 | 72.5551 | 292905.0582 | kWh | GSD
8784 | 0 | 0 | [6 empty] | 2019-10-20 | 15 | 72.5776 | 292995.6022 | kWh | GSD
8784 | 0 | 0 | [6 empty] | 2019-10-20 | 16 | 73.5581 | 296954.0491 | kWh | GSD
8784 | 0 | 0 | [6 empty] | 2019-10-20 | 17 | 74.2114 | 299591.254 | kWh | GSD
8784 | 0 | 0 | [6 empty] | 2019-10-20 | 18 | 74.3618 | 300198.7546 | kWh | GSD
8784 | 0 | 0 | [6 empty] | 2019-10-20 | 19 | 72.1175 | 291138.4457 | kWh | GSD
8784 | 0 | 0 | [6 empty] | 2019-10-20 | 20 | 69.3575 | 279996.1382 | kWh | GSD
8784 | 0 | 0 | [6 empty] | 2019-10-20 | 21 | 67.0929 | 270854.1734 | kWh | GSD
8784 | 0 | 0 | [6 empty] | 2019-10-20 | 22 | 63.6541 | 256971.7971 | kWh | GSD
8784 | 0 | 0 | [6 empty] | 2019-10-20 | 23 | 59.7493 | 241208.1018 | kWh | GSD
8784 | 0 | 0 | [6 empty] | 2019-10-20 | 24 | 56.4811 | 228014.3032 | kWh | GSD
8784 | 0 | 0 | [6 empty] | 2019-10-21 | 1 | 54.2602 | 219048.5837 | kWh | GSD
8784 | 0 | 0 | [6 empty] | 2019-10-21 | 2 | 52.4483 | 211733.9845 | kWh | GSD
8784 | 0 | 0 | [6 empty] | 2019-10-21 | 3 | 51.438 | 207655.0829 | kWh | GSD
8784 | 0 | 0 | [6 empty] | 2019-10-21 | 4 | 51.4392 | 207659.9479 | kWh | GSD
8784 | 0 | 0 | [6 empty] | 2019-10-21 | 5 | 53.2373 | 214918.8169 | kWh | GSD
8784 | 0 | 0 | [6 empty] | 2019-10-21 | 6 | 59.1186 | 238661.7405 | kWh | GSD
8784 | 0 | 0 | [6 empty] | 2019-10-21 | 7 | 68.2436 | 275499.2631 | kWh | GSD
8784 | 0 | 0 | [6 empty] | 2019-10-21 | 8 | 80.5462 | 325165.1261 | kWh | GSD
8784 | 0 | 0 | [6 empty] | 2019-10-21 | 9 | 88.7453 | 358264.7868 | kWh | GSD
8784 | 0 | 0 | [6 empty] | 2019-10-21 | 10 | 97.4939 | 393583.071 | kWh | GSD
8784 | 0 | 0 | [6 empty] | 2019-10-21 | 11 | 106.7157 | 430811.3066 | kWh | GSD
8784 | 0 | 0 | [6 empty] | 2019-10-21 | 12 | 111.2892 | 449274.327 | kWh | GSD
8784 | 0 | 0 | [6 empty] | 2019-10-21 | 13 | 114.7439 | 463221.2285 | kWh | GSD
8784 | 0 | 0 | [6 empty] | 2019-10-21 | 14 | 115.0034 | 464268.6245 | kWh | GSD
8784 | 0 | 0 | [6 empty] | 2019-10-21 | 15 | 114.4329 | 461965.719 | kWh | GSD
8784 | 0 | 0 | [6 empty] | 2019-10-21 | 16 | 111.8158 | 451400.2968 | kWh | GSD
8784 | 0 | 0 | [6 empty] | 2019-10-21 | 17 | 105.8945 | 427496.2304 | kWh | GSD
8784 | 0 | 0 | [6 empty] | 2019-10-21 | 18 | 98.0798 | 395947.9675 | kWh | GSD
8784 | 0 | 0 | [6 empty] | 2019-10-21 | 19 | 91.0846 | 367708.4346 | kWh | GSD
8784 | 0 | 0 | [6 empty] | 2019-10-21 | 20 | 86.361 | 348639.1574 | kWh | GSD
8784 | 0 | 0 | [6 empty] | 2019-10-21 | 21 | 84.0129 | 339159.9034 | kWh | GSD
8784 | 0 | 0 | [6 empty] | 2019-10-21 | 22 | 79.1861 | 319674.3288 | kWh | GSD
8784 | 0 | 0 | [6 empty] | 2019-10-21 | 23 | 73.2237 | 295603.9968 | kWh | GSD
8784 | 0 | 0 | [6 empty] | 2019-10-21 | 24 | 67.8992 | 274109.1264 | kWh | GSD
8784 | 0 | 0 | [6 empty] | 2019-10-22 | 1 | 64.3706 | 259864.2043 | kWh | GSD
8784 | 0 | 0 | [6 empty] | 2019-10-22 | 2 | 62.7495 | 253319.6892 | kWh | GSD
8784 | 0 | 0 | [6 empty] | 2019-10-22 | 3 | 61.4539 | 248089.3848 | kWh | GSD
8784 | 0 | 0 | [6 empty] | 2019-10-22 | 4 | 61.2863 | 247412.9225 | kWh | GSD
8784 | 0 | 0 | [6 empty] | 2019-10-22 | 5 | 62.6998 | 253119.1158 | kWh | GSD
8784 | 0 | 0 | [6 empty] | 2019-10-22 | 6 | 69.2541 | 279578.7251 | kWh | GSD
8784 | 0 | 0 | [6 empty] | 2019-10-22 | 7 | 80.599 | 325378.2155 | kWh | GSD
8784 | 0 | 0 | [6 empty] | 2019-10-22 | 8 | 93.6267 | 377970.933 | kWh | GSD
8784 | 0 | 0 | [6 empty] | 2019-10-22 | 9 | 103.2171 | 416687.2545 | kWh | GSD
8784 | 0 | 0 | [6 empty] | 2019-10-22 | 10 | 112.1076 | 452578.2471 | kWh | GSD
8784 | 0 | 0 | [6 empty] | 2019-10-22 | 11 | 118.5155 | 478447.2116 | kWh | GSD
8784 | 0 | 0 | [6 empty] | 2019-10-22 | 12 | 122.4307 | 494252.611 | kWh | GSD
8784 | 0 | 0 | [6 empty] | 2019-10-22 | 13 | 124.8149 | 503877.5627 | kWh | GSD
8784 | 0 | 0 | [6 empty] | 2019-10-22 | 14 | 124.8238 | 503913.5812 | kWh | GSD
8784 | 0 | 0 | [6 empty] | 2019-10-22 | 15 | 123.2413 | 497524.9893 | kWh | GSD
8784 | 0 | 0 | [6 empty] | 2019-10-22 | 16 | 118.0838 | 476704.2489 | kWh | GSD
8784 | 0 | 0 | [6 empty] | 2019-10-22 | 17 | 108.888 | 439580.8043 | kWh | GSD
8784 | 0 | 0 | [6 empty] | 2019-10-22 | 18 | 100.2585 | 404743.6165 | kWh | GSD
8784 | 0 | 0 | [6 empty] | 2019-10-22 | 19 | 93.0355 | 375584.4488 | kWh | GSD
8784 | 0 | 0 | [6 empty] | 2019-10-22 | 20 | 87.9731 | 355147.5876 | kWh | GSD
8784 | 0 | 0 | [6 empty] | 2019-10-22 | 21 | 85.1679 | 343822.7966 | kWh | GSD
8784 | 0 | 0 | [6 empty] | 2019-10-22 | 22 | 79.3898 | 320496.8192 | kWh | GSD
8784 | 0 | 0 | [6 empty] | 2019-10-22 | 23 | 73.0201 | 294782.0725 | kWh | GSD
8784 | 0 | 0 | [6 empty] | 2019-10-22 | 24 | 66.6913 | 269232.6157 | kWh | GSD
8784 | 0 | 0 | [6 empty] | 2019-10-23 | 1 | 61.5984 | 248672.5522 | kWh | GSD
8784 | 0 | 0 | [6 empty] | 2019-10-23 | 2 | 57.8214 | 233425.1338 | kWh | GSD
8784 | 0 | 0 | [6 empty] | 2019-10-23 | 3 | 55.3178 | 223318.1103 | kWh | GSD
8784 | 0 | 0 | [6 empty] | 2019-10-23 | 4 | 53.6734 | 216679.6383 | kWh | GSD
8784 | 0 | 0 | [6 empty] | 2019-10-23 | 5 | 54.1774 | 218714.024 | kWh | GSD
8784 | 0 | 0 | [6 empty] | 2019-10-23 | 6 | 58.1466 | 234737.6388 | kWh | GSD
8784 | 0 | 0 | [6 empty] | 2019-10-23 | 7 | 66.4104 | 268098.859 | kWh | GSD
8784 | 0 | 0 | [6 empty] | 2019-10-23 | 8 | 76.6198 | 309314.2248 | kWh | GSD
8784 | 0 | 0 | [6 empty] | 2019-10-23 | 9 | 83.9709 | 338990.3961 | kWh | GSD
8784 | 0 | 0 | [6 empty] | 2019-10-23 | 10 | 89.2559 | 360325.9118 | kWh | GSD
8784 | 0 | 0 | [6 empty] | 2019-10-23 | 11 | 94.2402 | 380447.5836 | kWh | GSD
8784 | 0 | 0 | [6 empty] | 2019-10-23 | 12 | 96.4831 | 389502.3293 | kWh | GSD
8784 | 0 | 0 | [6 empty] | 2019-10-23 | 13 | 98.0907 | 395992.1941 | kWh | GSD
8784 | 0 | 0 | [6 empty] | 2019-10-23 | 14 | 99.5856 | 402027.1805 | kWh | GSD
8784 | 0 | 0 | [6 empty] | 2019-10-23 | 15 | 100.4314 | 405441.4676 | kWh | GSD
8784 | 0 | 0 | [6 empty] | 2019-10-23 | 16 | 99.295 | 400853.7318 | kWh | GSD
8784 | 0 | 0 | [6 empty] | 2019-10-23 | 17 | 95.912 | 387196.6366 | kWh | GSD
8784 | 0 | 0 | [6 empty] | 2019-10-23 | 18 | 89.8587 | 362759.3777 | kWh | GSD
8784 | 0 | 0 | [6 empty] | 2019-10-23 | 19 | 82.6679 | 333730.2167 | kWh | GSD
8784 | 0 | 0 | [6 empty] | 2019-10-23 | 20 | 77.9704 | 314766.3978 | kWh | GSD
8784 | 0 | 0 | [6 empty] | 2019-10-23 | 21 | 75.9363 | 306554.8646 | kWh | GSD
8784 | 0 | 0 | [6 empty] | 2019-10-23 | 22 | 70.5356 | 284752.2824 | kWh | GSD
8784 | 0 | 0 | [6 empty] | 2019-10-23 | 23 | 64.1404 | 258934.8872 | kWh | GSD
8784 | 0 | 0 | [6 empty] | 2019-10-23 | 24 | 59.3796 | 239715.424 | kWh | GSD
8784 | 0 | 0 | [6 empty] | 2019-10-24 | 1 | 55.5626 | 224306.0284 | kWh | GSD
8784 | 0 | 0 | [6 empty] | 2019-10-24 | 2 | 53.6054 | 216404.8253 | kWh | GSD
8784 | 0 | 0 | [6 empty] | 2019-10-24 | 3 | 53.0759 | 214267.4298 | kWh | GSD
8784 | 0 | 0 | [6 empty] | 2019-10-24 | 4 | 53.0879 | 214316.029 | kWh | GSD
8784 | 0 | 0 | [6 empty] | 2019-10-24 | 5 | 53.7236 | 216881.9746 | kWh | GSD
8784 | 0 | 0 | [6 empty] | 2019-10-24 | 6 | 58.3933 | 235733.9321 | kWh | GSD
8784 | 0 | 0 | [6 empty] | 2019-10-24 | 7 | 67.0957 | 270865.4342 | kWh | GSD
8784 | 0 | 0 | [6 empty] | 2019-10-24 | 8 | 80.6974 | 325775.3118 | kWh | GSD
8784 | 0 | 0 | [6 empty] | 2019-10-24 | 9 | 89.5187 | 361386.8945 | kWh | GSD
8784 | 0 | 0 | [6 empty] | 2019-10-24 | 10 | 96.3413 | 388929.8223 | kWh | GSD
8784 | 0 | 0 | [6 empty] | 2019-10-24 | 11 | 103.7636 | 418893.7986 | kWh | GSD
8784 | 0 | 0 | [6 empty] | 2019-10-24 | 12 | 107.1456 | 432546.7542 | kWh | GSD
8784 | 0 | 0 | [6 empty] | 2019-10-24 | 13 | 108.9379 | 439782.271 | kWh | GSD
8784 | 0 | 0 | [6 empty] | 2019-10-24 | 14 | 109.5366 | 442199.2085 | kWh | GSD
8784 | 0 | 0 | [6 empty] | 2019-10-24 | 15 | 110.3934 | 445658.1254 | kWh | GSD
8784 | 0 | 0 | [6 empty] | 2019-10-24 | 16 | 106.8926 | 431525.3527 | kWh | GSD
8784 | 0 | 0 | [6 empty] | 2019-10-24 | 17 | 101.2703 | 408828.3253 | kWh | GSD
8784 | 0 | 0 | [6 empty] | 2019-10-24 | 18 | 95.2048 | 384341.5834 | kWh | GSD
8784 | 0 | 0 | [6 empty] | 2019-10-24 | 19 | 89.2744 | 360400.5921 | kWh | GSD
8784 | 0 | 0 | [6 empty] | 2019-10-24 | 20 | 84.3821 | 340650.4582 | kWh | GSD
8784 | 0 | 0 | [6 empty] | 2019-10-24 | 21 | 82.1962 | 331825.9198 | kWh | GSD
8784 | 0 | 0 | [6 empty] | 2019-10-24 | 22 | 76.9342 | 310583.1798 | kWh | GSD
8784 | 0 | 0 | [6 empty] | 2019-10-24 | 23 | 71.4968 | 288632.5299 | kWh | GSD
8784 | 0 | 0 | [6 empty] | 2019-10-24 | 24 | 66.1346 | 266985.2782 | kWh | GSD
8784 | 0 | 0 | [6 empty] | 2019-10-25 | 1 | 62.5141 | 252369.581 | kWh | GSD
8784 | 0 | 0 | [6 empty] | 2019-10-25 | 2 | 60.3974 | 243824.2222 | kWh | GSD
8784 | 0 | 0 | [6 empty] | 2019-10-25 | 3 | 59.1888 | 238945.2562 | kWh | GSD
8784 | 0 | 0 | [6 empty] | 2019-10-25 | 4 | 58.8994 | 237776.7246 | kWh | GSD
8784 | 0 | 0 | [6 empty] | 2019-10-25 | 5 | 59.6776 | 240918.2702 | kWh | GSD
8784 | 0 | 0 | [6 empty] | 2019-10-25 | 6 | 65.5696 | 264704.3006 | kWh | GSD
8784 | 0 | 0 | [6 empty] | 2019-10-25 | 7 | 75.0962 | 303163.2647 | kWh | GSD
8784 | 0 | 0 | [6 empty] | 2019-10-25 | 8 | 87.5808 | 353563.6955 | kWh | GSD
8784 | 0 | 0 | [6 empty] | 2019-10-25 | 9 | 96.6979 | 390369.2227 | kWh | GSD
8784 | 0 | 0 | [6 empty] | 2019-10-25 | 10 | 106.3558 | 429358.2263 | kWh | GSD
8784 | 0 | 0 | [6 empty] | 2019-10-25 | 11 | 112.1377 | 452699.7564 | kWh | GSD
8784 | 0 | 0 | [6 empty] | 2019-10-25 | 12 | 115.0209 | 464339.2569 | kWh | GSD
8784 | 0 | 0 | [6 empty] | 2019-10-25 | 13 | 116.1063 | 468721.0451 | kWh | GSD
8784 | 0 | 0 | [6 empty] | 2019-10-25 | 14 | 116.0102 | 468333.3599 | kWh | GSD
8784 | 0 | 0 | [6 empty] | 2019-10-25 | 15 | 116.2657 | 469364.58 | kWh | GSD
8784 | 0 | 0 | [6 empty] | 2019-10-25 | 16 | 112.72 | 455050.4539 | kWh | GSD
8784 | 0 | 0 | [6 empty] | 2019-10-25 | 17 | 106.5683 | 430216.0825 | kWh | GSD
8784 | 0 | 0 | [6 empty] | 2019-10-25 | 18 | 99.3491 | 401072.2846 | kWh | GSD
8784 | 0 | 0 | [6 empty] | 2019-10-25 | 19 | 92.0236 | 371499.4735 | kWh | GSD
8784 | 0 | 0 | [6 empty] | 2019-10-25 | 20 | 86.717 | 350076.548 | kWh | GSD
8784 | 0 | 0 | [6 empty] | 2019-10-25 | 21 | 83.9656 | 338969.227 | kWh | GSD
8784 | 0 | 0 | [6 empty] | 2019-10-25 | 22 | 79.4473 | 320728.6817 | kWh | GSD
8784 | 0 | 0 | [6 empty] | 2019-10-25 | 23 | 72.637 | 293235.6871 | kWh | GSD
8784 | 0 | 0 | [6 empty] | 2019-10-25 | 24 | 67.4737 | 272391.4037 | kWh | GSD
8784 | 0 | 0 | [6 empty] | 2019-10-26 | 1 | 63.7507 | 257361.4386 | kWh | GSD
8784 | 0 | 0 | [6 empty] | 2019-10-26 | 2 | 61.1004 | 246662.3674 | kWh | GSD
8784 | 0 | 0 | [6 empty] | 2019-10-26 | 3 | 59.3208 | 239478.1058 | kWh | GSD
8784 | 0 | 0 | [6 empty] | 2019-10-26 | 4 | 58.1909 | 234916.6753 | kWh | GSD
8784 | 0 | 0 | [6 empty] | 2019-10-26 | 5 | 57.7143 | 232992.6885 | kWh | GSD
8784 | 0 | 0 | [6 empty] | 2019-10-26 | 6 | 59.8203 | 241494.4832 | kWh | GSD
8784 | 0 | 0 | [6 empty] | 2019-10-26 | 7 | 63.5475 | 256541.3732 | kWh | GSD
8784 | 0 | 0 | [6 empty] | 2019-10-26 | 8 | 70.0494 | 282789.2832 | kWh | GSD
8784 | 0 | 0 | [6 empty] | 2019-10-26 | 9 | 74.4555 | 300576.955 | kWh | GSD
8784 | 0 | 0 | [6 empty] | 2019-10-26 | 10 | 80.7568 | 326015.3892 | kWh | GSD
8784 | 0 | 0 | [6 empty] | 2019-10-26 | 11 | 85.0248 | 343245.3126 | kWh | GSD
8784 | 0 | 0 | [6 empty] | 2019-10-26 | 12 | 87.5199 | 353317.7584 | kWh | GSD
8784 | 0 | 0 | [6 empty] | 2019-10-26 | 13 | 87.6065 | 353667.4268 | kWh | GSD
8784 | 0 | 0 | [6 empty] | 2019-10-26 | 14 | 87.8217 | 354536.0087 | kWh | GSD
8784 | 0 | 0 | [6 empty] | 2019-10-26 | 15 | 85.9029 | 346790.0026 | kWh | GSD
8784 | 0 | 0 | [6 empty] | 2019-10-26 | 16 | 83.8692 | 338579.8283 | kWh | GSD
8784 | 0 | 0 | [6 empty] | 2019-10-26 | 17 | 83.4497 | 336886.634 | kWh | GSD
8784 | 0 | 0 | [6 empty] | 2019-10-26 | 18 | 81.2038 | 327819.8911 | kWh | GSD
8784 | 0 | 0 | [6 empty] | 2019-10-26 | 19 | 77.8016 | 314085.0571 | kWh | GSD
8784 | 0 | 0 | [6 empty] | 2019-10-26 | 20 | 77.1728 | 311546.6176 | kWh | GSD
8784 | 0 | 0 | [6 empty] | 2019-10-26 | 21 | 75.957 | 306638.4667 | kWh | GSD
8784 | 0 | 0 | [6 empty] | 2019-10-26 | 22 | 72.9824 | 294629.919 | kWh | GSD
8784 | 0 | 0 | [6 empty] | 2019-10-26 | 23 | 68.8555 | 277969.4744 | kWh | GSD
8784 | 0 | 0 | [6 empty] | 2019-10-26 | 24 | 65.4575 | 264251.7843 | kWh | GSD
8784 | 0 | 0 | [6 empty] | 2019-10-27 | 1 | 62.0184 | 250368.0986 | kWh | GSD
8784 | 0 | 0 | [6 empty] | 2019-10-27 | 2 | 59.8034 | 241426.139 | kWh | GSD
8784 | 0 | 0 | [6 empty] | 2019-10-27 | 3 | 58.5678 | 236438.2412 | kWh | GSD
8784 | 0 | 0 | [6 empty] | 2019-10-27 | 4 | 57.8535 | 233554.4002 | kWh | GSD
8784 | 0 | 0 | [6 empty] | 2019-10-27 | 5 | 57.5946 | 232509.4307 | kWh | GSD
8784 | 0 | 0 | [6 empty] | 2019-10-27 | 6 | 59.1648 | 238848.4658 | kWh | GSD
8784 | 0 | 0 | [6 empty] | 2019-10-27 | 7 | 62.6466 | 252904.2553 | kWh | GSD
8784 | 0 | 0 | [6 empty] | 2019-10-27 | 8 | 66.6125 | 268914.5894 | kWh | GSD
8784 | 0 | 0 | [6 empty] | 2019-10-27 | 9 | 69.0857 | 278898.9876 | kWh | GSD
8784 | 0 | 0 | [6 empty] | 2019-10-27 | 10 | 73.2977 | 295902.9017 | kWh | GSD
8784 | 0 | 0 | [6 empty] | 2019-10-27 | 11 | 76.4654 | 308690.9522 | kWh | GSD
8784 | 0 | 0 | [6 empty] | 2019-10-27 | 12 | 79.5487 | 321137.9265 | kWh | GSD
8784 | 0 | 0 | [6 empty] | 2019-10-27 | 13 | 80.4802 | 324898.5517 | kWh | GSD
8784 | 0 | 0 | [6 empty] | 2019-10-27 | 14 | 79.8743 | 322452.4904 | kWh | GSD
8784 | 0 | 0 | [6 empty] | 2019-10-27 | 15 | 78.681 | 317635.1114 | kWh | GSD
8784 | 0 | 0 | [6 empty] | 2019-10-27 | 16 | 78.3046 | 316115.5352 | kWh | GSD
8784 | 0 | 0 | [6 empty] | 2019-10-27 | 17 | 78.4232 | 316594.6562 | kWh | GSD
8784 | 0 | 0 | [6 empty] | 2019-10-27 | 18 | 78.548 | 317098.2769 | kWh | GSD
8784 | 0 | 0 | [6 empty] | 2019-10-27 | 19 | 77.3069 | 312087.8056 | kWh | GSD
8784 | 0 | 0 | [6 empty] | 2019-10-27 | 20 | 75.1891 | 303538.5254 | kWh | GSD
8784 | 0 | 0 | [6 empty] | 2019-10-27 | 21 | 73.9144 | 298392.516 | kWh | GSD
8784 | 0 | 0 | [6 empty] | 2019-10-27 | 22 | 70.9906 | 286589.2334 | kWh | GSD
8784 | 0 | 0 | [6 empty] | 2019-10-27 | 23 | 66.8224 | 269762.1977 | kWh | GSD
8784 | 0 | 0 | [6 empty] | 2019-10-27 | 24 | 63.1215 | 254821.3078 | kWh | GSD
8784 | 0 | 0 | [6 empty] | 2019-10-28 | 1 | 60.9948 | 246236.0705 | kWh | GSD
8784 | 0 | 0 | [6 empty] | 2019-10-28 | 2 | 59.2361 | 239136.0643 | kWh | GSD
8784 | 0 | 0 | [6 empty] | 2019-10-28 | 3 | 58.3199 | 235437.5705 | kWh | GSD
8784 | 0 | 0 | [6 empty] | 2019-10-28 | 4 | 58.4472 | 235951.4127 | kWh | GSD
8784 | 0 | 0 | [6 empty] | 2019-10-28 | 5 | 60.4427 | 244007.2634 | kWh | GSD
8784 | 0 | 0 | [6 empty] | 2019-10-28 | 6 | 66.3314 | 267779.8823 | kWh | GSD
8784 | 0 | 0 | [6 empty] | 2019-10-28 | 7 | 76.02 | 306892.8166 | kWh | GSD
8784 | 0 | 0 | [6 empty] | 2019-10-28 | 8 | 87.644 | 353818.6579 | kWh | GSD
8784 | 0 | 0 | [6 empty] | 2019-10-28 | 9 | 95.2922 | 384694.5281 | kWh | GSD
8784 | 0 | 0 | [6 empty] | 2019-10-28 | 10 | 103.5262 | 417935.2902 | kWh | GSD
8784 | 0 | 0 | [6 empty] | 2019-10-28 | 11 | 108.557 | 438244.5766 | kWh | GSD
8784 | 0 | 0 | [6 empty] | 2019-10-28 | 12 | 110.5518 | 446297.4844 | kWh | GSD
8784 | 0 | 0 | [6 empty] | 2019-10-28 | 13 | 113.5473 | 458390.2918 | kWh | GSD
8784 | 0 | 0 | [6 empty] | 2019-10-28 | 14 | 116.1368 | 468844.1981 | kWh | GSD
8784 | 0 | 0 | [6 empty] | 2019-10-28 | 15 | 120.1858 | 485189.9877 | kWh | GSD
8784 | 0 | 0 | [6 empty] | 2019-10-28 | 16 | 118.337 | 477726.3894 | kWh | GSD
8784 | 0 | 0 | [6 empty] | 2019-10-28 | 17 | 112.8607 | 455618.6195 | kWh | GSD
8784 | 0 | 0 | [6 empty] | 2019-10-28 | 18 | 105.3601 | 425338.8522 | kWh | GSD
8784 | 0 | 0 | [6 empty] | 2019-10-28 | 19 | 97.4323 | 393334.1113 | kWh | GSD
8784 | 0 | 0 | [6 empty] | 2019-10-28 | 20 | 90.8454 | 366742.8415 | kWh | GSD
8784 | 0 | 0 | [6 empty] | 2019-10-28 | 21 | 86.7233 | 350101.9735 | kWh | GSD
8784 | 0 | 0 | [6 empty] | 2019-10-28 | 22 | 80.8878 | 326544.0161 | kWh | GSD
8784 | 0 | 0 | [6 empty] | 2019-10-28 | 23 | 74.3418 | 300117.771 | kWh | GSD
8784 | 0 | 0 | [6 empty] | 2019-10-28 | 24 | 69.3726 | 280057.1763 | kWh | GSD
8784 | 0 | 0 | [6 empty] | 2019-10-29 | 1 | 65.7115 | 265277.2189 | kWh | GSD
8784 | 0 | 0 | [6 empty] | 2019-10-29 | 2 | 62.5764 | 252621.0442 | kWh | GSD
8784 | 0 | 0 | [6 empty] | 2019-10-29 | 3 | 61.9687 | 250167.5208 | kWh | GSD
8784 | 0 | 0 | [6 empty] | 2019-10-29 | 4 | 61.5293 | 248393.9694 | kWh | GSD
8784 | 0 | 0 | [6 empty] | 2019-10-29 | 5 | 62.9124 | 253977.306 | kWh | GSD
8784 | 0 | 0 | [6 empty] | 2019-10-29 | 6 | 68.9588 | 278386.6063 | kWh | GSD
8784 | 0 | 0 | [6 empty] | 2019-10-29 | 7 | 79.8636 | 322409.1838 | kWh | GSD
8784 | 0 | 0 | [6 empty] | 2019-10-29 | 8 | 92.9263 | 375143.4249 | kWh | GSD
8784 | 0 | 0 | [6 empty] | 2019-10-29 | 9 | 102.0644 | 412034.1256 | kWh | GSD
8784 | 0 | 0 | [6 empty] | 2019-10-29 | 10 | 109.5255 | 442154.2537 | kWh | GSD
8784 | 0 | 0 | [6 empty] | 2019-10-29 | 11 | 116.6636 | 470970.8288 | kWh | GSD
8784 | 0 | 0 | [6 empty] | 2019-10-29 | 12 | 120.4266 | 486162.0311 | kWh | GSD
8784 | 0 | 0 | [6 empty] | 2019-10-29 | 13 | 122.6103 | 494977.6457 | kWh | GSD
8784 | 0 | 0 | [6 empty] | 2019-10-29 | 14 | 122.1933 | 493294.4946 | kWh | GSD
8784 | 0 | 0 | [6 empty] | 2019-10-29 | 15 | 120.1247 | 484943.4841 | kWh | GSD
8784 | 0 | 0 | [6 empty] | 2019-10-29 | 16 | 115.8262 | 467590.512 | kWh | GSD
8784 | 0 | 0 | [6 empty] | 2019-10-29 | 17 | 111.0707 | 448392.5864 | kWh | GSD
8784 | 0 | 0 | [6 empty] | 2019-10-29 | 18 | 106.2097 | 428768.373 | kWh | GSD
8784 | 0 | 0 | [6 empty] | 2019-10-29 | 19 | 99.664 | 402343.5377 | kWh | GSD
8784 | 0 | 0 | [6 empty] | 2019-10-29 | 20 | 92.4051 | 373039.5419 | kWh | GSD
8784 | 0 | 0 | [6 empty] | 2019-10-29 | 21 | 87.0654 | 351483.1616 | kWh | GSD
8784 | 0 | 0 | [6 empty] | 2019-10-29 | 22 | 79.0267 | 319030.6427 | kWh | GSD
8784 | 0 | 0 | [6 empty] | 2019-10-29 | 23 | 72.2506 | 291675.4897 | kWh | GSD
8784 | 0 | 0 | [6 empty] | 2019-10-29 | 24 | 67.1949 | 271265.6511 | kWh | GSD
8784 | 0 | 0 | [6 empty] | 2019-10-30 | 1 | 63.8538 | 257777.8184 | kWh | GSD
8784 | 0 | 0 | [6 empty] | 2019-10-30 | 2 | 62.6617 | 252965.3929 | kWh | GSD
8784 | 0 | 0 | [6 empty] | 2019-10-30 | 3 | 61.9618 | 250139.8988 | kWh | GSD
8784 | 0 | 0 | [6 empty] | 2019-10-30 | 4 | 62.3409 | 251670.3769 | kWh | GSD
8784 | 0 | 0 | [6 empty] | 2019-10-30 | 5 | 62.9367 | 254075.6047 | kWh | GSD
8784 | 0 | 0 | [6 empty] | 2019-10-30 | 6 | 68.8021 | 277754.2498 | kWh | GSD
8784 | 0 | 0 | [6 empty] | 2019-10-30 | 7 | 79.2945 | 320111.7855 | kWh | GSD
8784 | 0 | 0 | [6 empty] | 2019-10-30 | 8 | 92.2042 | 372228.1887 | kWh | GSD
8784 | 0 | 0 | [6 empty] | 2019-10-30 | 9 | 101.2571 | 408774.7225 | kWh | GSD
8784 | 0 | 0 | [6 empty] | 2019-10-30 | 10 | 110.8841 | 447639.0257 | kWh | GSD
8784 | 0 | 0 | [6 empty] | 2019-10-30 | 11 | 117.4102 | 473985.1349 | kWh | GSD
8784 | 0 | 0 | [6 empty] | 2019-10-30 | 12 | 120.2416 | 485415.3285 | kWh | GSD
8784 | 0 | 0 | [6 empty] | 2019-10-30 | 13 | 121.9303 | 492232.5814 | kWh | GSD
8784 | 0 | 0 | [6 empty] | 2019-10-30 | 14 | 122.6257 | 495040.1198 | kWh | GSD
8784 | 0 | 0 | [6 empty] | 2019-10-30 | 15 | 121.7232 | 491396.3632 | kWh | GSD
8784 | 0 | 0 | [6 empty] | 2019-10-30 | 16 | 119.9513 | 484243.379 | kWh | GSD
8784 | 0 | 0 | [6 empty] | 2019-10-30 | 17 | 116.3176 | 469574.037 | kWh | GSD
8784 | 0 | 0 | [6 empty] | 2019-10-30 | 18 | 110.0474 | 444261.4311 | kWh | GSD
8784 | 0 | 0 | [6 empty] | 2019-10-30 | 19 | 102.8262 | 415109.5223 | kWh | GSD
8784 | 0 | 0 | [6 empty] | 2019-10-30 | 20 | 96.0912 | 387920.2239 | kWh | GSD
8784 | 0 | 0 | [6 empty] | 2019-10-30 | 21 | 92.46 | 373261.0569 | kWh | GSD
8784 | 0 | 0 | [6 empty] | 2019-10-30 | 22 | 85.6793 | 345887.4311 | kWh | GSD
8784 | 0 | 0 | [6 empty] | 2019-10-30 | 23 | 78.176 | 315596.4809 | kWh | GSD
8784 | 0 | 0 | [6 empty] | 2019-10-30 | 24 | 72.6373 | 293236.8313 | kWh | GSD
8784 | 0 | 0 | [6 empty] | 2019-10-31 | 1 | 67.5294 | 272616.1831 | kWh | GSD
8784 | 0 | 0 | [6 empty] | 2019-10-31 | 2 | 65.8396 | 265794.5283 | kWh | GSD
8784 | 0 | 0 | [6 empty] | 2019-10-31 | 3 | 64.8304 | 261720.2264 | kWh | GSD
8784 | 0 | 0 | [6 empty] | 2019-10-31 | 4 | 64.041 | 258533.5427 | kWh | GSD
8784 | 0 | 0 | [6 empty] | 2019-10-31 | 5 | 64.9933 | 262377.9038 | kWh | GSD
8784 | 0 | 0 | [6 empty] | 2019-10-31 | 6 | 70.7316 | 285543.6688 | kWh | GSD
8784 | 0 | 0 | [6 empty] | 2019-10-31 | 7 | 80.9222 | 326682.7893 | kWh | GSD
8784 | 0 | 0 | [6 empty] | 2019-10-31 | 8 | 93.5801 | 377782.7202 | kWh | GSD
8784 | 0 | 0 | [6 empty] | 2019-10-31 | 9 | 102.7031 | 414612.2708 | kWh | GSD
8784 | 0 | 0 | [6 empty] | 2019-10-31 | 10 | 111.1878 | 448865.334 | kWh | GSD
8784 | 0 | 0 | [6 empty] | 2019-10-31 | 11 | 117.2075 | 473166.5936 | kWh | GSD
8784 | 0 | 0 | [6 empty] | 2019-10-31 | 12 | 122.2406 | 493485.2398 | kWh | GSD
8784 | 0 | 0 | [6 empty] | 2019-10-31 | 13 | 125.1449 | 505209.8417 | kWh | GSD
8784 | 0 | 0 | [6 empty] | 2019-10-31 | 14 | 127.2978 | 513901.034 | kWh | GSD
8784 | 0 | 0 | [6 empty] | 2019-10-31 | 15 | 128.2464 | 517730.6148 | kWh | GSD
8784 | 0 | 0 | [6 empty] | 2019-10-31 | 16 | 125.9009 | 508261.9862 | kWh | GSD
8784 | 0 | 0 | [6 empty] | 2019-10-31 | 17 | 119.0212 | 480488.4307 | kWh | GSD
8784 | 0 | 0 | [6 empty] | 2019-10-31 | 18 | 110.185 | 444816.8552 | kWh | GSD
8784 | 0 | 0 | [6 empty] | 2019-10-31 | 19 | 102.9322 | 415537.41 | kWh | GSD
8784 | 0 | 0 | [6 empty] | 2019-10-31 | 20 | 94.9851 | 383454.9407 | kWh | GSD
8784 | 0 | 0 | [6 empty] | 2019-10-31 | 21 | 90.581 | 365675.3119 | kWh | GSD
8784 | 0 | 0 | [6 empty] | 2019-10-31 | 22 | 84.2479 | 340108.5986 | kWh | GSD
8784 | 0 | 0 | [6 empty] | 2019-10-31 | 23 | 77.29 | 312019.8843 | kWh | GSD
8784 | 0 | 0 | [6 empty] | 2019-10-31 | 24 | 72.0428 | 290836.9234 | kWh | GSD
8784 | 0 | 0 | [6 empty] | 2019-11-01 | 1 | 66.2061 | 267273.9839 | kWh | GSD
8784 | 0 | 0 | [6 empty] | 2019-11-01 | 2 | 60.0104 | 242261.8513 | kWh | GSD
8784 | 0 | 0 | [6 empty] | 2019-11-01 | 3 | 56.6928 | 228868.7948 | kWh | GSD
8784 | 0 | 0 | [6 empty] | 2019-11-01 | 4 | 55.4106 | 223692.7483 | kWh | GSD
8784 | 0 | 0 | [6 empty] | 2019-11-01 | 5 | 55.1367 | 222586.7118 | kWh | GSD
8784 | 0 | 0 | [6 empty] | 2019-11-01 | 6 | 58.3195 | 235435.6488 | kWh | GSD
8784 | 0 | 0 | [6 empty] | 2019-11-01 | 7 | 65.5721 | 264714.679 | kWh | GSD
8784 | 0 | 0 | [6 empty] | 2019-11-01 | 8 | 76.3202 | 308104.6844 | kWh | GSD
8784 | 0 | 0 | [6 empty] | 2019-11-01 | 9 | 82.4774 | 332961.1102 | kWh | GSD
8784 | 0 | 0 | [6 empty] | 2019-11-01 | 10 | 86.5626 | 349453.276 | kWh | GSD
8784 | 0 | 0 | [6 empty] | 2019-11-01 | 11 | 89.7782 | 362434.6948 | kWh | GSD
8784 | 0 | 0 | [6 empty] | 2019-11-01 | 12 | 90.9017 | 366970.3039 | kWh | GSD
8784 | 0 | 0 | [6 empty] | 2019-11-01 | 13 | 91.7668 | 370462.5431 | kWh | GSD
8784 | 0 | 0 | [6 empty] | 2019-11-01 | 14 | 91.5516 | 369593.7941 | kWh | GSD
8784 | 0 | 0 | [6 empty] | 2019-11-01 | 15 | 90.6207 | 365835.8696 | kWh | GSD
8784 | 0 | 0 | [6 empty] | 2019-11-01 | 16 | 87.6957 | 354027.562 | kWh | GSD
8784 | 0 | 0 | [6 empty] | 2019-11-01 | 17 | 82.8575 | 334495.6767 | kWh | GSD
8784 | 0 | 0 | [6 empty] | 2019-11-01 | 18 | 76.9429 | 310618.4758 | kWh | GSD
8784 | 0 | 0 | [6 empty] | 2019-11-01 | 19 | 73.4728 | 296609.5256 | kWh | GSD
8784 | 0 | 0 | [6 empty] | 2019-11-01 | 20 | 71.3478 | 288031.2545 | kWh | GSD
8784 | 0 | 0 | [6 empty] | 2019-11-01 | 21 | 70.3136 | 283855.9854 | kWh | GSD
8784 | 0 | 0 | [6 empty] | 2019-11-01 | 22 | 66.2242 | 267346.982 | kWh | GSD
8784 | 0 | 0 | [6 empty] | 2019-11-01 | 23 | 62.0547 | 250514.7444 | kWh | GSD
8784 | 0 | 0 | [6 empty] | 2019-11-01 | 24 | 57.9836 | 234079.8632 | kWh | GSD
8784 | 0 | 0 | [6 empty] | 2019-11-02 | 1 | 54.6341 | 220557.9378 | kWh | GSD
8784 | 0 | 0 | [6 empty] | 2019-11-02 | 2 | 52.4635 | 211795.0074 | kWh | GSD
8784 | 0 | 0 | [6 empty] | 2019-11-02 | 3 | 51.1567 | 206519.5212 | kWh | GSD
8784 | 0 | 0 | [6 empty] | 2019-11-02 | 4 | 50.3825 | 203394.0308 | kWh | GSD
8784 | 0 | 0 | [6 empty] | 2019-11-02 | 5 | 50.3816 | 203390.3659 | kWh | GSD
8784 | 0 | 0 | [6 empty] | 2019-11-02 | 6 | 51.2749 | 206996.9705 | kWh | GSD
8784 | 0 | 0 | [6 empty] | 2019-11-02 | 7 | 53.6197 | 216462.7279 | kWh | GSD
8784 | 0 | 0 | [6 empty] | 2019-11-02 | 8 | 58.6502 | 236770.7882 | kWh | GSD
8784 | 0 | 0 | [6 empty] | 2019-11-02 | 9 | 60.4416 | 244002.8574 | kWh | GSD
8784 | 0 | 0 | [6 empty] | 2019-11-02 | 10 | 62.4254 | 252011.3206 | kWh | GSD
8784 | 0 | 0 | [6 empty] | 2019-11-02 | 11 | 63.8271 | 257670.1243 | kWh | GSD
8784 | 0 | 0 | [6 empty] | 2019-11-02 | 12 | 65.0614 | 262652.7762 | kWh | GSD
8784 | 0 | 0 | [6 empty] | 2019-11-02 | 13 | 65.536 | 264568.9894 | kWh | GSD
8784 | 0 | 0 | [6 empty] | 2019-11-02 | 14 | 65.1753 | 263112.8414 | kWh | GSD
8784 | 0 | 0 | [6 empty] | 2019-11-02 | 15 | 63.5964 | 256738.6531 | kWh | GSD
8784 | 0 | 0 | [6 empty] | 2019-11-02 | 16 | 62.588 | 252667.7489 | kWh | GSD
8784 | 0 | 0 | [6 empty] | 2019-11-02 | 17 | 61.6693 | 248958.8237 | kWh | GSD
8784 | 0 | 0 | [6 empty] | 2019-11-02 | 18 | 61.0957 | 246643.3541 | kWh | GSD
8784 | 0 | 0 | [6 empty] | 2019-11-02 | 19 | 61.4548 | 248093.1524 | kWh | GSD
8784 | 0 | 0 | [6 empty] | 2019-11-02 | 20 | 61.6052 | 248700.3501 | kWh | GSD
8784 | 0 | 0 | [6 empty] | 2019-11-02 | 21 | 61.2515 | 247272.1345 | kWh | GSD
8784 | 0 | 0 | [6 empty] | 2019-11-02 | 22 | 59.3723 | 239686.1293 | kWh | GSD
8784 | 0 | 0 | [6 empty] | 2019-11-02 | 23 | 56.4929 | 228061.8704 | kWh | GSD
8784 | 0 | 0 | [6 empty] | 2019-11-02 | 24 | 53.4141 | 215632.5872 | kWh | GSD
8784 | 0 | 0 | [6 empty] | 2019-11-03 | 1 | 50.7599 | 204917.7444 | kWh | GSD
8784 | 0 | 0 | [6 empty] | 2019-11-03 | 2 | 49.2589 | 198858.172 | kWh | GSD
8784 | 0 | 0 | [6 empty] | 2019-11-03 | 3 | 48.0927 | 194150.1371 | kWh | GSD
8784 | 0 | 0 | [6 empty] | 2019-11-03 | 4 | 47.6035 | 192175.1546 | kWh | GSD
8784 | 0 | 0 | [6 empty] | 2019-11-03 | 5 | 47.6045 | 192179.521 | kWh | GSD
8784 | 0 | 0 | [6 empty] | 2019-11-03 | 6 | 48.3254 | 195089.5446 | kWh | GSD
8784 | 0 | 0 | [6 empty] | 2019-11-03 | 7 | 50.1068 | 202281.0368 | kWh | GSD
8784 | 0 | 0 | [6 empty] | 2019-11-03 | 8 | 51.3673 | 207369.9872 | kWh | GSD
8784 | 0 | 0 | [6 empty] | 2019-11-03 | 9 | 53.0785 | 214277.7434 | kWh | GSD
8784 | 0 | 0 | [6 empty] | 2019-11-03 | 10 | 54.3084 | 219242.9728 | kWh | GSD
8784 | 0 | 0 | [6 empty] | 2019-11-03 | 11 | 57.6211 | 232616.518 | kWh | GSD
8784 | 0 | 0 | [6 empty] | 2019-11-03 | 12 | 60.412 | 243883.1846 | kWh | GSD
8784 | 0 | 0 | [6 empty] | 2019-11-03 | 13 | 62.6429 | 252889.4191 | kWh | GSD
8784 | 0 | 0 | [6 empty] | 2019-11-03 | 14 | 63.4032 | 255958.815 | kWh | GSD
8784 | 0 | 0 | [6 empty] | 2019-11-03 | 15 | 63.4564 | 256173.4072 | kWh | GSD
8784 | 0 | 0 | [6 empty] | 2019-11-03 | 16 | 62.8534 | 253739.0476 | kWh | GSD
8784 | 0 | 0 | [6 empty] | 2019-11-03 | 17 | 62.8616 | 253772.3264 | kWh | GSD
8784 | 0 | 0 | [6 empty] | 2019-11-03 | 18 | 63.4033 | 255959.1455 | kWh | GSD
8784 | 0 | 0 | [6 empty] | 2019-11-03 | 19 | 62.5876 | 252666.2252 | kWh | GSD
8784 | 0 | 0 | [6 empty] | 2019-11-03 | 20 | 61.1625 | 246913.1698 | kWh | GSD
8784 | 0 | 0 | [6 empty] | 2019-11-03 | 21 | 60.8226 | 245540.8056 | kWh | GSD
8784 | 0 | 0 | [6 empty] | 2019-11-03 | 22 | 59.0521 | 238393.1283 | kWh | GSD
8784 | 0 | 0 | [6 empty] | 2019-11-03 | 23 | 55.9936 | 226046.2618 | kWh | GSD
8784 | 0 | 0 | [6 empty] | 2019-11-03 | 24 | 54.151 | 218607.7888 | kWh | GSD
8784 | 0 | 0 | [6 empty] | 2019-11-04 | 1 | 51.641 | 208474.9164 | kWh | GSD
8784 | 0 | 0 | [6 empty] | 2019-11-04 | 2 | 49.4313 | 199554.0902 | kWh | GSD
8784 | 0 | 0 | [6 empty] | 2019-11-04 | 3 | 48.9563 | 197636.4212 | kWh | GSD
8784 | 0 | 0 | [6 empty] | 2019-11-04 | 4 | 49.2941 | 199000.3114 | kWh | GSD
8784 | 0 | 0 | [6 empty] | 2019-11-04 | 5 | 50.9253 | 205585.387 | kWh | GSD
8784 | 0 | 0 | [6 empty] | 2019-11-04 | 6 | 56.0475 | 226263.8729 | kWh | GSD
8784 | 0 | 0 | [6 empty] | 2019-11-04 | 7 | 63.7655 | 257421.1846 | kWh | GSD
8784 | 0 | 0 | [6 empty] | 2019-11-04 | 8 | 74.4308 | 300477.3193 | kWh | GSD
8784 | 0 | 0 | [6 empty] | 2019-11-04 | 9 | 81.8368 | 330375.0755 | kWh | GSD
8784 | 0 | 0 | [6 empty] | 2019-11-04 | 10 | 89.8773 | 362834.4615 | kWh | GSD
8784 | 0 | 0 | [6 empty] | 2019-11-04 | 11 | 96.4919 | 389537.6163 | kWh | GSD
8784 | 0 | 0 | [6 empty] | 2019-11-04 | 12 | 100.7244 | 406624.3514 | kWh | GSD
8784 | 0 | 0 | [6 empty] | 2019-11-04 | 13 | 102.4218 | 413476.6673 | kWh | GSD
8784 | 0 | 0 | [6 empty] | 2019-11-04 | 14 | 101.4279 | 409464.2767 | kWh | GSD
8784 | 0 | 0 | [6 empty] | 2019-11-04 | 15 | 100.9772 | 407644.9325 | kWh | GSD
8784 | 0 | 0 | [6 empty] | 2019-11-04 | 16 | 99.4244 | 401376.419 | kWh | GSD
8784 | 0 | 0 | [6 empty] | 2019-11-04 | 17 | 93.6548 | 378084.3599 | kWh | GSD
8784 | 0 | 0 | [6 empty] | 2019-11-04 | 18 | 88.1875 | 356013.0421 | kWh | GSD
8784 | 0 | 0 | [6 empty] | 2019-11-04 | 19 | 83.7246 | 337996.0145 | kWh | GSD
8784 | 0 | 0 | [6 empty] | 2019-11-04 | 20 | 80.1736 | 323660.9426 | kWh | GSD
8784 | 0 | 0 | [6 empty] | 2019-11-04 | 21 | 77.1571 | 311483.0282 | kWh | GSD
8784 | 0 | 0 | [6 empty] | 2019-11-04 | 22 | 72.8821 | 294225.1238 | kWh | GSD
8784 | 0 | 0 | [6 empty] | 2019-11-04 | 23 | 68.2351 | 275464.9818 | kWh | GSD
8784 | 0 | 0 | [6 empty] | 2019-11-04 | 24 | 63.9147 | 258023.4585 | kWh | GSD
8784 | 0 | 0 | [6 empty] | 2019-11-05 | 1 | 60.4852 | 244178.7921 | kWh | GSD
8784 | 0 | 0 | [6 empty] | 2019-11-05 | 2 | 58.0039 | 234161.8654 | kWh | GSD
8784 | 0 | 0 | [6 empty] | 2019-11-05 | 3 | 57.3942 | 231700.542 | kWh | GSD
8784 | 0 | 0 | [6 empty] | 2019-11-05 | 4 | 56.6553 | 228717.3593 | kWh | GSD
8784 | 0 | 0 | [6 empty] | 2019-11-05 | 5 | 58.0697 | 234427.4336 | kWh | GSD
8784 | 0 | 0 | [6 empty] | 2019-11-05 | 6 | 62.059 | 250532.0173 | kWh | GSD
8784 | 0 | 0 | [6 empty] | 2019-11-05 | 7 | 70.5357 | 284752.6821 | kWh | GSD
8784 | 0 | 0 | [6 empty] | 2019-11-05 | 8 | 82.435 | 332790.093 | kWh | GSD
8784 | 0 | 0 | [6 empty] | 2019-11-05 | 9 | 91.1714 | 368059.0706 | kWh | GSD
8784 | 0 | 0 | [6 empty] | 2019-11-05 | 10 | 98.8412 | 399021.7435 | kWh | GSD
8784 | 0 | 0 | [6 empty] | 2019-11-05 | 11 | 104.4293 | 421580.9732 | kWh | GSD
8784 | 0 | 0 | [6 empty] | 2019-11-05 | 12 | 107.0863 | 432307.3858 | kWh | GSD
8784 | 0 | 0 | [6 empty] | 2019-11-05 | 13 | 107.9188 | 435668.2632 | kWh | GSD
8784 | 0 | 0 | [6 empty] | 2019-11-05 | 14 | 108.0462 | 436182.513 | kWh | GSD
8784 | 0 | 0 | [6 empty] | 2019-11-05 | 15 | 107.7248 | 434884.9076 | kWh | GSD
8784 | 0 | 0 | [6 empty] | 2019-11-05 | 16 | 104.1483 | 420446.4964 | kWh | GSD
8784 | 0 | 0 | [6 empty] | 2019-11-05 | 17 | 98.7351 | 398593.4243 | kWh | GSD
8784 | 0 | 0 | [6 empty] | 2019-11-05 | 18 | 92.825 | 374734.4495 | kWh | GSD
8784 | 0 | 0 | [6 empty] | 2019-11-05 | 19 | 87.0608 | 351464.3955 | kWh | GSD
8784 | 0 | 0 | [6 empty] | 2019-11-05 | 20 | 82.3651 | 332507.7426 | kWh | GSD
8784 | 0 | 0 | [6 empty] | 2019-11-05 | 21 | 78.4906 | 316866.4426 | kWh | GSD
8784 | 0 | 0 | [6 empty] | 2019-11-05 | 22 | 73.5089 | 296755.3309 | kWh | GSD
8784 | 0 | 0 | [6 empty] | 2019-11-05 | 23 | 67.0086 | 270513.6229 | kWh | GSD
8784 | 0 | 0 | [6 empty] | 2019-11-05 | 24 | 62.7796 | 253441.2378 | kWh | GSD
8784 | 0 | 0 | [6 empty] | 2019-11-06 | 1 | 59.1658 | 238852.4344 | kWh | GSD
8784 | 0 | 0 | [6 empty] | 2019-11-06 | 2 | 56.7174 | 228968.3373 | kWh | GSD
8784 | 0 | 0 | [6 empty] | 2019-11-06 | 3 | 56.0371 | 226221.7947 | kWh | GSD
8784 | 0 | 0 | [6 empty] | 2019-11-06 | 4 | 55.766 | 225127.2813 | kWh | GSD
8784 | 0 | 0 | [6 empty] | 2019-11-06 | 5 | 56.6976 | 228888.1714 | kWh | GSD
8784 | 0 | 0 | [6 empty] | 2019-11-06 | 6 | 61.1965 | 247050.4316 | kWh | GSD
8784 | 0 | 0 | [6 empty] | 2019-11-06 | 7 | 70.136 | 283139.138 | kWh | GSD
8784 | 0 | 0 | [6 empty] | 2019-11-06 | 8 | 80.8851 | 326533.0532 | kWh | GSD
8784 | 0 | 0 | [6 empty] | 2019-11-06 | 9 | 89.9221 | 363015.5263 | kWh | GSD
8784 | 0 | 0 | [6 empty] | 2019-11-06 | 10 | 98.5712 | 397932.1334 | kWh | GSD
8784 | 0 | 0 | [6 empty] | 2019-11-06 | 11 | 103.614 | 418289.6119 | kWh | GSD
8784 | 0 | 0 | [6 empty] | 2019-11-06 | 12 | 106.1847 | 428667.5341 | kWh | GSD
8784 | 0 | 0 | [6 empty] | 2019-11-06 | 13 | 107.5668 | 434247.183 | kWh | GSD
8784 | 0 | 0 | [6 empty] | 2019-11-06 | 14 | 108.2899 | 437166.312 | kWh | GSD
8784 | 0 | 0 | [6 empty] | 2019-11-06 | 15 | 108.2499 | 437004.8099 | kWh | GSD
8784 | 0 | 0 | [6 empty] | 2019-11-06 | 16 | 106.617 | 430412.9827 | kWh | GSD
8784 | 0 | 0 | [6 empty] | 2019-11-06 | 17 | 101.2464 | 408731.853 | kWh | GSD
8784 | 0 | 0 | [6 empty] | 2019-11-06 | 18 | 94.7798 | 382625.8693 | kWh | GSD
8784 | 0 | 0 | [6 empty] | 2019-11-06 | 19 | 89.1698 | 359978.4826 | kWh | GSD
8784 | 0 | 0 | [6 empty] | 2019-11-06 | 20 | 84.9074 | 342771.168 | kWh | GSD
8784 | 0 | 0 | [6 empty] | 2019-11-06 | 21 | 80.4745 | 324875.6393 | kWh | GSD
8784 | 0 | 0 | [6 empty] | 2019-11-06 | 22 | 75.6828 | 305531.5572 | kWh | GSD
8784 | 0 | 0 | [6 empty] | 2019-11-06 | 23 | 69.5255 | 280674.3337 | kWh | GSD
8784 | 0 | 0 | [6 empty] | 2019-11-06 | 24 | 64.4331 | 260116.6147 | kWh | GSD
8784 | 0 | 0 | [6 empty] | 2019-11-07 | 1 | 61.1186 | 246735.9886 | kWh | GSD
8784 | 0 | 0 | [6 empty] | 2019-11-07 | 2 | 59.1736 | 238883.7981 | kWh | GSD
8784 | 0 | 0 | [6 empty] | 2019-11-07 | 3 | 57.576 | 232434.3719 | kWh | GSD
8784 | 0 | 0 | [6 empty] | 2019-11-07 | 4 | 57.4966 | 232113.8004 | kWh | GSD
8784 | 0 | 0 | [6 empty] | 2019-11-07 | 5 | 58.3643 | 235616.6609 | kWh | GSD
8784 | 0 | 0 | [6 empty] | 2019-11-07 | 6 | 63.0707 | 254616.5084 | kWh | GSD
8784 | 0 | 0 | [6 empty] | 2019-11-07 | 7 | 71.7175 | 289523.4633 | kWh | GSD
8784 | 0 | 0 | [6 empty] | 2019-11-07 | 8 | 83.7047 | 337915.8095 | kWh | GSD
8784 | 0 | 0 | [6 empty] | 2019-11-07 | 9 | 94.4938 | 381471.5633 | kWh | GSD
8784 | 0 | 0 | [6 empty] | 2019-11-07 | 10 | 104.8212 | 423163.0645 | kWh | GSD
8784 | 0 | 0 | [6 empty] | 2019-11-07 | 11 | 111.311 | 449362.323 | kWh | GSD
8784 | 0 | 0 | [6 empty] | 2019-11-07 | 12 | 113.6377 | 458755.2898 | kWh | GSD
8784 | 0 | 0 | [6 empty] | 2019-11-07 | 13 | 114.8362 | 463593.6949 | kWh | GSD
8784 | 0 | 0 | [6 empty] | 2019-11-07 | 14 | 114.3689 | 461707.4497 | kWh | GSD
8784 | 0 | 0 | [6 empty] | 2019-11-07 | 15 | 114.5754 | 462540.9667 | kWh | GSD
8784 | 0 | 0 | [6 empty] | 2019-11-07 | 16 | 112.4285 | 453873.9907 | kWh | GSD
8784 | 0 | 0 | [6 empty] | 2019-11-07 | 17 | 105.9048 | 427537.7254 | kWh | GSD
8784 | 0 | 0 | [6 empty] | 2019-11-07 | 18 | 98.5865 | 397993.8821 | kWh | GSD
8784 | 0 | 0 | [6 empty] | 2019-11-07 | 19 | 92.0645 | 371664.3379 | kWh | GSD
8784 | 0 | 0 | [6 empty] | 2019-11-07 | 20 | 85.5805 | 345488.6139 | kWh | GSD
8784 | 0 | 0 | [6 empty] | 2019-11-07 | 21 | 81.3984 | 328605.5353 | kWh | GSD
8784 | 0 | 0 | [6 empty] | 2019-11-07 | 22 | 76.2164 | 307685.716 | kWh | GSD
8784 | 0 | 0 | [6 empty] | 2019-11-07 | 23 | 69.8926 | 282156.4856 | kWh | GSD
8784 | 0 | 0 | [6 empty] | 2019-11-07 | 24 | 65.4315 | 264146.8681 | kWh | GSD
8784 | 0 | 0 | [6 empty] | 2019-11-08 | 1 | 61.8321 | 249616.1596 | kWh | GSD
8784 | 0 | 0 | [6 empty] | 2019-11-08 | 2 | 59.6799 | 240927.9307 | kWh | GSD
8784 | 0 | 0 | [6 empty] | 2019-11-08 | 3 | 58.1075 | 234580.088 | kWh | GSD
8784 | 0 | 0 | [6 empty] | 2019-11-08 | 4 | 57.5376 | 232279.4796 | kWh | GSD
8784 | 0 | 0 | [6 empty] | 2019-11-08 | 5 | 59.2138 | 239045.9554 | kWh | GSD
8784 | 0 | 0 | [6 empty] | 2019-11-08 | 6 | 64.745 | 261375.4868 | kWh | GSD
8784 | 0 | 0 | [6 empty] | 2019-11-08 | 7 | 73.0275 | 294812.0192 | kWh | GSD
8784 | 0 | 0 | [6 empty] | 2019-11-08 | 8 | 82.48 | 332971.8669 | kWh | GSD
8784 | 0 | 0 | [6 empty] | 2019-11-08 | 9 | 87.2502 | 352229.0343 | kWh | GSD
8784 | 0 | 0 | [6 empty] | 2019-11-08 | 10 | 92.9621 | 375287.9271 | kWh | GSD
8784 | 0 | 0 | [6 empty] | 2019-11-08 | 11 | 95.3626 | 384978.8359 | kWh | GSD
8784 | 0 | 0 | [6 empty] | 2019-11-08 | 12 | 95.4091 | 385166.4415 | kWh | GSD
8784 | 0 | 0 | [6 empty] | 2019-11-08 | 13 | 95.4739 | 385428.1647 | kWh | GSD
8784 | 0 | 0 | [6 empty] | 2019-11-08 | 14 | 94.6678 | 382173.8108 | kWh | GSD
8784 | 0 | 0 | [6 empty] | 2019-11-08 | 15 | 93.3531 | 376866.5306 | kWh | GSD
8784 | 0 | 0 | [6 empty] | 2019-11-08 | 16 | 90.4284 | 365059.2634 | kWh | GSD
8784 | 0 | 0 | [6 empty] | 2019-11-08 | 17 | 85.9209 | 346862.8414 | kWh | GSD
8784 | 0 | 0 | [6 empty] | 2019-11-08 | 18 | 79.78 | 322072.0165 | kWh | GSD
8784 | 0 | 0 | [6 empty] | 2019-11-08 | 19 | 76.6215 | 309320.9664 | kWh | GSD
8784 | 0 | 0 | [6 empty] | 2019-11-08 | 20 | 73.25 | 295710.4148 | kWh | GSD
8784 | 0 | 0 | [6 empty] | 2019-11-08 | 21 | 70.2751 | 283700.6017 | kWh | GSD
8784 | 0 | 0 | [6 empty] | 2019-11-08 | 22 | 66.2797 | 267570.9562 | kWh | GSD
8784 | 0 | 0 | [6 empty] | 2019-11-08 | 23 | 62.0009 | 250297.7974 | kWh | GSD
8784 | 0 | 0 | [6 empty] | 2019-11-08 | 24 | 58.1183 | 234623.7692 | kWh | GSD
8784 | 0 | 0 | [6 empty] | 2019-11-09 | 1 | 55.5112 | 224098.6158 | kWh | GSD
8784 | 0 | 0 | [6 empty] | 2019-11-09 | 2 | 53.1345 | 214504.1401 | kWh | GSD
8784 | 0 | 0 | [6 empty] | 2019-11-09 | 3 | 51.4553 | 207725.2205 | kWh | GSD
8784 | 0 | 0 | [6 empty] | 2019-11-09 | 4 | 51.1623 | 206542.2015 | kWh | GSD
8784 | 0 | 0 | [6 empty] | 2019-11-09 | 5 | 50.8371 | 205229.4047 | kWh | GSD
8784 | 0 | 0 | [6 empty] | 2019-11-09 | 6 | 51.7749 | 209015.4497 | kWh | GSD
8784 | 0 | 0 | [6 empty] | 2019-11-09 | 7 | 53.9793 | 217914.2494 | kWh | GSD
8784 | 0 | 0 | [6 empty] | 2019-11-09 | 8 | 57.5014 | 232133.1363 | kWh | GSD
8784 | 0 | 0 | [6 empty] | 2019-11-09 | 9 | 59.5982 | 240597.976 | kWh | GSD
8784 | 0 | 0 | [6 empty] | 2019-11-09 | 10 | 62.7538 | 253337.2286 | kWh | GSD
8784 | 0 | 0 | [6 empty] | 2019-11-09 | 11 | 64.8244 | 261696.0099 | kWh | GSD
8784 | 0 | 0 | [6 empty] | 2019-11-09 | 12 | 65.792 | 265602.4314 | kWh | GSD
8784 | 0 | 0 | [6 empty] | 2019-11-09 | 13 | 66.7685 | 269544.6146 | kWh | GSD
8784 | 0 | 0 | [6 empty] | 2019-11-09 | 14 | 65.5078 | 264455.0332 | kWh | GSD
8784 | 0 | 0 | [6 empty] | 2019-11-09 | 15 | 63.5719 | 256639.7867 | kWh | GSD
8784 | 0 | 0 | [6 empty] | 2019-11-09 | 16 | 63.0846 | 254672.5126 | kWh | GSD
8784 | 0 | 0 | [6 empty] | 2019-11-09 | 17 | 62.1877 | 251051.588 | kWh | GSD
8784 | 0 | 0 | [6 empty] | 2019-11-09 | 18 | 62.019 | 250370.5325 | kWh | GSD
8784 | 0 | 0 | [6 empty] | 2019-11-09 | 19 | 62.5202 | 252393.8798 | kWh | GSD
8784 | 0 | 0 | [6 empty] | 2019-11-09 | 20 | 62.968 | 254201.9858 | kWh | GSD
8784 | 0 | 0 | [6 empty] | 2019-11-09 | 21 | 61.6032 | 248692.1182 | kWh | GSD
8784 | 0 | 0 | [6 empty] | 2019-11-09 | 22 | 59.2695 | 239271.0733 | kWh | GSD
8784 | 0 | 0 | [6 empty] | 2019-11-09 | 23 | 56.554 | 228308.6786 | kWh | GSD
8784 | 0 | 0 | [6 empty] | 2019-11-09 | 24 | 53.6404 | 216546.2527 | kWh | GSD
8784 | 0 | 0 | [6 empty] | 2019-11-10 | 1 | 50.7846 | 205017.3197 | kWh | GSD
8784 | 0 | 0 | [6 empty] | 2019-11-10 | 2 | 50.4705 | 203749.5033 | kWh | GSD
8784 | 0 | 0 | [6 empty] | 2019-11-10 | 3 | 49.7385 | 200794.5028 | kWh | GSD
8784 | 0 | 0 | [6 empty] | 2019-11-10 | 4 | 49.6114 | 200281.0276 | kWh | GSD
8784 | 0 | 0 | [6 empty] | 2019-11-10 | 5 | 49.6521 | 200445.6851 | kWh | GSD
8784 | 0 | 0 | [6 empty] | 2019-11-10 | 6 | 51.0056 | 205909.7878 | kWh | GSD
8784 | 0 | 0 | [6 empty] | 2019-11-10 | 7 | 52.4689 | 211816.9803 | kWh | GSD
8784 | 0 | 0 | [6 empty] | 2019-11-10 | 8 | 54.3066 | 219235.8559 | kWh | GSD
8784 | 0 | 0 | [6 empty] | 2019-11-10 | 9 | 55.2634 | 223098.5346 | kWh | GSD
8784 | 0 | 0 | [6 empty] | 2019-11-10 | 10 | 57.492 | 232095.3791 | kWh | GSD
8784 | 0 | 0 | [6 empty] | 2019-11-10 | 11 | 58.3359 | 235501.871 | kWh | GSD
8784 | 0 | 0 | [6 empty] | 2019-11-10 | 12 | 59.35 | 239595.8608 | kWh | GSD
8784 | 0 | 0 | [6 empty] | 2019-11-10 | 13 | 60.8846 | 245790.9362 | kWh | GSD
8784 | 0 | 0 | [6 empty] | 2019-11-10 | 14 | 60.8637 | 245706.9505 | kWh | GSD
8784 | 0 | 0 | [6 empty] | 2019-11-10 | 15 | 60.8308 | 245574.0421 | kWh | GSD
8784 | 0 | 0 | [6 empty] | 2019-11-10 | 16 | 60.8029 | 245461.251 | kWh | GSD
8784 | 0 | 0 | [6 empty] | 2019-11-10 | 17 | 59.88 | 241735.6132 | kWh | GSD
8784 | 0 | 0 | [6 empty] | 2019-11-10 | 18 | 59.2041 | 239006.8634 | kWh | GSD
8784 | 0 | 0 | [6 empty] | 2019-11-10 | 19 | 59.4237 | 239893.4729 | kWh | GSD
8784 | 0 | 0 | [6 empty] | 2019-11-10 | 20 | 58.854 | 237593.6815 | kWh | GSD
8784 | 0 | 0 | [6 empty] | 2019-11-10 | 21 | 57.0839 | 230447.6775 | kWh | GSD
8784 | 0 | 0 | [6 empty] | 2019-11-10 | 22 | 54.8898 | 221590.2144 | kWh | GSD
8784 | 0 | 0 | [6 empty] | 2019-11-10 | 23 | 52.627 | 212455.1709 | kWh | GSD
8784 | 0 | 0 | [6 empty] | 2019-11-10 | 24 | 50.7758 | 204981.8278 | kWh | GSD
8784 | 0 | 0 | [6 empty] | 2019-11-11 | 1 | 49.0214 | 197899.3033 | kWh | GSD
8784 | 0 | 0 | [6 empty] | 2019-11-11 | 2 | 48.1686 | 194456.5168 | kWh | GSD
8784 | 0 | 0 | [6 empty] | 2019-11-11 | 3 | 47.9138 | 193428.1988 | kWh | GSD
8784 | 0 | 0 | [6 empty] | 2019-11-11 | 4 | 48.0845 | 194117.0783 | kWh | GSD
8784 | 0 | 0 | [6 empty] | 2019-11-11 | 5 | 49.7759 | 200945.3299 | kWh | GSD
8784 | 0 | 0 | [6 empty] | 2019-11-11 | 6 | 52.9065 | 213583.5163 | kWh | GSD
8784 | 0 | 0 | [6 empty] | 2019-11-11 | 7 | 60.8527 | 245662.2983 | kWh | GSD
8784 | 0 | 0 | [6 empty] | 2019-11-11 | 8 | 69.4335 | 280303.0996 | kWh | GSD
8784 | 0 | 0 | [6 empty] | 2019-11-11 | 9 | 73.8791 | 298249.9435 | kWh | GSD
8784 | 0 | 0 | [6 empty] | 2019-11-11 | 10 | 79.774 | 322047.6562 | kWh | GSD
8784 | 0 | 0 | [6 empty] | 2019-11-11 | 11 | 83.3891 | 336641.8883 | kWh | GSD
8784 | 0 | 0 | [6 empty] | 2019-11-11 | 12 | 85.8562 | 346601.4075 | kWh | GSD
8784 | 0 | 0 | [6 empty] | 2019-11-11 | 13 | 87.7638 | 354302.4396 | kWh | GSD
8784 | 0 | 0 | [6 empty] | 2019-11-11 | 14 | 88.1829 | 355994.5039 | kWh | GSD
8784 | 0 | 0 | [6 empty] | 2019-11-11 | 15 | 89.5223 | 361401.5305 | kWh | GSD
8784 | 0 | 0 | [6 empty] | 2019-11-11 | 16 | 88.9054 | 358911.2627 | kWh | GSD
8784 | 0 | 0 | [6 empty] | 2019-11-11 | 17 | 84.5447 | 341307.0994 | kWh | GSD
8784 | 0 | 0 | [6 empty] | 2019-11-11 | 18 | 78.3295 | 316216.2807 | kWh | GSD
8784 | 0 | 0 | [6 empty] | 2019-11-11 | 19 | 75.0307 | 302899.1214 | kWh | GSD
8784 | 0 | 0 | [6 empty] | 2019-11-11 | 20 | 71.8366 | 290004.3219 | kWh | GSD
8784 | 0 | 0 | [6 empty] | 2019-11-11 | 21 | 68.3602 | 275970.1949 | kWh | GSD
8784 | 0 | 0 | [6 empty] | 2019-11-11 | 22 | 64.5888 | 260745.182 | kWh | GSD
8784 | 0 | 0 | [6 empty] | 2019-11-11 | 23 | 60.5356 | 244382.1933 | kWh | GSD
8784 | 0 | 0 | [6 empty] | 2019-11-11 | 24 | 56.6736 | 228791.1755 | kWh | GSD
8784 | 0 | 0 | [6 empty] | 2019-11-12 | 1 | 53.9289 | 217710.8328 | kWh | GSD
8784 | 0 | 0 | [6 empty] | 2019-11-12 | 2 | 52.3568 | 211364.3338 | kWh | GSD
8784 | 0 | 0 | [6 empty] | 2019-11-12 | 3 | 51.4554 | 207725.2653 | kWh | GSD
8784 | 0 | 0 | [6 empty] | 2019-11-12 | 4 | 51.3699 | 207380.1246 | kWh | GSD
8784 | 0 | 0 | [6 empty] | 2019-11-12 | 5 | 52.2467 | 210919.799 | kWh | GSD
8784 | 0 | 0 | [6 empty] | 2019-11-12 | 6 | 56.4061 | 227711.4541 | kWh | GSD
8784 | 0 | 0 | [6 empty] | 2019-11-12 | 7 | 64.1648 | 259033.4759 | kWh | GSD
8784 | 0 | 0 | [6 empty] | 2019-11-12 | 8 | 74.2107 | 299588.7195 | kWh | GSD
8784 | 0 | 0 | [6 empty] | 2019-11-12 | 9 | 82.7789 | 334178.5831 | kWh | GSD
8784 | 0 | 0 | [6 empty] | 2019-11-12 | 10 | 92.1515 | 372015.6733 | kWh | GSD
8784 | 0 | 0 | [6 empty] | 2019-11-12 | 11 | 98.6051 | 398068.7659 | kWh | GSD
8784 | 0 | 0 | [6 empty] | 2019-11-12 | 12 | 103.0597 | 416051.9105 | kWh | GSD
8784 | 0 | 0 | [6 empty] | 2019-11-12 | 13 | 104.7392 | 422832.1607 | kWh | GSD
8784 | 0 | 0 | [6 empty] | 2019-11-12 | 14 | 105.0035 | 423899.0438 | kWh | GSD
8784 | 0 | 0 | [6 empty] | 2019-11-12 | 15 | 104.8056 | 423100.2674 | kWh | GSD
8784 | 0 | 0 | [6 empty] | 2019-11-12 | 16 | 100.4145 | 405373.3779 | kWh | GSD
8784 | 0 | 0 | [6 empty] | 2019-11-12 | 17 | 92.9283 | 375151.7272 | kWh | GSD
8784 | 0 | 0 | [6 empty] | 2019-11-12 | 18 | 86.4918 | 349167.3056 | kWh | GSD
8784 | 0 | 0 | [6 empty] | 2019-11-12 | 19 | 80.5395 | 325137.9725 | kWh | GSD
8784 | 0 | 0 | [6 empty] | 2019-11-12 | 20 | 75.1515 | 303386.6384 | kWh | GSD
8784 | 0 | 0 | [6 empty] | 2019-11-12 | 21 | 71.2285 | 287549.4107 | kWh | GSD
8784 | 0 | 0 | [6 empty] | 2019-11-12 | 22 | 66.1887 | 267203.8802 | kWh | GSD
8784 | 0 | 0 | [6 empty] | 2019-11-12 | 23 | 61.1149 | 246720.7254 | kWh | GSD
8784 | 0 | 0 | [6 empty] | 2019-11-12 | 24 | 57.3594 | 231559.759 | kWh | GSD
8784 | 0 | 0 | [6 empty] | 2019-11-13 | 1 | 54.7123 | 220873.5454 | kWh | GSD
8784 | 0 | 0 | [6 empty] | 2019-11-13 | 2 | 53.1181 | 214437.658 | kWh | GSD
8784 | 0 | 0 | [6 empty] | 2019-11-13 | 3 | 51.9345 | 209659.4226 | kWh | GSD
8784 | 0 | 0 | [6 empty] | 2019-11-13 | 4 | 52.0691 | 210202.899 | kWh | GSD
8784 | 0 | 0 | [6 empty] | 2019-11-13 | 5 | 53.4184 | 215650.1814 | kWh | GSD
8784 | 0 | 0 | [6 empty] | 2019-11-13 | 6 | 58.3165 | 235423.5212 | kWh | GSD
8784 | 0 | 0 | [6 empty] | 2019-11-13 | 7 | 66.105 | 266865.9358 | kWh | GSD
8784 | 0 | 0 | [6 empty] | 2019-11-13 | 8 | 76.1824 | 307548.43 | kWh | GSD
8784 | 0 | 0 | [6 empty] | 2019-11-13 | 9 | 84.143 | 339685.2588 | kWh | GSD
8784 | 0 | 0 | [6 empty] | 2019-11-13 | 10 | 89.1309 | 359821.4611 | kWh | GSD
8784 | 0 | 0 | [6 empty] | 2019-11-13 | 11 | 88.9708 | 359175.0173 | kWh | GSD
8784 | 0 | 0 | [6 empty] | 2019-11-13 | 12 | 90.6998 | 366154.9785 | kWh | GSD
8784 | 0 | 0 | [6 empty] | 2019-11-13 | 13 | 89.621 | 361799.8701 | kWh | GSD
8784 | 0 | 0 | [6 empty] | 2019-11-13 | 14 | 87.9801 | 355175.568 | kWh | GSD
8784 | 0 | 0 | [6 empty] | 2019-11-13 | 15 | 86.7539 | 350225.5058 | kWh | GSD
8784 | 0 | 0 | [6 empty] | 2019-11-13 | 16 | 85.5709 | 345449.7265 | kWh | GSD
8784 | 0 | 0 | [6 empty] | 2019-11-13 | 17 | 81.1922 | 327772.998 | kWh | GSD
8784 | 0 | 0 | [6 empty] | 2019-11-13 | 18 | 78.6249 | 317408.8863 | kWh | GSD
8784 | 0 | 0 | [6 empty] | 2019-11-13 | 19 | 76.9161 | 310510.217 | kWh | GSD
8784 | 0 | 0 | [6 empty] | 2019-11-13 | 20 | 74.9697 | 302652.6829 | kWh | GSD
8784 | 0 | 0 | [6 empty] | 2019-11-13 | 21 | 72.9313 | 294423.4599 | kWh | GSD
8784 | 0 | 0 | [6 empty] | 2019-11-13 | 22 | 68.7753 | 277646.0608 | kWh | GSD
8784 | 0 | 0 | [6 empty] | 2019-11-13 | 23 | 63.9245 | 258063.0092 | kWh | GSD
8784 | 0 | 0 | [6 empty] | 2019-11-13 | 24 | 59.6315 | 240732.5332 | kWh | GSD
8784 | 0 | 0 | [6 empty] | 2019-11-14 | 1 | 57.0132 | 230162.2258 | kWh | GSD
8784 | 0 | 0 | [6 empty] | 2019-11-14 | 2 | 55.1396 | 222598.4896 | kWh | GSD
8784 | 0 | 0 | [6 empty] | 2019-11-14 | 3 | 53.6772 | 216694.9878 | kWh | GSD
8784 | 0 | 0 | [6 empty] | 2019-11-14 | 4 | 53.3921 | 215543.7837 | kWh | GSD
8784 | 0 | 0 | [6 empty] | 2019-11-14 | 5 | 54.0429 | 218171.0829 | kWh | GSD
8784 | 0 | 0 | [6 empty] | 2019-11-14 | 6 | 58.4297 | 235880.8189 | kWh | GSD
8784 | 0 | 0 | [6 empty] | 2019-11-14 | 7 | 65.3161 | 263681.1646 | kWh | GSD
8784 | 0 | 0 | [6 empty] | 2019-11-14 | 8 | 75.3644 | 304245.9146 | kWh | GSD
8784 | 0 | 0 | [6 empty] | 2019-11-14 | 9 | 82.2178 | 331913.3791 | kWh | GSD
8784 | 0 | 0 | [6 empty] | 2019-11-14 | 10 | 87.1255 | 351725.5219 | kWh | GSD
8784 | 0 | 0 | [6 empty] | 2019-11-14 | 11 | 89.0659 | 359558.9882 | kWh | GSD
8784 | 0 | 0 | [6 empty] | 2019-11-14 | 12 | 89.3573 | 360735.2323 | kWh | GSD
8784 | 0 | 0 | [6 empty] | 2019-11-14 | 13 | 89.5499 | 361513.0292 | kWh | GSD
8784 | 0 | 0 | [6 empty] | 2019-11-14 | 14 | 89.1118 | 359744.1719 | kWh | GSD
8784 | 0 | 0 | [6 empty] | 2019-11-14 | 15 | 89.6045 | 361733.2467 | kWh | GSD
8784 | 0 | 0 | [6 empty] | 2019-11-14 | 16 | 87.0742 | 351518.431 | kWh | GSD
8784 | 0 | 0 | [6 empty] | 2019-11-14 | 17 | 82.6878 | 333810.8357 | kWh | GSD
8784 | 0 | 0 | [6 empty] | 2019-11-14 | 18 | 79.6047 | 321364.3006 | kWh | GSD
8784 | 0 | 0 | [6 empty] | 2019-11-14 | 19 | 77.2244 | 311754.8407 | kWh | GSD
8784 | 0 | 0 | [6 empty] | 2019-11-14 | 20 | 73.8823 | 298262.9871 | kWh | GSD
8784 | 0 | 0 | [6 empty] | 2019-11-14 | 21 | 71.1462 | 287217.3028 | kWh | GSD
8784 | 0 | 0 | [6 empty] | 2019-11-14 | 22 | 67.5365 | 272645.0011 | kWh | GSD
8784 | 0 | 0 | [6 empty] | 2019-11-14 | 23 | 62.5147 | 252371.9439 | kWh | GSD
8784 | 0 | 0 | [6 empty] | 2019-11-14 | 24 | 58.339 | 235514.7431 | kWh | GSD
8784 | 0 | 0 | [6 empty] | 2019-11-15 | 1 | 55.4876 | 224003.5204 | kWh | GSD
8784 | 0 | 0 | [6 empty] | 2019-11-15 | 2 | 53.4517 | 215784.3901 | kWh | GSD
8784 | 0 | 0 | [6 empty] | 2019-11-15 | 3 | 52.429 | 211655.7037 | kWh | GSD
8784 | 0 | 0 | [6 empty] | 2019-11-15 | 4 | 52.5438 | 212119.2268 | kWh | GSD
8784 | 0 | 0 | [6 empty] | 2019-11-15 | 5 | 52.852 | 213363.6401 | kWh | GSD
8784 | 0 | 0 | [6 empty] | 2019-11-15 | 6 | 57.6998 | 232933.9296 | kWh | GSD
8784 | 0 | 0 | [6 empty] | 2019-11-15 | 7 | 65.069 | 262683.3826 | kWh | GSD
8784 | 0 | 0 | [6 empty] | 2019-11-15 | 8 | 75.1246 | 303278.2048 | kWh | GSD
8784 | 0 | 0 | [6 empty] | 2019-11-15 | 9 | 82.8289 | 334380.1305 | kWh | GSD
8784 | 0 | 0 | [6 empty] | 2019-11-15 | 10 | 87.7396 | 354204.5842 | kWh | GSD
8784 | 0 | 0 | [6 empty] | 2019-11-15 | 11 | 89.8962 | 362911.1442 | kWh | GSD
8784 | 0 | 0 | [6 empty] | 2019-11-15 | 12 | 89.6334 | 361850.0423 | kWh | GSD
8784 | 0 | 0 | [6 empty] | 2019-11-15 | 13 | 89.3696 | 360784.9921 | kWh | GSD
8784 | 0 | 0 | [6 empty] | 2019-11-15 | 14 | 88.5112 | 357319.8933 | kWh | GSD
8784 | 0 | 0 | [6 empty] | 2019-11-15 | 15 | 88.1423 | 355830.524 | kWh | GSD
8784 | 0 | 0 | [6 empty] | 2019-11-15 | 16 | 85.5854 | 345508.1395 | kWh | GSD
8784 | 0 | 0 | [6 empty] | 2019-11-15 | 17 | 81.1178 | 327472.7399 | kWh | GSD
8784 | 0 | 0 | [6 empty] | 2019-11-15 | 18 | 76.5665 | 309098.987 | kWh | GSD
8784 | 0 | 0 | [6 empty] | 2019-11-15 | 19 | 74.9353 | 302513.9713 | kWh | GSD
8784 | 0 | 0 | [6 empty] | 2019-11-15 | 20 | 72.3538 | 292092.3518 | kWh | GSD
8784 | 0 | 0 | [6 empty] | 2019-11-15 | 21 | 69.8171 | 281851.6206 | kWh | GSD
8784 | 0 | 0 | [6 empty] | 2019-11-15 | 22 | 65.9938 | 266416.7927 | kWh | GSD
8784 | 0 | 0 | [6 empty] | 2019-11-15 | 23 | 60.6927 | 245016.6099 | kWh | GSD
8784 | 0 | 0 | [6 empty] | 2019-11-15 | 24 | 57.0649 | 230370.9634 | kWh | GSD
8784 | 0 | 0 | [6 empty] | 2019-11-16 | 1 | 54.9256 | 221734.573 | kWh | GSD
8784 | 0 | 0 | [6 empty] | 2019-11-16 | 2 | 52.7485 | 212945.7463 | kWh | GSD
8784 | 0 | 0 | [6 empty] | 2019-11-16 | 3 | 51.43 | 207622.9863 | kWh | GSD
8784 | 0 | 0 | [6 empty] | 2019-11-16 | 4 | 51.0985 | 206284.8358 | kWh | GSD
8784 | 0 | 0 | [6 empty] | 2019-11-16 | 5 | 51.813 | 209169.2343 | kWh | GSD
8784 | 0 | 0 | [6 empty] | 2019-11-16 | 6 | 53.1239 | 214461.3759 | kWh | GSD
8784 | 0 | 0 | [6 empty] | 2019-11-16 | 7 | 56.2207 | 226962.9899 | kWh | GSD
8784 | 0 | 0 | [6 empty] | 2019-11-16 | 8 | 61.0601 | 246499.5611 | kWh | GSD
8784 | 0 | 0 | [6 empty] | 2019-11-16 | 9 | 64.0895 | 258729.1378 | kWh | GSD
8784 | 0 | 0 | [6 empty] | 2019-11-16 | 10 | 66.7266 | 269375.138 | kWh | GSD
8784 | 0 | 0 | [6 empty] | 2019-11-16 | 11 | 68.0297 | 274635.9891 | kWh | GSD
8784 | 0 | 0 | [6 empty] | 2019-11-16 | 12 | 68.1583 | 275155.1489 | kWh | GSD
8784 | 0 | 0 | [6 empty] | 2019-11-16 | 13 | 67.3001 | 271690.5623 | kWh | GSD
8784 | 0 | 0 | [6 empty] | 2019-11-16 | 14 | 65.4095 | 264058.3403 | kWh | GSD
8784 | 0 | 0 | [6 empty] | 2019-11-16 | 15 | 63.1203 | 254816.683 | kWh | GSD
8784 | 0 | 0 | [6 empty] | 2019-11-16 | 16 | 61.6977 | 249073.5819 | kWh | GSD
8784 | 0 | 0 | [6 empty] | 2019-11-16 | 17 | 61.7672 | 249354.3484 | kWh | GSD
8784 | 0 | 0 | [6 empty] | 2019-11-16 | 18 | 62.4935 | 252286.3324 | kWh | GSD
8784 | 0 | 0 | [6 empty] | 2019-11-16 | 19 | 63.9027 | 257975.2792 | kWh | GSD
8784 | 0 | 0 | [6 empty] | 2019-11-16 | 20 | 64.3567 | 259808.1961 | kWh | GSD
8784 | 0 | 0 | [6 empty] | 2019-11-16 | 21 | 63.0945 | 254712.4771 | kWh | GSD
8784 | 0 | 0 | [6 empty] | 2019-11-16 | 22 | 61.3485 | 247664.0939 | kWh | GSD
8784 | 0 | 0 | [6 empty] | 2019-11-16 | 23 | 58.474 | 236059.5228 | kWh | GSD
8784 | 0 | 0 | [6 empty] | 2019-11-16 | 24 | 56.0971 | 226464.1424 | kWh | GSD
8784 | 0 | 0 | [6 empty] | 2019-11-17 | 1 | 54.177 | 218712.7144 | kWh | GSD
8784 | 0 | 0 | [6 empty] | 2019-11-17 | 2 | 52.6783 | 212662.4242 | kWh | GSD
8784 | 0 | 0 | [6 empty] | 2019-11-17 | 3 | 51.9255 | 209623.2369 | kWh | GSD
8784 | 0 | 0 | [6 empty] | 2019-11-17 | 4 | 51.5482 | 208099.9063 | kWh | GSD
8784 | 0 | 0 | [6 empty] | 2019-11-17 | 5 | 51.6265 | 208416.1565 | kWh | GSD
8784 | 0 | 0 | [6 empty] | 2019-11-17 | 6 | 52.8881 | 213509.2457 | kWh | GSD
8784 | 0 | 0 | [6 empty] | 2019-11-17 | 7 | 54.9763 | 221939.3598 | kWh | GSD
8784 | 0 | 0 | [6 empty] | 2019-11-17 | 8 | 58.1497 | 234750.3122 | kWh | GSD
8784 | 0 | 0 | [6 empty] | 2019-11-17 | 9 | 59.8649 | 241674.5912 | kWh | GSD
8784 | 0 | 0 | [6 empty] | 2019-11-17 | 10 | 62.1766 | 251007.0899 | kWh | GSD
8784 | 0 | 0 | [6 empty] | 2019-11-17 | 11 | 63.4913 | 256314.5166 | kWh | GSD
8784 | 0 | 0 | [6 empty] | 2019-11-17 | 12 | 63.8615 | 257809.039 | kWh | GSD
8784 | 0 | 0 | [6 empty] | 2019-11-17 | 13 | 63.7441 | 257334.9473 | kWh | GSD
8784 | 0 | 0 | [6 empty] | 2019-11-17 | 14 | 61.8778 | 249800.5991 | kWh | GSD
8784 | 0 | 0 | [6 empty] | 2019-11-17 | 15 | 59.8904 | 241777.5168 | kWh | GSD
8784 | 0 | 0 | [6 empty] | 2019-11-17 | 16 | 59.612 | 240653.7478 | kWh | GSD
8784 | 0 | 0 | [6 empty] | 2019-11-17 | 17 | 59.2435 | 239166.0323 | kWh | GSD
8784 | 0 | 0 | [6 empty] | 2019-11-17 | 18 | 59.9338 | 241952.8048 | kWh | GSD
8784 | 0 | 0 | [6 empty] | 2019-11-17 | 19 | 61.6494 | 248878.7101 | kWh | GSD
8784 | 0 | 0 | [6 empty] | 2019-11-17 | 20 | 61.7044 | 249100.514 | kWh | GSD
8784 | 0 | 0 | [6 empty] | 2019-11-17 | 21 | 60.493 | 244210.0611 | kWh | GSD
8784 | 0 | 0 | [6 empty] | 2019-11-17 | 22 | 59.1917 | 238956.9088 | kWh | GSD
8784 | 0 | 0 | [6 empty] | 2019-11-17 | 23 | 56.7714 | 229186.3088 | kWh | GSD
8784 | 0 | 0 | [6 empty] | 2019-11-17 | 24 | 54.6382 | 220574.3969 | kWh | GSD
8784 | 0 | 0 | [6 empty] | 2019-11-18 | 1 | 53.1077 | 214395.9795 | kWh | GSD
8784 | 0 | 0 | [6 empty] | 2019-11-18 | 2 | 51.7782 | 209028.4634 | kWh | GSD
8784 | 0 | 0 | [6 empty] | 2019-11-18 | 3 | 51.4004 | 207503.6036 | kWh | GSD
8784 | 0 | 0 | [6 empty] | 2019-11-18 | 4 | 51.6754 | 208613.4238 | kWh | GSD
8784 | 0 | 0 | [6 empty] | 2019-11-18 | 5 | 53.2745 | 215068.979 | kWh | GSD
8784 | 0 | 0 | [6 empty] | 2019-11-18 | 6 | 58.9563 | 238006.547 | kWh | GSD
8784 | 0 | 0 | [6 empty] | 2019-11-18 | 7 | 68.8229 | 277837.922 | kWh | GSD
8784 | 0 | 0 | [6 empty] | 2019-11-18 | 8 | 79.0532 | 319137.7121 | kWh | GSD
8784 | 0 | 0 | [6 empty] | 2019-11-18 | 9 | 85.7625 | 346223.3325 | kWh | GSD
8784 | 0 | 0 | [6 empty] | 2019-11-18 | 10 | 89.6787 | 362032.8289 | kWh | GSD
8784 | 0 | 0 | [6 empty] | 2019-11-18 | 11 | 90.5371 | 365498.1994 | kWh | GSD
8784 | 0 | 0 | [6 empty] | 2019-11-18 | 12 | 91.5876 | 369738.9986 | kWh | GSD
8784 | 0 | 0 | [6 empty] | 2019-11-18 | 13 | 92.0801 | 371727.3484 | kWh | GSD
8784 | 0 | 0 | [6 empty] | 2019-11-18 | 14 | 91.5328 | 369517.8219 | kWh | GSD
8784 | 0 | 0 | [6 empty] | 2019-11-18 | 15 | 91.4697 | 369263.1592 | kWh | GSD
8784 | 0 | 0 | [6 empty] | 2019-11-18 | 16 | 89.6055 | 361737.3708 | kWh | GSD
8784 | 0 | 0 | [6 empty] | 2019-11-18 | 17 | 85.3214 | 344442.5898 | kWh | GSD
8784 | 0 | 0 | [6 empty] | 2019-11-18 | 18 | 80.2291 | 323885.0701 | kWh | GSD
8784 | 0 | 0 | [6 empty] | 2019-11-18 | 19 | 76.9263 | 310551.5286 | kWh | GSD
8784 | 0 | 0 | [6 empty] | 2019-11-18 | 20 | 73.3523 | 296123.1265 | kWh | GSD
8784 | 0 | 0 | [6 empty] | 2019-11-18 | 21 | 70.3608 | 284046.5016 | kWh | GSD
8784 | 0 | 0 | [6 empty] | 2019-11-18 | 22 | 65.7921 | 265602.6429 | kWh | GSD
8784 | 0 | 0 | [6 empty] | 2019-11-18 | 23 | 61.3332 | 247602.1299 | kWh | GSD
8784 | 0 | 0 | [6 empty] | 2019-11-18 | 24 | 57.0203 | 230190.9934 | kWh | GSD
8784 | 0 | 0 | [6 empty] | 2019-11-19 | 1 | 54.4518 | 219821.8954 | kWh | GSD
8784 | 0 | 0 | [6 empty] | 2019-11-19 | 2 | 52.4731 | 211833.7715 | kWh | GSD
8784 | 0 | 0 | [6 empty] | 2019-11-19 | 3 | 51.4528 | 207714.9857 | kWh | GSD
8784 | 0 | 0 | [6 empty] | 2019-11-19 | 4 | 51.6211 | 208394.3768 | kWh | GSD
8784 | 0 | 0 | [6 empty] | 2019-11-19 | 5 | 53.3181 | 215245.0298 | kWh | GSD
8784 | 0 | 0 | [6 empty] | 2019-11-19 | 6 | 58.3282 | 235470.7716 | kWh | GSD
8784 | 0 | 0 | [6 empty] | 2019-11-19 | 7 | 66.3868 | 268003.3373 | kWh | GSD
8784 | 0 | 0 | [6 empty] | 2019-11-19 | 8 | 76.7006 | 309640.2375 | kWh | GSD
8784 | 0 | 0 | [6 empty] | 2019-11-19 | 9 | 83.8918 | 338671.0538 | kWh | GSD
8784 | 0 | 0 | [6 empty] | 2019-11-19 | 10 | 88.6313 | 357804.7486 | kWh | GSD
8784 | 0 | 0 | [6 empty] | 2019-11-19 | 11 | 90.7383 | 366310.5505 | kWh | GSD
8784 | 0 | 0 | [6 empty] | 2019-11-19 | 12 | 91.6289 | 369905.7378 | kWh | GSD
8784 | 0 | 0 | [6 empty] | 2019-11-19 | 13 | 90.9588 | 367200.6359 | kWh | GSD
8784 | 0 | 0 | [6 empty] | 2019-11-19 | 14 | 90.0796 | 363651.3371 | kWh | GSD
8784 | 0 | 0 | [6 empty] | 2019-11-19 | 15 | 90.5135 | 365402.8878 | kWh | GSD
8784 | 0 | 0 | [6 empty] | 2019-11-19 | 16 | 88.5482 | 357469.0367 | kWh | GSD
8784 | 0 | 0 | [6 empty] | 2019-11-19 | 17 | 84.4896 | 341084.6193 | kWh | GSD
8784 | 0 | 0 | [6 empty] | 2019-11-19 | 18 | 80.1094 | 323401.684 | kWh | GSD
8784 | 0 | 0 | [6 empty] | 2019-11-19 | 19 | 76.9933 | 310822.083 | kWh | GSD
8784 | 0 | 0 | [6 empty] | 2019-11-19 | 20 | 74.3147 | 300008.4744 | kWh | GSD
8784 | 0 | 0 | [6 empty] | 2019-11-19 | 21 | 71.2586 | 287671.0352 | kWh | GSD
8784 | 0 | 0 | [6 empty] | 2019-11-19 | 22 | 67.2693 | 271566.2608 | kWh | GSD
8784 | 0 | 0 | [6 empty] | 2019-11-19 | 23 | 62.3402 | 251667.4228 | kWh | GSD
8784 | 0 | 0 | [6 empty] | 2019-11-19 | 24 | 59.0592 | 238421.8205 | kWh | GSD
8784 | 0 | 0 | [6 empty] | 2019-11-20 | 1 | 56.1865 | 226824.7268 | kWh | GSD
8784 | 0 | 0 | [6 empty] | 2019-11-20 | 2 | 54.8799 | 221550.0819 | kWh | GSD
8784 | 0 | 0 | [6 empty] | 2019-11-20 | 3 | 54.2961 | 219193.2633 | kWh | GSD
8784 | 0 | 0 | [6 empty] | 2019-11-20 | 4 | 53.7389 | 216943.7539 | kWh | GSD
8784 | 0 | 0 | [6 empty] | 2019-11-20 | 5 | 54.6998 | 220823.0674 | kWh | GSD
8784 | 0 | 0 | [6 empty] | 2019-11-20 | 6 | 59.9248 | 241916.5116 | kWh | GSD
8784 | 0 | 0 | [6 empty] | 2019-11-20 | 7 | 68.4554 | 276354.5373 | kWh | GSD
8784 | 0 | 0 | [6 empty] | 2019-11-20 | 8 | 77.9246 | 314581.4376 | kWh | GSD
8784 | 0 | 0 | [6 empty] | 2019-11-20 | 9 | 85.6506 | 345771.3233 | kWh | GSD
8784 | 0 | 0 | [6 empty] | 2019-11-20 | 10 | 89.6182 | 361788.6988 | kWh | GSD
8784 | 0 | 0 | [6 empty] | 2019-11-20 | 11 | 91.619 | 369866.1001 | kWh | GSD
8784 | 0 | 0 | [6 empty] | 2019-11-20 | 12 | 92.2748 | 372513.3749 | kWh | GSD
8784 | 0 | 0 | [6 empty] | 2019-11-20 | 13 | 91.6343 | 369927.4674 | kWh | GSD
8784 | 0 | 0 | [6 empty] | 2019-11-20 | 14 | 92.1946 | 372189.5222 | kWh | GSD
8784 | 0 | 0 | [6 empty] | 2019-11-20 | 15 | 93.1047 | 375863.5906 | kWh | GSD
8784 | 0 | 0 | [6 empty] | 2019-11-20 | 16 | 91.4727 | 369275.4661 | kWh | GSD
8784 | 0 | 0 | [6 empty] | 2019-11-20 | 17 | 87.533 | 353370.8668 | kWh | GSD
8784 | 0 | 0 | [6 empty] | 2019-11-20 | 18 | 82.2418 | 332010.1082 | kWh | GSD
8784 | 0 | 0 | [6 empty] | 2019-11-20 | 19 | 78.7202 | 317793.6441 | kWh | GSD
8784 | 0 | 0 | [6 empty] | 2019-11-20 | 20 | 76.116 | 307280.1799 | kWh | GSD
8784 | 0 | 0 | [6 empty] | 2019-11-20 | 21 | 73.194 | 295484.079 | kWh | GSD
8784 | 0 | 0 | [6 empty] | 2019-11-20 | 22 | 69.1819 | 279287.2369 | kWh | GSD
8784 | 0 | 0 | [6 empty] | 2019-11-20 | 23 | 63.8266 | 257667.9938 | kWh | GSD
8784 | 0 | 0 | [6 empty] | 2019-11-20 | 24 | 60.0212 | 242305.6071 | kWh | GSD
8784 | 0 | 0 | [6 empty] | 2019-11-21 | 1 | 56.6824 | 228826.873 | kWh | GSD
8784 | 0 | 0 | [6 empty] | 2019-11-21 | 2 | 54.9248 | 221731.2584 | kWh | GSD
8784 | 0 | 0 | [6 empty] | 2019-11-21 | 3 | 53.9468 | 217783.1823 | kWh | GSD
8784 | 0 | 0 | [6 empty] | 2019-11-21 | 4 | 53.857 | 217420.5113 | kWh | GSD
8784 | 0 | 0 | [6 empty] | 2019-11-21 | 5 | 54.7079 | 220855.9771 | kWh | GSD
8784 | 0 | 0 | [6 empty] | 2019-11-21 | 6 | 59.7525 | 241220.8327 | kWh | GSD
8784 | 0 | 0 | [6 empty] | 2019-11-21 | 7 | 67.3448 | 271870.932 | kWh | GSD
8784 | 0 | 0 | [6 empty] | 2019-11-21 | 8 | 77.3142 | 312117.5144 | kWh | GSD
8784 | 0 | 0 | [6 empty] | 2019-11-21 | 9 | 83.5213 | 337175.398 | kWh | GSD
8784 | 0 | 0 | [6 empty] | 2019-11-21 | 10 | 88.5989 | 357673.7872 | kWh | GSD
8784 | 0 | 0 | [6 empty] | 2019-11-21 | 11 | 90.592 | 365720.0139 | kWh | GSD
8784 | 0 | 0 | [6 empty] | 2019-11-21 | 12 | 91.5428 | 369558.2393 | kWh | GSD
8784 | 0 | 0 | [6 empty] | 2019-11-21 | 13 | 91.7677 | 370466.1196 | kWh | GSD
8784 | 0 | 0 | [6 empty] | 2019-11-21 | 14 | 91.6802 | 370112.8083 | kWh | GSD
8784 | 0 | 0 | [6 empty] | 2019-11-21 | 15 | 91.8663 | 370864.1711 | kWh | GSD
8784 | 0 | 0 | [6 empty] | 2019-11-21 | 16 | 90.3653 | 364804.7355 | kWh | GSD
8784 | 0 | 0 | [6 empty] | 2019-11-21 | 17 | 85.7379 | 346123.9309 | kWh | GSD
8784 | 0 | 0 | [6 empty] | 2019-11-21 | 18 | 81.3905 | 328573.3908 | kWh | GSD
8784 | 0 | 0 | [6 empty] | 2019-11-21 | 19 | 78.4513 | 316707.831 | kWh | GSD
8784 | 0 | 0 | [6 empty] | 2019-11-21 | 20 | 75.1106 | 303221.602 | kWh | GSD
8784 | 0 | 0 | [6 empty] | 2019-11-21 | 21 | 71.7127 | 289504.2846 | kWh | GSD
8784 | 0 | 0 | [6 empty] | 2019-11-21 | 22 | 67.6145 | 272959.6429 | kWh | GSD
8784 | 0 | 0 | [6 empty] | 2019-11-21 | 23 | 62.358 | 251739.1136 | kWh | GSD
8784 | 0 | 0 | [6 empty] | 2019-11-21 | 24 | 58.3039 | 235372.7762 | kWh | GSD
8784 | 0 | 0 | [6 empty] | 2019-11-22 | 1 | 55.5846 | 224394.9239 | kWh | GSD
8784 | 0 | 0 | [6 empty] | 2019-11-22 | 2 | 53.4849 | 215918.5708 | kWh | GSD
8784 | 0 | 0 | [6 empty] | 2019-11-22 | 3 | 52.6962 | 212734.6645 | kWh | GSD
8784 | 0 | 0 | [6 empty] | 2019-11-22 | 4 | 51.86 | 209358.6984 | kWh | GSD
8784 | 0 | 0 | [6 empty] | 2019-11-22 | 5 | 52.9902 | 213921.4719 | kWh | GSD
8784 | 0 | 0 | [6 empty] | 2019-11-22 | 6 | 57.2427 | 231088.7105 | kWh | GSD
8784 | 0 | 0 | [6 empty] | 2019-11-22 | 7 | 65.6223 | 264917.2509 | kWh | GSD
8784 | 0 | 0 | [6 empty] | 2019-11-22 | 8 | 75.207 | 303610.4746 | kWh | GSD
8784 | 0 | 0 | [6 empty] | 2019-11-22 | 9 | 82.6346 | 333595.6989 | kWh | GSD
8784 | 0 | 0 | [6 empty] | 2019-11-22 | 10 | 87.8911 | 354816.5374 | kWh | GSD
8784 | 0 | 0 | [6 empty] | 2019-11-22 | 11 | 91.1504 | 367974.0325 | kWh | GSD
8784 | 0 | 0 | [6 empty] | 2019-11-22 | 12 | 94.7521 | 382514.3133 | kWh | GSD
8784 | 0 | 0 | [6 empty] | 2019-11-22 | 13 | 96.5626 | 389823.4137 | kWh | GSD
8784 | 0 | 0 | [6 empty] | 2019-11-22 | 14 | 95.9521 | 387358.54 | kWh | GSD
8784 | 0 | 0 | [6 empty] | 2019-11-22 | 15 | 95.2191 | 384399.4474 | kWh | GSD
8784 | 0 | 0 | [6 empty] | 2019-11-22 | 16 | 93.2128 | 376300.1409 | kWh | GSD
8784 | 0 | 0 | [6 empty] | 2019-11-22 | 17 | 87.8475 | 354640.3145 | kWh | GSD
8784 | 0 | 0 | [6 empty] | 2019-11-22 | 18 | 81.6054 | 329440.9827 | kWh | GSD
8784 | 0 | 0 | [6 empty] | 2019-11-22 | 19 | 77.3473 | 312250.9028 | kWh | GSD
8784 | 0 | 0 | [6 empty] | 2019-11-22 | 20 | 73.0573 | 294932.3638 | kWh | GSD
8784 | 0 | 0 | [6 empty] | 2019-11-22 | 21 | 70.0488 | 282787.1962 | kWh | GSD
8784 | 0 | 0 | [6 empty] | 2019-11-22 | 22 | 66.3521 | 267863.4817 | kWh | GSD
8784 | 0 | 0 | [6 empty] | 2019-11-22 | 23 | 61.5963 | 248664.4 | kWh | GSD
8784 | 0 | 0 | [6 empty] | 2019-11-22 | 24 | 57.2949 | 231299.4693 | kWh | GSD
8784 | 0 | 0 | [6 empty] | 2019-11-23 | 1 | 54.1352 | 218543.951 | kWh | GSD
8784 | 0 | 0 | [6 empty] | 2019-11-23 | 2 | 51.9061 | 209544.9484 | kWh | GSD
8784 | 0 | 0 | [6 empty] | 2019-11-23 | 3 | 50.5012 | 203873.2303 | kWh | GSD
8784 | 0 | 0 | [6 empty] | 2019-11-23 | 4 | 49.9334 | 201581.1007 | kWh | GSD
8784 | 0 | 0 | [6 empty] | 2019-11-23 | 5 | 50.115 | 202314.1361 | kWh | GSD
8784 | 0 | 0 | [6 empty] | 2019-11-23 | 6 | 51.2709 | 206980.6387 | kWh | GSD
8784 | 0 | 0 | [6 empty] | 2019-11-23 | 7 | 55.506 | 224077.628 | kWh | GSD
8784 | 0 | 0 | [6 empty] | 2019-11-23 | 8 | 60.5201 | 244319.4898 | kWh | GSD
8784 | 0 | 0 | [6 empty] | 2019-11-23 | 9 | 62.9226 | 254018.7327 | kWh | GSD
8784 | 0 | 0 | [6 empty] | 2019-11-23 | 10 | 65.879 | 265953.5211 | kWh | GSD
8784 | 0 | 0 | [6 empty] | 2019-11-23 | 11 | 69.1589 | 279194.6261 | kWh | GSD
8784 | 0 | 0 | [6 empty] | 2019-11-23 | 12 | 71.7333 | 289587.5059 | kWh | GSD
8784 | 0 | 0 | [6 empty] | 2019-11-23 | 13 | 73.3282 | 296025.8967 | kWh | GSD
8784 | 0 | 0 | [6 empty] | 2019-11-23 | 14 | 72.7323 | 293620.2084 | kWh | GSD
8784 | 0 | 0 | [6 empty] | 2019-11-23 | 15 | 70.7735 | 285712.6951 | kWh | GSD
8784 | 0 | 0 | [6 empty] | 2019-11-23 | 16 | 70.6741 | 285311.2097 | kWh | GSD
8784 | 0 | 0 | [6 empty] | 2019-11-23 | 17 | 69.2652 | 279623.5962 | kWh | GSD
8784 | 0 | 0 | [6 empty] | 2019-11-23 | 18 | 67.5798 | 272819.7751 | kWh | GSD
8784 | 0 | 0 | [6 empty] | 2019-11-23 | 19 | 67.8408 | 273873.258 | kWh | GSD
8784 | 0 | 0 | [6 empty] | 2019-11-23 | 20 | 67.2029 | 271298.0524 | kWh | GSD
8784 | 0 | 0 | [6 empty] | 2019-11-23 | 21 | 64.9587 | 262238.3454 | kWh | GSD
8784 | 0 | 0 | [6 empty] | 2019-11-23 | 22 | 62.7008 | 253123.2061 | kWh | GSD
8784 | 0 | 0 | [6 empty] | 2019-11-23 | 23 | 59.3967 | 239784.569 | kWh | GSD
8784 | 0 | 0 | [6 empty] | 2019-11-23 | 24 | 56.0448 | 226252.9233 | kWh | GSD
8784 | 0 | 0 | [6 empty] | 2019-11-24 | 1 | 53.7442 | 216965.4643 | kWh | GSD
8784 | 0 | 0 | [6 empty] | 2019-11-24 | 2 | 52.0568 | 210153.4634 | kWh | GSD
8784 | 0 | 0 | [6 empty] | 2019-11-24 | 3 | 50.8359 | 205224.5962 | kWh | GSD
8784 | 0 | 0 | [6 empty] | 2019-11-24 | 4 | 50.0389 | 202006.8494 | kWh | GSD
8784 | 0 | 0 | [6 empty] | 2019-11-24 | 5 | 49.3631 | 199278.9837 | kWh | GSD
8784 | 0 | 0 | [6 empty] | 2019-11-24 | 6 | 50.5567 | 204097.534 | kWh | GSD
8784 | 0 | 0 | [6 empty] | 2019-11-24 | 7 | 52.8251 | 213254.9191 | kWh | GSD
8784 | 0 | 0 | [6 empty] | 2019-11-24 | 8 | 55.5492 | 224252.003 | kWh | GSD
8784 | 0 | 0 | [6 empty] | 2019-11-24 | 9 | 55.95 | 225870.1302 | kWh | GSD
8784 | 0 | 0 | [6 empty] | 2019-11-24 | 10 | 58.7095 | 237010.3591 | kWh | GSD
8784 | 0 | 0 | [6 empty] | 2019-11-24 | 11 | 59.6403 | 240767.9323 | kWh | GSD
8784 | 0 | 0 | [6 empty] | 2019-11-24 | 12 | 60.2317 | 243155.2328 | kWh | GSD
8784 | 0 | 0 | [6 empty] | 2019-11-24 | 13 | 60.807 | 245477.9031 | kWh | GSD
8784 | 0 | 0 | [6 empty] | 2019-11-24 | 14 | 60.4909 | 244201.7734 | kWh | GSD
8784 | 0 | 0 | [6 empty] | 2019-11-24 | 15 | 59.9349 | 241957.1786 | kWh | GSD
8784 | 0 | 0 | [6 empty] | 2019-11-24 | 16 | 59.5209 | 240285.6888 | kWh | GSD
8784 | 0 | 0 | [6 empty] | 2019-11-24 | 17 | 59.0959 | 238570.105 | kWh | GSD
8784 | 0 | 0 | [6 empty] | 2019-11-24 | 18 | 59.1612 | 238833.8476 | kWh | GSD
8784 | 0 | 0 | [6 empty] | 2019-11-24 | 19 | 59.782 | 241340.1318 | kWh | GSD
8784 | 0 | 0 | [6 empty] | 2019-11-24 | 20 | 59.3686 | 239671.2215 | kWh | GSD
8784 | 0 | 0 | [6 empty] | 2019-11-24 | 21 | 58.2818 | 235283.546 | kWh | GSD
8784 | 0 | 0 | [6 empty] | 2019-11-24 | 22 | 56.8245 | 229400.5797 | kWh | GSD
8784 | 0 | 0 | [6 empty] | 2019-11-24 | 23 | 54.5514 | 220224.0334 | kWh | GSD
8784 | 0 | 0 | [6 empty] | 2019-11-24 | 24 | 53.292 | 215139.7206 | kWh | GSD
8784 | 0 | 0 | [6 empty] | 2019-11-25 | 1 | 52.062 | 210174.181 | kWh | GSD
8784 | 0 | 0 | [6 empty] | 2019-11-25 | 2 | 51.0519 | 206096.3232 | kWh | GSD
8784 | 0 | 0 | [6 empty] | 2019-11-25 | 3 | 50.92 | 205563.8398 | kWh | GSD
8784 | 0 | 0 | [6 empty] | 2019-11-25 | 4 | 51.5378 | 208058.1248 | kWh | GSD
8784 | 0 | 0 | [6 empty] | 2019-11-25 | 5 | 53.6173 | 216453.2286 | kWh | GSD
8784 | 0 | 0 | [6 empty] | 2019-11-25 | 6 | 58.5787 | 236482.2616 | kWh | GSD
8784 | 0 | 0 | [6 empty] | 2019-11-25 | 7 | 67.3935 | 272067.4359 | kWh | GSD
8784 | 0 | 0 | [6 empty] | 2019-11-25 | 8 | 76.9315 | 310572.6036 | kWh | GSD
8784 | 0 | 0 | [6 empty] | 2019-11-25 | 9 | 83.3628 | 336535.4395 | kWh | GSD
8784 | 0 | 0 | [6 empty] | 2019-11-25 | 10 | 87.6649 | 353903.0292 | kWh | GSD
8784 | 0 | 0 | [6 empty] | 2019-11-25 | 11 | 88.9613 | 359136.953 | kWh | GSD
8784 | 0 | 0 | [6 empty] | 2019-11-25 | 12 | 89.0576 | 359525.4136 | kWh | GSD
8784 | 0 | 0 | [6 empty] | 2019-11-25 | 13 | 89.3879 | 360858.9733 | kWh | GSD
8784 | 0 | 0 | [6 empty] | 2019-11-25 | 14 | 88.759 | 358320.2575 | kWh | GSD
8784 | 0 | 0 | [6 empty] | 2019-11-25 | 15 | 88.3897 | 356829.2999 | kWh | GSD
8784 | 0 | 0 | [6 empty] | 2019-11-25 | 16 | 85.8639 | 346632.6823 | kWh | GSD
8784 | 0 | 0 | [6 empty] | 2019-11-25 | 17 | 82.1157 | 331501.2041 | kWh | GSD
8784 | 0 | 0 | [6 empty] | 2019-11-25 | 18 | 78.0046 | 314904.7635 | kWh | GSD
8784 | 0 | 0 | [6 empty] | 2019-11-25 | 19 | 76.3613 | 308270.6776 | kWh | GSD
8784 | 0 | 0 | [6 empty] | 2019-11-25 | 20 | 72.7934 | 293866.919 | kWh | GSD
8784 | 0 | 0 | [6 empty] | 2019-11-25 | 21 | 70.1264 | 283100.4527 | kWh | GSD
8784 | 0 | 0 | [6 empty] | 2019-11-25 | 22 | 66.3842 | 267992.8541 | kWh | GSD
8784 | 0 | 0 | [6 empty] | 2019-11-25 | 23 | 62.1198 | 250777.548 | kWh | GSD
8784 | 0 | 0 | [6 empty] | 2019-11-25 | 24 | 58.0055 | 234168.3105 | kWh | GSD
8784 | 0 | 0 | [6 empty] | 2019-11-26 | 1 | 55.3678 | 223519.7859 | kWh | GSD
8784 | 0 | 0 | [6 empty] | 2019-11-26 | 2 | 54.5873 | 220368.7468 | kWh | GSD
8784 | 0 | 0 | [6 empty] | 2019-11-26 | 3 | 53.9141 | 217651.1759 | kWh | GSD
8784 | 0 | 0 | [6 empty] | 2019-11-26 | 4 | 54.0286 | 218113.4678 | kWh | GSD
8784 | 0 | 0 | [6 empty] | 2019-11-26 | 5 | 56.1375 | 226626.8959 | kWh | GSD
8784 | 0 | 0 | [6 empty] | 2019-11-26 | 6 | 61.7338 | 249219.2814 | kWh | GSD
8784 | 0 | 0 | [6 empty] | 2019-11-26 | 7 | 69.882 | 282113.5896 | kWh | GSD
8784 | 0 | 0 | [6 empty] | 2019-11-26 | 8 | 79.6105 | 321387.6492 | kWh | GSD
8784 | 0 | 0 | [6 empty] | 2019-11-26 | 9 | 85.7927 | 346345.1284 | kWh | GSD
8784 | 0 | 0 | [6 empty] | 2019-11-26 | 10 | 88.2166 | 356130.3335 | kWh | GSD
8784 | 0 | 0 | [6 empty] | 2019-11-26 | 11 | 89.5103 | 361353.153 | kWh | GSD
8784 | 0 | 0 | [6 empty] | 2019-11-26 | 12 | 89.7842 | 362458.6712 | kWh | GSD
8784 | 0 | 0 | [6 empty] | 2019-11-26 | 13 | 89.7677 | 362392.4025 | kWh | GSD
8784 | 0 | 0 | [6 empty] | 2019-11-26 | 14 | 90.1447 | 363913.9849 | kWh | GSD
8784 | 0 | 0 | [6 empty] | 2019-11-26 | 15 | 90.0505 | 363533.936 | kWh | GSD
8784 | 0 | 0 | [6 empty] | 2019-11-26 | 16 | 87.1677 | 351896.1924 | kWh | GSD
8784 | 0 | 0 | [6 empty] | 2019-11-26 | 17 | 84.0934 | 339484.8709 | kWh | GSD
8784 | 0 | 0 | [6 empty] | 2019-11-26 | 18 | 79.1277 | 319438.663 | kWh | GSD
8784 | 0 | 0 | [6 empty] | 2019-11-26 | 19 | 77.1079 | 311284.425 | kWh | GSD
8784 | 0 | 0 | [6 empty] | 2019-11-26 | 20 | 73.868 | 298205.0187 | kWh | GSD
8784 | 0 | 0 | [6 empty] | 2019-11-26 | 21 | 69.8728 | 282076.6889 | kWh | GSD
8784 | 0 | 0 | [6 empty] | 2019-11-26 | 22 | 66.0033 | 266455.4545 | kWh | GSD
8784 | 0 | 0 | [6 empty] | 2019-11-26 | 23 | 61.1688 | 246938.5422 | kWh | GSD
8784 | 0 | 0 | [6 empty] | 2019-11-26 | 24 | 57.8452 | 233521.2085 | kWh | GSD
8784 | 0 | 0 | [6 empty] | 2019-11-27 | 1 | 54.9473 | 221822.2282 | kWh | GSD
8784 | 0 | 0 | [6 empty] | 2019-11-27 | 2 | 53.701 | 216791.0028 | kWh | GSD
8784 | 0 | 0 | [6 empty] | 2019-11-27 | 3 | 52.6386 | 212501.9527 | kWh | GSD
8784 | 0 | 0 | [6 empty] | 2019-11-27 | 4 | 52.1384 | 210482.7802 | kWh | GSD
8784 | 0 | 0 | [6 empty] | 2019-11-27 | 5 | 53.0942 | 214341.1569 | kWh | GSD
8784 | 0 | 0 | [6 empty] | 2019-11-27 | 6 | 57.6228 | 232623.1203 | kWh | GSD
8784 | 0 | 0 | [6 empty] | 2019-11-27 | 7 | 65.1423 | 262979.5365 | kWh | GSD
8784 | 0 | 0 | [6 empty] | 2019-11-27 | 8 | 71.912 | 290308.7798 | kWh | GSD
8784 | 0 | 0 | [6 empty] | 2019-11-27 | 9 | 76.49 | 308790.2771 | kWh | GSD
8784 | 0 | 0 | [6 empty] | 2019-11-27 | 10 | 79.8117 | 322199.9738 | kWh | GSD
8784 | 0 | 0 | [6 empty] | 2019-11-27 | 11 | 81.8061 | 330251.0761 | kWh | GSD
8784 | 0 | 0 | [6 empty] | 2019-11-27 | 12 | 83.7252 | 337998.7585 | kWh | GSD
8784 | 0 | 0 | [6 empty] | 2019-11-27 | 13 | 85.6941 | 345947.2627 | kWh | GSD
8784 | 0 | 0 | [6 empty] | 2019-11-27 | 14 | 86.746 | 350193.5027 | kWh | GSD
8784 | 0 | 0 | [6 empty] | 2019-11-27 | 15 | 86.4302 | 348918.8123 | kWh | GSD
8784 | 0 | 0 | [6 empty] | 2019-11-27 | 16 | 84.5177 | 341198.0962 | kWh | GSD
8784 | 0 | 0 | [6 empty] | 2019-11-27 | 17 | 81.9076 | 330660.8389 | kWh | GSD
8784 | 0 | 0 | [6 empty] | 2019-11-27 | 18 | 78.9394 | 318678.2141 | kWh | GSD
8784 | 0 | 0 | [6 empty] | 2019-11-27 | 19 | 76.3354 | 308166.2095 | kWh | GSD
8784 | 0 | 0 | [6 empty] | 2019-11-27 | 20 | 72.556 | 292908.5906 | kWh | GSD
8784 | 0 | 0 | [6 empty] | 2019-11-27 | 21 | 69.4734 | 280464.2441 | kWh | GSD
8784 | 0 | 0 | [6 empty] | 2019-11-27 | 22 | 66.6934 | 269241.2807 | kWh | GSD
8784 | 0 | 0 | [6 empty] | 2019-11-27 | 23 | 62.5953 | 252697.328 | kWh | GSD
8784 | 0 | 0 | [6 empty] | 2019-11-27 | 24 | 58.6036 | 236582.8639 | kWh | GSD
8784 | 0 | 0 | [6 empty] | 2019-11-28 | 1 | 55.6756 | 224762.5432 | kWh | GSD
8784 | 0 | 0 | [6 empty] | 2019-11-28 | 2 | 53.5734 | 216275.6402 | kWh | GSD
8784 | 0 | 0 | [6 empty] | 2019-11-28 | 3 | 52.2278 | 210843.6371 | kWh | GSD
8784 | 0 | 0 | [6 empty] | 2019-11-28 | 4 | 51.3846 | 207439.6008 | kWh | GSD
8784 | 0 | 0 | [6 empty] | 2019-11-28 | 5 | 51.2306 | 206817.9729 | kWh | GSD
8784 | 0 | 0 | [6 empty] | 2019-11-28 | 6 | 53.0377 | 214113.0339 | kWh | GSD
8784 | 0 | 0 | [6 empty] | 2019-11-28 | 7 | 55.6361 | 224603.1315 | kWh | GSD
8784 | 0 | 0 | [6 empty] | 2019-11-28 | 8 | 57.3631 | 231574.869 | kWh | GSD
8784 | 0 | 0 | [6 empty] | 2019-11-28 | 9 | 56.489 | 228046.2002 | kWh | GSD
8784 | 0 | 0 | [6 empty] | 2019-11-28 | 10 | 56.2513 | 227086.6445 | kWh | GSD
8784 | 0 | 0 | [6 empty] | 2019-11-28 | 11 | 57.131 | 230637.7926 | kWh | GSD
8784 | 0 | 0 | [6 empty] | 2019-11-28 | 12 | 57.5072 | 232156.5741 | kWh | GSD
8784 | 0 | 0 | [6 empty] | 2019-11-28 | 13 | 58.1525 | 234761.5308 | kWh | GSD
8784 | 0 | 0 | [6 empty] | 2019-11-28 | 14 | 59.1356 | 238730.5892 | kWh | GSD
8784 | 0 | 0 | [6 empty] | 2019-11-28 | 15 | 59.2259 | 239094.9472 | kWh | GSD
8784 | 0 | 0 | [6 empty] | 2019-11-28 | 16 | 59.414 | 239854.1337 | kWh | GSD
8784 | 0 | 0 | [6 empty] | 2019-11-28 | 17 | 59.1996 | 238988.6618 | kWh | GSD
8784 | 0 | 0 | [6 empty] | 2019-11-28 | 18 | 58.2042 | 234970.2123 | kWh | GSD
8784 | 0 | 0 | [6 empty] | 2019-11-28 | 19 | 56.6039 | 228510.0757 | kWh | GSD
8784 | 0 | 0 | [6 empty] | 2019-11-28 | 20 | 55.2185 | 222916.9114 | kWh | GSD
8784 | 0 | 0 | [6 empty] | 2019-11-28 | 21 | 53.9201 | 217675.3886 | kWh | GSD
8784 | 0 | 0 | [6 empty] | 2019-11-28 | 22 | 53.2416 | 214936.3059 | kWh | GSD
8784 | 0 | 0 | [6 empty] | 2019-11-28 | 23 | 51.6458 | 208494.2281 | kWh | GSD
8784 | 0 | 0 | [6 empty] | 2019-11-28 | 24 | 50.4631 | 203719.5427 | kWh | GSD
8784 | 0 | 0 | [6 empty] | 2019-11-29 | 1 | 50.143 | 202427.1226 | kWh | GSD
8784 | 0 | 0 | [6 empty] | 2019-11-29 | 2 | 49.5271 | 199940.9647 | kWh | GSD
8784 | 0 | 0 | [6 empty] | 2019-11-29 | 3 | 49.3938 | 199402.9517 | kWh | GSD
8784 | 0 | 0 | [6 empty] | 2019-11-29 | 4 | 49.6096 | 200273.9754 | kWh | GSD
8784 | 0 | 0 | [6 empty] | 2019-11-29 | 5 | 50.986 | 205830.6747 | kWh | GSD
8784 | 0 | 0 | [6 empty] | 2019-11-29 | 6 | 53.8279 | 217303.1366 | kWh | GSD
8784 | 0 | 0 | [6 empty] | 2019-11-29 | 7 | 59.2682 | 239265.8202 | kWh | GSD
8784 | 0 | 0 | [6 empty] | 2019-11-29 | 8 | 63.3907 | 255908.4269 | kWh | GSD
8784 | 0 | 0 | [6 empty] | 2019-11-29 | 9 | 64.1037 | 258786.6599 | kWh | GSD
8784 | 0 | 0 | [6 empty] | 2019-11-29 | 10 | 65.9706 | 266323.414 | kWh | GSD
8784 | 0 | 0 | [6 empty] | 2019-11-29 | 11 | 67.3571 | 271920.7267 | kWh | GSD
8784 | 0 | 0 | [6 empty] | 2019-11-29 | 12 | 68.5523 | 276745.5301 | kWh | GSD
8784 | 0 | 0 | [6 empty] | 2019-11-29 | 13 | 69.4947 | 280549.9178 | kWh | GSD
8784 | 0 | 0 | [6 empty] | 2019-11-29 | 14 | 69.9405 | 282349.8649 | kWh | GSD
8784 | 0 | 0 | [6 empty] | 2019-11-29 | 15 | 69.5002 | 280572.2728 | kWh | GSD
8784 | 0 | 0 | [6 empty] | 2019-11-29 | 16 | 69.0237 | 278648.5955 | kWh | GSD
8784 | 0 | 0 | [6 empty] | 2019-11-29 | 17 | 67.7612 | 273552.0235 | kWh | GSD
8784 | 0 | 0 | [6 empty] | 2019-11-29 | 18 | 66.7922 | 269640.204 | kWh | GSD
8784 | 0 | 0 | [6 empty] | 2019-11-29 | 19 | 66.7891 | 269627.5477 | kWh | GSD
8784 | 0 | 0 | [6 empty] | 2019-11-29 | 20 | 64.9893 | 262361.7556 | kWh | GSD
8784 | 0 | 0 | [6 empty] | 2019-11-29 | 21 | 63.0847 | 254673.1021 | kWh | GSD
8784 | 0 | 0 | [6 empty] | 2019-11-29 | 22 | 60.598 | 244634.2312 | kWh | GSD
8784 | 0 | 0 | [6 empty] | 2019-11-29 | 23 | 57.5453 | 232310.2518 | kWh | GSD
8784 | 0 | 0 | [6 empty] | 2019-11-29 | 24 | 54.3532 | 219423.7277 | kWh | GSD
8784 | 0 | 0 | [6 empty] | 2019-11-30 | 1 | 52.0269 | 210032.5862 | kWh | GSD
8784 | 0 | 0 | [6 empty] | 2019-11-30 | 2 | 50.6183 | 204346.1718 | kWh | GSD
8784 | 0 | 0 | [6 empty] | 2019-11-30 | 3 | 49.8549 | 201264.4014 | kWh | GSD
8784 | 0 | 0 | [6 empty] | 2019-11-30 | 4 | 49.6064 | 200261.1183 | kWh | GSD
8784 | 0 | 0 | [6 empty] | 2019-11-30 | 5 | 49.9675 | 201718.808 | kWh | GSD
8784 | 0 | 0 | [6 empty] | 2019-11-30 | 6 | 51.8021 | 209125.1909 | kWh | GSD
8784 | 0 | 0 | [6 empty] | 2019-11-30 | 7 | 53.8903 | 217555.1283 | kWh | GSD
8784 | 0 | 0 | [6 empty] | 2019-11-30 | 8 | 57.072 | 230399.7432 | kWh | GSD
8784 | 0 | 0 | [6 empty] | 2019-11-30 | 9 | 58.5865 | 236513.6697 | kWh | GSD
8784 | 0 | 0 | [6 empty] | 2019-11-30 | 10 | 60.4574 | 244066.4837 | kWh | GSD
8784 | 0 | 0 | [6 empty] | 2019-11-30 | 11 | 62.0442 | 250472.5269 | kWh | GSD
8784 | 0 | 0 | [6 empty] | 2019-11-30 | 12 | 63.3331 | 255675.575 | kWh | GSD
8784 | 0 | 0 | [6 empty] | 2019-11-30 | 13 | 64.6887 | 261148.3499 | kWh | GSD
8784 | 0 | 0 | [6 empty] | 2019-11-30 | 14 | 64.94 | 262162.6918 | kWh | GSD
8784 | 0 | 0 | [6 empty] | 2019-11-30 | 15 | 64.556 | 260612.7423 | kWh | GSD
8784 | 0 | 0 | [6 empty] | 2019-11-30 | 16 | 65.405 | 264039.8669 | kWh | GSD
8784 | 0 | 0 | [6 empty] | 2019-11-30 | 17 | 65.405 | 264040.1372 | kWh | GSD
8784 | 0 | 0 | [6 empty] | 2019-11-30 | 18 | 64.5877 | 260740.5082 | kWh | GSD
8784 | 0 | 0 | [6 empty] | 2019-11-30 | 19 | 64.8044 | 261615.1709 | kWh | GSD
8784 | 0 | 0 | [6 empty] | 2019-11-30 | 20 | 63.5151 | 256410.4961 | kWh | GSD
8784 | 0 | 0 | [6 empty] | 2019-11-30 | 21 | 61.8612 | 249733.66 | kWh | GSD
8784 | 0 | 0 | [6 empty] | 2019-11-30 | 22 | 59.75 | 241210.5838 | kWh | GSD
8784 | 0 | 0 | [6 empty] | 2019-11-30 | 23 | 57.2388 | 231072.9728 | kWh | GSD
8784 | 0 | 0 | [6 empty] | 2019-11-30 | 24 | 54.8496 | 221427.9487 | kWh | GSD
8784 | 0 | 0 | [6 empty] | 2019-12-01 | 1 | 52.4571 | 211769.1792 | kWh | GSD
8784 | 0 | 0 | [6 empty] | 2019-12-01 | 2 | 51.1437 | 206467.0639 | kWh | GSD
8784 | 0 | 0 | [6 empty] | 2019-12-01 | 3 | 50.4553 | 203688.119 | kWh | GSD
8784 | 0 | 0 | [6 empty] | 2019-12-01 | 4 | 49.8487 | 201239.3133 | kWh | GSD
8784 | 0 | 0 | [6 empty] | 2019-12-01 | 5 | 49.8391 | 201200.5937 | kWh | GSD
8784 | 0 | 0 | [6 empty] | 2019-12-01 | 6 | 50.9641 | 205742.0481 | kWh | GSD
8784 | 0 | 0 | [6 empty] | 2019-12-01 | 7 | 53.3828 | 215506.308 | kWh | GSD
8784 | 0 | 0 | [6 empty] | 2019-12-01 | 8 | 56.6117 | 228541.3525 | kWh | GSD
8784 | 0 | 0 | [6 empty] | 2019-12-01 | 9 | 58.737 | 237121.3056 | kWh | GSD
8784 | 0 | 0 | [6 empty] | 2019-12-01 | 10 | 61.6251 | 248780.3792 | kWh | GSD
8784 | 0 | 0 | [6 empty] | 2019-12-01 | 11 | 64.4449 | 260163.9301 | kWh | GSD
8784 | 0 | 0 | [6 empty] | 2019-12-01 | 12 | 67.0851 | 270822.5269 | kWh | GSD
8784 | 0 | 0 | [6 empty] | 2019-12-01 | 13 | 69.7146 | 281437.6416 | kWh | GSD
8784 | 0 | 0 | [6 empty] | 2019-12-01 | 14 | 71.1701 | 287313.8324 | kWh | GSD
8784 | 0 | 0 | [6 empty] | 2019-12-01 | 15 | 69.1602 | 279199.9076 | kWh | GSD
8784 | 0 | 0 | [6 empty] | 2019-12-01 | 16 | 68.9052 | 278170.3197 | kWh | GSD
8784 | 0 | 0 | [6 empty] | 2019-12-01 | 17 | 68.8099 | 277785.461 | kWh | GSD
8784 | 0 | 0 | [6 empty] | 2019-12-01 | 18 | 68.6447 | 277118.4653 | kWh | GSD
8784 | 0 | 0 | [6 empty] | 2019-12-01 | 19 | 68.8201 | 277826.6214 | kWh | GSD
8784 | 0 | 0 | [6 empty] | 2019-12-01 | 20 | 67.9502 | 274314.9939 | kWh | GSD
8784 | 0 | 0 | [6 empty] | 2019-12-01 | 21 | 65.9178 | 266109.9575 | kWh | GSD
8784 | 0 | 0 | [6 empty] | 2019-12-01 | 22 | 63.55 | 256551.5033 | kWh | GSD
8784 | 0 | 0 | [6 empty] | 2019-12-01 | 23 | 60.0008 | 242223.2368 | kWh | GSD
8784 | 0 | 0 | [6 empty] | 2019-12-01 | 24 | 56.4358 | 227831.3427 | kWh | GSD
8784 | 0 | 0 | [6 empty] | 2019-12-02 | 1 | 53.7616 | 217035.5715 | kWh | GSD
8784 | 0 | 0 | [6 empty] | 2019-12-02 | 2 | 51.7807 | 209038.8565 | kWh | GSD
8784 | 0 | 0 | [6 empty] | 2019-12-02 | 3 | 50.2138 | 202713.2108 | kWh | GSD
8784 | 0 | 0 | [6 empty] | 2019-12-02 | 4 | 49.9637 | 201703.4278 | kWh | GSD
8784 | 0 | 0 | [6 empty] | 2019-12-02 | 5 | 50.9269 | 205591.8287 | kWh | GSD
8784 | 0 | 0 | [6 empty] | 2019-12-02 | 6 | 55.5163 | 224119.5037 | kWh | GSD
8784 | 0 | 0 | [6 empty] | 2019-12-02 | 7 | 62.8567 | 253752.5098 | kWh | GSD
8784 | 0 | 0 | [6 empty] | 2019-12-02 | 8 | 72.1567 | 291296.7654 | kWh | GSD
8784 | 0 | 0 | [6 empty] | 2019-12-02 | 9 | 78.8726 | 318408.5736 | kWh | GSD
8784 | 0 | 0 | [6 empty] | 2019-12-02 | 10 | 85.8045 | 346392.7484 | kWh | GSD
8784 | 0 | 0 | [6 empty] | 2019-12-02 | 11 | 87.6106 | 353684.1309 | kWh | GSD
8784 | 0 | 0 | [6 empty] | 2019-12-02 | 12 | 88.4544 | 357090.4758 | kWh | GSD
8784 | 0 | 0 | [6 empty] | 2019-12-02 | 13 | 89.4595 | 361147.8378 | kWh | GSD
8784 | 0 | 0 | [6 empty] | 2019-12-02 | 14 | 88.4631 | 357125.6877 | kWh | GSD
8784 | 0 | 0 | [6 empty] | 2019-12-02 | 15 | 87.9198 | 354932.3641 | kWh | GSD
8784 | 0 | 0 | [6 empty] | 2019-12-02 | 16 | 86.3734 | 348689.4667 | kWh | GSD
8784 | 0 | 0 | [6 empty] | 2019-12-02 | 17 | 81.7315 | 329950.0342 | kWh | GSD
8784 | 0 | 0 | [6 empty] | 2019-12-02 | 18 | 77.5242 | 312965.0474 | kWh | GSD
8784 | 0 | 0 | [6 empty] | 2019-12-02 | 19 | 75.4138 | 304445.5477 | kWh | GSD
8784 | 0 | 0 | [6 empty] | 2019-12-02 | 20 | 72.3059 | 291898.9336 | kWh | GSD
8784 | 0 | 0 | [6 empty] | 2019-12-02 | 21 | 70.1196 | 283072.7624 | kWh | GSD
8784 | 0 | 0 | [6 empty] | 2019-12-02 | 22 | 67.0262 | 270584.7602 | kWh | GSD
8784 | 0 | 0 | [6 empty] | 2019-12-02 | 23 | 62.7149 | 253180.1596 | kWh | GSD
8784 | 0 | 0 | [6 empty] | 2019-12-02 | 24 | 60.2069 | 243055.2635 | kWh | GSD
8784 | 0 | 0 | [6 empty] | 2019-12-03 | 1 | 57.3676 | 231593.1549 | kWh | GSD
8784 | 0 | 0 | [6 empty] | 2019-12-03 | 2 | 55.3694 | 223526.44 | kWh | GSD
8784 | 0 | 0 | [6 empty] | 2019-12-03 | 3 | 55.6876 | 224810.6796 | kWh | GSD
8784 | 0 | 0 | [6 empty] | 2019-12-03 | 4 | 56.7554 | 229121.4325 | kWh | GSD
8784 | 0 | 0 | [6 empty] | 2019-12-03 | 5 | 57.9972 | 234134.5147 | kWh | GSD
8784 | 0 | 0 | [6 empty] | 2019-12-03 | 6 | 63.4996 | 256347.9458 | kWh | GSD
8784 | 0 | 0 | [6 empty] | 2019-12-03 | 7 | 72.228 | 291584.3414 | kWh | GSD
8784 | 0 | 0 | [6 empty] | 2019-12-03 | 8 | 83.8348 | 338441.2535 | kWh | GSD
8784 | 0 | 0 | [6 empty] | 2019-12-03 | 9 | 92.3171 | 372683.9712 | kWh | GSD
8784 | 0 | 0 | [6 empty] | 2019-12-03 | 10 | 94.7931 | 382679.7128 | kWh | GSD
8784 | 0 | 0 | [6 empty] | 2019-12-03 | 11 | 94.6595 | 382140.2812 | kWh | GSD
8784 | 0 | 0 | [6 empty] | 2019-12-03 | 12 | 93.1704 | 376129.0612 | kWh | GSD
8784 | 0 | 0 | [6 empty] | 2019-12-03 | 13 | 92.8945 | 375014.9404 | kWh | GSD
8784 | 0 | 0 | [6 empty] | 2019-12-03 | 14 | 91.602 | 369797.1801 | kWh | GSD
8784 | 0 | 0 | [6 empty] | 2019-12-03 | 15 | 89.8058 | 362545.8822 | kWh | GSD
8784 | 0 | 0 | [6 empty] | 2019-12-03 | 16 | 87.0122 | 351268.1285 | kWh | GSD
8784 | 0 | 0 | [6 empty] | 2019-12-03 | 17 | 83.0931 | 335446.9133 | kWh | GSD
8784 | 0 | 0 | [6 empty] | 2019-12-03 | 18 | 78.4369 | 316649.947 | kWh | GSD
8784 | 0 | 0 | [6 empty] | 2019-12-03 | 19 | 76.6139 | 309290.3355 | kWh | GSD
8784 | 0 | 0 | [6 empty] | 2019-12-03 | 20 | 73.9544 | 298554.0123 | kWh | GSD
8784 | 0 | 0 | [6 empty] | 2019-12-03 | 21 | 71.8054 | 289878.4015 | kWh | GSD
8784 | 0 | 0 | [6 empty] | 2019-12-03 | 22 | 68.5581 | 276768.9295 | kWh | GSD
8784 | 0 | 0 | [6 empty] | 2019-12-03 | 23 | 64.5887 | 260744.6441 | kWh | GSD
8784 | 0 | 0 | [6 empty] | 2019-12-03 | 24 | 61.6337 | 248815.4254 | kWh | GSD
8784 | 0 | 0 | [6 empty] | 2019-12-04 | 1 | 59.2419 | 239159.3964 | kWh | GSD
8784 | 0 | 0 | [6 empty] | 2019-12-04 | 2 | 58.0539 | 234363.6968 | kWh | GSD
8784 | 0 | 0 | [6 empty] | 2019-12-04 | 3 | 57.6768 | 232841.2131 | kWh | GSD
8784 | 0 | 0 | [6 empty] | 2019-12-04 | 4 | 58.312 | 235405.6762 | kWh | GSD
8784 | 0 | 0 | [6 empty] | 2019-12-04 | 5 | 58.7122 | 237021.2806 | kWh | GSD
8784 | 0 | 0 | [6 empty] | 2019-12-04 | 6 | 64.3547 | 259799.8092 | kWh | GSD
8784 | 0 | 0 | [6 empty] | 2019-12-04 | 7 | 74.0624 | 298989.8493 | kWh | GSD
8784 | 0 | 0 | [6 empty] | 2019-12-04 | 8 | 85.3519 | 344565.7949 | kWh | GSD
8784 | 0 | 0 | [6 empty] | 2019-12-04 | 9 | 91.4658 | 369247.2596 | kWh | GSD
8784 | 0 | 0 | [6 empty] | 2019-12-04 | 10 | 94.4486 | 381288.8397 | kWh | GSD
8784 | 0 | 0 | [6 empty] | 2019-12-04 | 11 | 93.8971 | 379062.7192 | kWh | GSD
8784 | 0 | 0 | [6 empty] | 2019-12-04 | 12 | 93.4733 | 377351.6986 | kWh | GSD
8784 | 0 | 0 | [6 empty] | 2019-12-04 | 13 | 92.4451 | 373200.7212 | kWh | GSD
8784 | 0 | 0 | [6 empty] | 2019-12-04 | 14 | 91.4042 | 368998.7339 | kWh | GSD
8784 | 0 | 0 | [6 empty] | 2019-12-04 | 15 | 90.2313 | 364263.8622 | kWh | GSD
8784 | 0 | 0 | [6 empty] | 2019-12-04 | 16 | 87.7898 | 354407.3452 | kWh | GSD
8784 | 0 | 0 | [6 empty] | 2019-12-04 | 17 | 83.3339 | 336419.0152 | kWh | GSD
8784 | 0 | 0 | [6 empty] | 2019-12-04 | 18 | 79.167 | 319597.0927 | kWh | GSD
8784 | 0 | 0 | [6 empty] | 2019-12-04 | 19 | 77.0489 | 311046.4285 | kWh | GSD
8784 | 0 | 0 | [6 empty] | 2019-12-04 | 20 | 73.8144 | 297988.8052 | kWh | GSD
8784 | 0 | 0 | [6 empty] | 2019-12-04 | 21 | 71.5018 | 288652.6036 | kWh | GSD
8784 | 0 | 0 | [6 empty] | 2019-12-04 | 22 | 67.6003 | 272902.2277 | kWh | GSD
8784 | 0 | 0 | [6 empty] | 2019-12-04 | 23 | 62.9072 | 253956.5048 | kWh | GSD
8784 | 0 | 0 | [6 empty] | 2019-12-04 | 24 | 59.5786 | 240518.7679 | kWh | GSD
8784 | 0 | 0 | [6 empty] | 2019-12-05 | 1 | 56.7583 | 229133.4272 | kWh | GSD
8784 | 0 | 0 | [6 empty] | 2019-12-05 | 2 | 55.2451 | 223024.4153 | kWh | GSD
8784 | 0 | 0 | [6 empty] | 2019-12-05 | 3 | 54.8072 | 221256.778 | kWh | GSD
8784 | 0 | 0 | [6 empty] | 2019-12-05 | 4 | 55.2709 | 223128.7989 | kWh | GSD
8784 | 0 | 0 | [6 empty] | 2019-12-05 | 5 | 56.2761 | 227186.7626 | kWh | GSD
8784 | 0 | 0 | [6 empty] | 2019-12-05 | 6 | 62.5739 | 252610.9635 | kWh | GSD
8784 | 0 | 0 | [6 empty] | 2019-12-05 | 7 | 71.7703 | 289736.5359 | kWh | GSD
8784 | 0 | 0 | [6 empty] | 2019-12-05 | 8 | 82.1612 | 331684.7306 | kWh | GSD
8784 | 0 | 0 | [6 empty] | 2019-12-05 | 9 | 89.105 | 359716.8808 | kWh | GSD
8784 | 0 | 0 | [6 empty] | 2019-12-05 | 10 | 92.6326 | 373957.8877 | kWh | GSD
8784 | 0 | 0 | [6 empty] | 2019-12-05 | 11 | 91.9602 | 371243.1758 | kWh | GSD
8784 | 0 | 0 | [6 empty] | 2019-12-05 | 12 | 91.6719 | 370079.5432 | kWh | GSD
8784 | 0 | 0 | [6 empty] | 2019-12-05 | 13 | 90.987 | 367314.5419 | kWh | GSD
8784 | 0 | 0 | [6 empty] | 2019-12-05 | 14 | 90.298 | 364533.1573 | kWh | GSD
8784 | 0 | 0 | [6 empty] | 2019-12-05 | 15 | 89.5893 | 361672.0513 | kWh | GSD
8784 | 0 | 0 | [6 empty] | 2019-12-05 | 16 | 87.5771 | 353548.7204 | kWh | GSD
8784 | 0 | 0 | [6 empty] | 2019-12-05 | 17 | 83.828 | 338413.5793 | kWh | GSD
8784 | 0 | 0 | [6 empty] | 2019-12-05 | 18 | 79.2558 | 319955.4796 | kWh | GSD
8784 | 0 | 0 | [6 empty] | 2019-12-05 | 19 | 76.3398 | 308183.9732 | kWh | GSD
8784 | 0 | 0 | [6 empty] | 2019-12-05 | 20 | 73.5689 | 296997.6163 | kWh | GSD
8784 | 0 | 0 | [6 empty] | 2019-12-05 | 21 | 70.9713 | 286510.9552 | kWh | GSD
8784 | 0 | 0 | [6 empty] | 2019-12-05 | 22 | 67.6223 | 272991.2002 | kWh | GSD
8784 | 0 | 0 | [6 empty] | 2019-12-05 | 23 | 62.8418 | 253692.4151 | kWh | GSD
8784 | 0 | 0 | [6 empty] | 2019-12-05 | 24 | 58.954 | 237997.2674 | kWh | GSD
8784 | 0 | 0 | [6 empty] | 2019-12-06 | 1 | 56.9512 | 229911.886 | kWh | GSD
8784 | 0 | 0 | [6 empty] | 2019-12-06 | 2 | 55.0696 | 222316.1649 | kWh | GSD
8784 | 0 | 0 | [6 empty] | 2019-12-06 | 3 | 54.9219 | 221719.6604 | kWh | GSD
8784 | 0 | 0 | [6 empty] | 2019-12-06 | 4 | 54.8303 | 221349.7333 | kWh | GSD
8784 | 0 | 0 | [6 empty] | 2019-12-06 | 5 | 56.6193 | 228571.9629 | kWh | GSD
8784 | 0 | 0 | [6 empty] | 2019-12-06 | 6 | 62.4001 | 251909.0095 | kWh | GSD
8784 | 0 | 0 | [6 empty] | 2019-12-06 | 7 | 71.3659 | 288104.2257 | kWh | GSD
8784 | 0 | 0 | [6 empty] | 2019-12-06 | 8 | 81.2359 | 327949.2151 | kWh | GSD
8784 | 0 | 0 | [6 empty] | 2019-12-06 | 9 | 87.7861 | 354392.3112 | kWh | GSD
8784 | 0 | 0 | [6 empty] | 2019-12-06 | 10 | 91.0253 | 367469.0533 | kWh | GSD
8784 | 0 | 0 | [6 empty] | 2019-12-06 | 11 | 91.2525 | 368386.2585 | kWh | GSD
8784 | 0 | 0 | [6 empty] | 2019-12-06 | 12 | 91.5284 | 369500.0699 | kWh | GSD
8784 | 0 | 0 | [6 empty] | 2019-12-06 | 13 | 91.2889 | 368533.1445 | kWh | GSD
8784 | 0 | 0 | [6 empty] | 2019-12-06 | 14 | 91.9241 | 371097.4238 | kWh | GSD
8784 | 0 | 0 | [6 empty] | 2019-12-06 | 15 | 91.3205 | 368660.7759 | kWh | GSD
8784 | 0 | 0 | [6 empty] | 2019-12-06 | 16 | 88.666 | 357944.4637 | kWh | GSD
8784 | 0 | 0 | [6 empty] | 2019-12-06 | 17 | 84.7304 | 342056.553 | kWh | GSD
8784 | 0 | 0 | [6 empty] | 2019-12-06 | 18 | 79.9094 | 322594.062 | kWh | GSD
8784 | 0 | 0 | [6 empty] | 2019-12-06 | 19 | 75.3572 | 304217.1314 | kWh | GSD
8784 | 0 | 0 | [6 empty] | 2019-12-06 | 20 | 71.8035 | 289870.9309 | kWh | GSD
8784 | 0 | 0 | [6 empty] | 2019-12-06 | 21 | 68.2286 | 275438.787 | kWh | GSD
8784 | 0 | 0 | [6 empty] | 2019-12-06 | 22 | 65.1541 | 263027.1629 | kWh | GSD
8784 | 0 | 0 | [6 empty] | 2019-12-06 | 23 | 60.9834 | 246190.175 | kWh | GSD
8784 | 0 | 0 | [6 empty] | 2019-12-06 | 24 | 56.7682 | 229173.3201 | kWh | GSD
8784 | 0 | 0 | [6 empty] | 2019-12-07 | 1 | 54.4342 | 219750.6965 | kWh | GSD
8784 | 0 | 0 | [6 empty] | 2019-12-07 | 2 | 52.2615 | 210979.8223 | kWh | GSD
8784 | 0 | 0 | [6 empty] | 2019-12-07 | 3 | 51.6879 | 208664.0871 | kWh | GSD
8784 | 0 | 0 | [6 empty] | 2019-12-07 | 4 | 50.9811 | 205810.6275 | kWh | GSD
8784 | 0 | 0 | [6 empty] | 2019-12-07 | 5 | 51.4197 | 207581.4718 | kWh | GSD
8784 | 0 | 0 | [6 empty] | 2019-12-07 | 6 | 53.516 | 216043.9357 | kWh | GSD
8784 | 0 | 0 | [6 empty] | 2019-12-07 | 7 | 56.9923 | 230078.1033 | kWh | GSD
8784 | 0 | 0 | [6 empty] | 2019-12-07 | 8 | 61.696 | 249066.8597 | kWh | GSD
8784 | 0 | 0 | [6 empty] | 2019-12-07 | 9 | 64.0101 | 258408.7216 | kWh | GSD
8784 | 0 | 0 | [6 empty] | 2019-12-07 | 10 | 66.3222 | 267742.7951 | kWh | GSD
8784 | 0 | 0 | [6 empty] | 2019-12-07 | 11 | 66.9835 | 270412.2363 | kWh | GSD
8784 | 0 | 0 | [6 empty] | 2019-12-07 | 12 | 66.9071 | 270104.0609 | kWh | GSD
8784 | 0 | 0 | [6 empty] | 2019-12-07 | 13 | 67.1163 | 270948.3243 | kWh | GSD
8784 | 0 | 0 | [6 empty] | 2019-12-07 | 14 | 65.9593 | 266277.6374 | kWh | GSD
8784 | 0 | 0 | [6 empty] | 2019-12-07 | 15 | 64.8424 | 261768.6221 | kWh | GSD
8784 | 0 | 0 | [6 empty] | 2019-12-07 | 16 | 62.9598 | 254168.5715 | kWh | GSD
8784 | 0 | 0 | [6 empty] | 2019-12-07 | 17 | 61.3684 | 247744.0681 | kWh | GSD
8784 | 0 | 0 | [6 empty] | 2019-12-07 | 18 | 61.9975 | 250283.9021 | kWh | GSD
8784 | 0 | 0 | [6 empty] | 2019-12-07 | 19 | 63.077 | 254642.0068 | kWh | GSD
8784 | 0 | 0 | [6 empty] | 2019-12-07 | 20 | 63.313 | 255594.5803 | kWh | GSD
8784 | 0 | 0 | [6 empty] | 2019-12-07 | 21 | 62.2179 | 251173.6896 | kWh | GSD
8784 | 0 | 0 | [6 empty] | 2019-12-07 | 22 | 59.9928 | 242191.0346 | kWh | GSD
8784 | 0 | 0 | [6 empty] | 2019-12-07 | 23 | 57.7693 | 233214.6381 | kWh | GSD
8784 | 0 | 0 | [6 empty] | 2019-12-07 | 24 | 54.9266 | 221738.5653 | kWh | GSD
8784 | 0 | 0 | [6 empty] | 2019-12-08 | 1 | 52.4391 | 211696.7379 | kWh | GSD
8784 | 0 | 0 | [6 empty] | 2019-12-08 | 2 | 51.8984 | 209513.7653 | kWh | GSD
8784 | 0 | 0 | [6 empty] | 2019-12-08 | 3 | 50.9972 | 205875.6516 | kWh | GSD
8784 | 0 | 0 | [6 empty] | 2019-12-08 | 4 | 50.5638 | 204126.2307 | kWh | GSD
8784 | 0 | 0 | [6 empty] | 2019-12-08 | 5 | 50.8119 | 205127.4973 | kWh | GSD
8784 | 0 | 0 | [6 empty] | 2019-12-08 | 6 | 51.7717 | 209002.3422 | kWh | GSD
8784 | 0 | 0 | [6 empty] | 2019-12-08 | 7 | 53.3369 | 215320.9289 | kWh | GSD
8784 | 0 | 0 | [6 empty] | 2019-12-08 | 8 | 56.5294 | 228209.3077 | kWh | GSD
8784 | 0 | 0 | [6 empty] | 2019-12-08 | 9 | 57.6806 | 232856.6878 | kWh | GSD
8784 | 0 | 0 | [6 empty] | 2019-12-08 | 10 | 59.9556 | 242040.8647 | kWh | GSD
8784 | 0 | 0 | [6 empty] | 2019-12-08 | 11 | 61.7641 | 249341.5361 | kWh | GSD
8784 | 0 | 0 | [6 empty] | 2019-12-08 | 12 | 62.9936 | 254305.207 | kWh | GSD
8784 | 0 | 0 | [6 empty] | 2019-12-08 | 13 | 62.5575 | 252544.6186 | kWh | GSD
8784 | 0 | 0 | [6 empty] | 2019-12-08 | 14 | 61.2043 | 247081.6602 | kWh | GSD
8784 | 0 | 0 | [6 empty] | 2019-12-08 | 15 | 59.9454 | 241999.703 | kWh | GSD
8784 | 0 | 0 | [6 empty] | 2019-12-08 | 16 | 59.9586 | 242052.9882 | kWh | GSD
8784 | 0 | 0 | [6 empty] | 2019-12-08 | 17 | 59.8927 | 241786.7609 | kWh | GSD
8784 | 0 | 0 | [6 empty] | 2019-12-08 | 18 | 60.5725 | 244531.1946 | kWh | GSD
8784 | 0 | 0 | [6 empty] | 2019-12-08 | 19 | 62.2285 | 251216.3209 | kWh | GSD
8784 | 0 | 0 | [6 empty] | 2019-12-08 | 20 | 62.2354 | 251244.3475 | kWh | GSD
8784 | 0 | 0 | [6 empty] | 2019-12-08 | 21 | 61.0336 | 246392.8062 | kWh | GSD
8784 | 0 | 0 | [6 empty] | 2019-12-08 | 22 | 58.9649 | 238041.269 | kWh | GSD
8784 | 0 | 0 | [6 empty] | 2019-12-08 | 23 | 56.0852 | 226415.9445 | kWh | GSD
8784 | 0 | 0 | [6 empty] | 2019-12-08 | 24 | 53.8161 | 217255.5959 | kWh | GSD
8784 | 0 | 0 | [6 empty] | 2019-12-09 | 1 | 52.0481 | 210117.9915 | kWh | GSD
8784 | 0 | 0 | [6 empty] | 2019-12-09 | 2 | 50.7525 | 204887.7446 | kWh | GSD
8784 | 0 | 0 | [6 empty] | 2019-12-09 | 3 | 50.4 | 203464.7987 | kWh | GSD
8784 | 0 | 0 | [6 empty] | 2019-12-09 | 4 | 50.4025 | 203474.8969 | kWh | GSD
8784 | 0 | 0 | [6 empty] | 2019-12-09 | 5 | 51.5898 | 208267.8967 | kWh | GSD
8784 | 0 | 0 | [6 empty] | 2019-12-09 | 6 | 56.2262 | 226985.3126 | kWh | GSD
8784 | 0 | 0 | [6 empty] | 2019-12-09 | 7 | 65.1242 | 262906.3004 | kWh | GSD
8784 | 0 | 0 | [6 empty] | 2019-12-09 | 8 | 75.6143 | 305254.9794 | kWh | GSD
8784 | 0 | 0 | [6 empty] | 2019-12-09 | 9 | 82.8933 | 334640.3679 | kWh | GSD
8784 | 0 | 0 | [6 empty] | 2019-12-09 | 10 | 90.2189 | 364213.5353 | kWh | GSD
8784 | 0 | 0 | [6 empty] | 2019-12-09 | 11 | 94.632 | 382029.2156 | kWh | GSD
8784 | 0 | 0 | [6 empty] | 2019-12-09 | 12 | 97.6928 | 394385.9344 | kWh | GSD
8784 | 0 | 0 | [6 empty] | 2019-12-09 | 13 | 98.9699 | 399541.5803 | kWh | GSD
8784 | 0 | 0 | [6 empty] | 2019-12-09 | 14 | 99.8219 | 402981.2086 | kWh | GSD
8784 | 0 | 0 | [6 empty] | 2019-12-09 | 15 | 99.9347 | 403436.2821 | kWh | GSD
8784 | 0 | 0 | [6 empty] | 2019-12-09 | 16 | 98.0078 | 395657.4106 | kWh | GSD
8784 | 0 | 0 | [6 empty] | 2019-12-09 | 17 | 92.4707 | 373304.2788 | kWh | GSD
8784 | 0 | 0 | [6 empty] | 2019-12-09 | 18 | 87.7811 | 354372.2679 | kWh | GSD
8784 | 0 | 0 | [6 empty] | 2019-12-09 | 19 | 82.8402 | 334425.8516 | kWh | GSD
8784 | 0 | 0 | [6 empty] | 2019-12-09 | 20 | 78.3628 | 316350.7508 | kWh | GSD
8784 | 0 | 0 | [6 empty] | 2019-12-09 | 21 | 74.5546 | 300977.0696 | kWh | GSD
8784 | 0 | 0 | [6 empty] | 2019-12-09 | 22 | 69.4704 | 280452.0107 | kWh | GSD
8784 | 0 | 0 | [6 empty] | 2019-12-09 | 23 | 63.8875 | 257913.7978 | kWh | GSD
8784 | 0 | 0 | [6 empty] | 2019-12-09 | 24 | 58.9853 | 238123.8145 | kWh | GSD
8784 | 0 | 0 | [6 empty] | 2019-12-10 | 1 | 55.7401 | 225022.8793 | kWh | GSD
8784 | 0 | 0 | [6 empty] | 2019-12-10 | 2 | 53.707 | 216815.1597 | kWh | GSD
8784 | 0 | 0 | [6 empty] | 2019-12-10 | 3 | 52.6263 | 212452.3906 | kWh | GSD
8784 | 0 | 0 | [6 empty] | 2019-12-10 | 4 | 51.7119 | 208761.0652 | kWh | GSD
8784 | 0 | 0 | [6 empty] | 2019-12-10 | 5 | 52.8601 | 213396.3116 | kWh | GSD
8784 | 0 | 0 | [6 empty] | 2019-12-10 | 6 | 57.739 | 233092.4333 | kWh | GSD
8784 | 0 | 0 | [6 empty] | 2019-12-10 | 7 | 65.8111 | 265679.5716 | kWh | GSD
8784 | 0 | 0 | [6 empty] | 2019-12-10 | 8 | 76.4678 | 308700.4163 | kWh | GSD
8784 | 0 | 0 | [6 empty] | 2019-12-10 | 9 | 84.4811 | 341050.379 | kWh | GSD
8784 | 0 | 0 | [6 empty] | 2019-12-10 | 10 | 92.1171 | 371876.6207 | kWh | GSD
8784 | 0 | 0 | [6 empty] | 2019-12-10 | 11 | 98.0913 | 395994.6945 | kWh | GSD
8784 | 0 | 0 | [6 empty] | 2019-12-10 | 12 | 102.2518 | 412790.5912 | kWh | GSD
8784 | 0 | 0 | [6 empty] | 2019-12-10 | 13 | 104.4622 | 421713.8116 | kWh | GSD
8784 | 0 | 0 | [6 empty] | 2019-12-10 | 14 | 106.5203 | 430022.4353 | kWh | GSD
8784 | 0 | 0 | [6 empty] | 2019-12-10 | 15 | 107.3874 | 433522.8521 | kWh | GSD
8784 | 0 | 0 | [6 empty] | 2019-12-10 | 16 | 104.2838 | 420993.8146 | kWh | GSD
8784 | 0 | 0 | [6 empty] | 2019-12-10 | 17 | 98.567 | 397914.7897 | kWh | GSD
8784 | 0 | 0 | [6 empty] | 2019-12-10 | 18 | 92.7864 | 374578.6033 | kWh | GSD
8784 | 0 | 0 | [6 empty] | 2019-12-10 | 19 | 87.3012 | 352434.995 | kWh | GSD
8784 | 0 | 0 | [6 empty] | 2019-12-10 | 20 | 82.0454 | 331217.1643 | kWh | GSD
8784 | 0 | 0 | [6 empty] | 2019-12-10 | 21 | 77.0546 | 311069.2567 | kWh | GSD
8784 | 0 | 0 | [6 empty] | 2019-12-10 | 22 | 72.0648 | 290925.7985 | kWh | GSD
8784 | 0 | 0 | [6 empty] | 2019-12-10 | 23 | 66.8929 | 270046.6661 | kWh | GSD
8784 | 0 | 0 | [6 empty] | 2019-12-10 | 24 | 62.6784 | 253032.7007 | kWh | GSD
8784 | 0 | 0 | [6 empty] | 2019-12-11 | 1 | 58.9024 | 237788.9281 | kWh | GSD
8784 | 0 | 0 | [6 empty] | 2019-12-11 | 2 | 56.8511 | 229508.0913 | kWh | GSD
8784 | 0 | 0 | [6 empty] | 2019-12-11 | 3 | 55.4962 | 224038.1093 | kWh | GSD
8784 | 0 | 0 | [6 empty] | 2019-12-11 | 4 | 54.5224 | 220106.9622 | kWh | GSD
8784 | 0 | 0 | [6 empty] | 2019-12-11 | 5 | 55.7888 | 225219.5382 | kWh | GSD
8784 | 0 | 0 | [6 empty] | 2019-12-11 | 6 | 60.9665 | 246121.612 | kWh | GSD
8784 | 0 | 0 | [6 empty] | 2019-12-11 | 7 | 68.8239 | 277841.9866 | kWh | GSD
8784 | 0 | 0 | [6 empty] | 2019-12-11 | 8 | 77.8027 | 314089.5052 | kWh | GSD
8784 | 0 | 0 | [6 empty] | 2019-12-11 | 9 | 84.3543 | 340538.1909 | kWh | GSD
8784 | 0 | 0 | [6 empty] | 2019-12-11 | 10 | 89.5433 | 361486.3915 | kWh | GSD
8784 | 0 | 0 | [6 empty] | 2019-12-11 | 11 | 92.9142 | 375094.5871 | kWh | GSD
8784 | 0 | 0 | [6 empty] | 2019-12-11 | 12 | 93.2513 | 376455.5024 | kWh | GSD
8784 | 0 | 0 | [6 empty] | 2019-12-11 | 13 | 91.9911 | 371367.8992 | kWh | GSD
8784 | 0 | 0 | [6 empty] | 2019-12-11 | 14 | 91.1071 | 367799.3564 | kWh | GSD
8784 | 0 | 0 | [6 empty] | 2019-12-11 | 15 | 89.4406 | 361071.6136 | kWh | GSD
8784 | 0 | 0 | [6 empty] | 2019-12-11 | 16 | 87.7399 | 354205.9529 | kWh | GSD
8784 | 0 | 0 | [6 empty] | 2019-12-11 | 17 | 83.4993 | 337086.6299 | kWh | GSD
8784 | 0 | 0 | [6 empty] | 2019-12-11 | 18 | 79.5435 | 321117.1707 | kWh | GSD
8784 | 0 | 0 | [6 empty] | 2019-12-11 | 19 | 77.3808 | 312386.4448 | kWh | GSD
8784 | 0 | 0 | [6 empty] | 2019-12-11 | 20 | 73.8289 | 298047.0919 | kWh | GSD
8784 | 0 | 0 | [6 empty] | 2019-12-11 | 21 | 70.7828 | 285750.2573 | kWh | GSD
8784 | 0 | 0 | [6 empty] | 2019-12-11 | 22 | 66.7686 | 269545.0379 | kWh | GSD
8784 | 0 | 0 | [6 empty] | 2019-12-11 | 23 | 62.6557 | 252940.9631 | kWh | GSD
8784 | 0 | 0 | [6 empty] | 2019-12-11 | 24 | 58.3814 | 235685.619 | kWh | GSD
8784 | 0 | 0 | [6 empty] | 2019-12-12 | 1 | 54.9522 | 221841.8937 | kWh | GSD
8784 | 0 | 0 | [6 empty] | 2019-12-12 | 2 | 52.576 | 212249.2866 | kWh | GSD
8784 | 0 | 0 | [6 empty] | 2019-12-12 | 3 | 51.3641 | 207357.0613 | kWh | GSD
8784 | 0 | 0 | [6 empty] | 2019-12-12 | 4 | 51.2669 | 206964.3911 | kWh | GSD
8784 | 0 | 0 | [6 empty] | 2019-12-12 | 5 | 52.1654 | 210591.677 | kWh | GSD
8784 | 0 | 0 | [6 empty] | 2019-12-12 | 6 | 57.5315 | 232254.7716 | kWh | GSD
8784 | 0 | 0 | [6 empty] | 2019-12-12 | 7 | 65.0757 | 262710.5909 | kWh | GSD
8784 | 0 | 0 | [6 empty] | 2019-12-12 | 8 | 75.499 | 304789.4223 | kWh | GSD
8784 | 0 | 0 | [6 empty] | 2019-12-12 | 9 | 83.1055 | 335496.8369 | kWh | GSD
8784 | 0 | 0 | [6 empty] | 2019-12-12 | 10 | 88.3822 | 356799.018 | kWh | GSD
8784 | 0 | 0 | [6 empty] | 2019-12-12 | 11 | 91.1411 | 367936.4602 | kWh | GSD
8784 | 0 | 0 | [6 empty] | 2019-12-12 | 12 | 91.6953 | 370173.8836 | kWh | GSD
8784 | 0 | 0 | [6 empty] | 2019-12-12 | 13 | 92.8388 | 374790.1987 | kWh | GSD
8784 | 0 | 0 | [6 empty] | 2019-12-12 | 14 | 92.2774 | 372523.6704 | kWh | GSD
8784 | 0 | 0 | [6 empty] | 2019-12-12 | 15 | 91.5015 | 369391.6813 | kWh | GSD
8784 | 0 | 0 | [6 empty] | 2019-12-12 | 16 | 88.8088 | 358521.0551 | kWh | GSD
8784 | 0 | 0 | [6 empty] | 2019-12-12 | 17 | 84.2309 | 340040.235 | kWh | GSD
8784 | 0 | 0 | [6 empty] | 2019-12-12 | 18 | 80.596 | 325365.9856 | kWh | GSD
8784 | 0 | 0 | [6 empty] | 2019-12-12 | 19 | 78.2479 | 315886.8842 | kWh | GSD
8784 | 0 | 0 | [6 empty] | 2019-12-12 | 20 | 74.4759 | 300659.1855 | kWh | GSD
8784 | 0 | 0 | [6 empty] | 2019-12-12 | 21 | 71.6002 | 289050.1004 | kWh | GSD
8784 | 0 | 0 | [6 empty] | 2019-12-12 | 22 | 66.9043 | 270092.6616 | kWh | GSD
8784 | 0 | 0 | [6 empty] | 2019-12-12 | 23 | 62.8913 | 253892.3373 | kWh | GSD
8784 | 0 | 0 | [6 empty] | 2019-12-12 | 24 | 59.2208 | 239074.2138 | kWh | GSD
8784 | 0 | 0 | [6 empty] | 2019-12-13 | 1 | 55.3788 | 223564.2229 | kWh | GSD
8784 | 0 | 0 | [6 empty] | 2019-12-13 | 2 | 53.5885 | 216336.9759 | kWh | GSD
8784 | 0 | 0 | [6 empty] | 2019-12-13 | 3 | 52.7504 | 212953.3176 | kWh | GSD
8784 | 0 | 0 | [6 empty] | 2019-12-13 | 4 | 52.6445 | 212525.7669 | kWh | GSD
8784 | 0 | 0 | [6 empty] | 2019-12-13 | 5 | 53.6198 | 216463.0555 | kWh | GSD
8784 | 0 | 0 | [6 empty] | 2019-12-13 | 6 | 58.2104 | 234995.577 | kWh | GSD
8784 | 0 | 0 | [6 empty] | 2019-12-13 | 7 | 66.0099 | 266481.799 | kWh | GSD
8784 | 0 | 0 | [6 empty] | 2019-12-13 | 8 | 76.1736 | 307512.7099 | kWh | GSD
8784 | 0 | 0 | [6 empty] | 2019-12-13 | 9 | 83.696 | 337880.7988 | kWh | GSD
8784 | 0 | 0 | [6 empty] | 2019-12-13 | 10 | 89.2546 | 360320.6584 | kWh | GSD
8784 | 0 | 0 | [6 empty] | 2019-12-13 | 11 | 92.6471 | 374016.4956 | kWh | GSD
8784 | 0 | 0 | [6 empty] | 2019-12-13 | 12 | 94.7272 | 382413.8415 | kWh | GSD
8784 | 0 | 0 | [6 empty] | 2019-12-13 | 13 | 95.8026 | 386755.2647 | kWh | GSD
8784 | 0 | 0 | [6 empty] | 2019-12-13 | 14 | 95.8482 | 386939.1117 | kWh | GSD
8784 | 0 | 0 | [6 empty] | 2019-12-13 | 15 | 94.2457 | 380469.8403 | kWh | GSD
8784 | 0 | 0 | [6 empty] | 2019-12-13 | 16 | 91.1856 | 368116.3261 | kWh | GSD
8784 | 0 | 0 | [6 empty] | 2019-12-13 | 17 | 86.238 | 348142.9273 | kWh | GSD
8784 | 0 | 0 | [6 empty] | 2019-12-13 | 18 | 81.4118 | 328659.4599 | kWh | GSD
8784 | 0 | 0 | [6 empty] | 2019-12-13 | 19 | 79.117 | 319395.3455 | kWh | GSD
8784 | 0 | 0 | [6 empty] | 2019-12-13 | 20 | 75.227 | 303691.3382 | kWh | GSD
8784 | 0 | 0 | [6 empty] | 2019-12-13 | 21 | 71.7278 | 289565.0549 | kWh | GSD
8784 | 0 | 0 | [6 empty] | 2019-12-13 | 22 | 68.3467 | 275915.6105 | kWh | GSD
8784 | 0 | 0 | [6 empty] | 2019-12-13 | 23 | 62.9207 | 254010.8624 | kWh | GSD
8784 | 0 | 0 | [6 empty] | 2019-12-13 | 24 | 58.6972 | 236960.6119 | kWh | GSD
8784 | 0 | 0 | [6 empty] | 2019-12-14 | 1 | 55.4716 | 223938.9502 | kWh | GSD
8784 | 0 | 0 | [6 empty] | 2019-12-14 | 2 | 53.7205 | 216869.7793 | kWh | GSD
8784 | 0 | 0 | [6 empty] | 2019-12-14 | 3 | 52.4224 | 211629.3753 | kWh | GSD
8784 | 0 | 0 | [6 empty] | 2019-12-14 | 4 | 51.8831 | 209451.9464 | kWh | GSD
8784 | 0 | 0 | [6 empty] | 2019-12-14 | 5 | 52.255 | 210953.4287 | kWh | GSD
8784 | 0 | 0 | [6 empty] | 2019-12-14 | 6 | 52.8206 | 213236.8914 | kWh | GSD
8784 | 0 | 0 | [6 empty] | 2019-12-14 | 7 | 55.4929 | 224024.7633 | kWh | GSD
8784 | 0 | 0 | [6 empty] | 2019-12-14 | 8 | 60.4966 | 244224.9471 | kWh | GSD
8784 | 0 | 0 | [6 empty] | 2019-12-14 | 9 | 63.3988 | 255941.0123 | kWh | GSD
8784 | 0 | 0 | [6 empty] | 2019-12-14 | 10 | 65.437 | 264169.344 | kWh | GSD
8784 | 0 | 0 | [6 empty] | 2019-12-14 | 11 | 66.4713 | 268344.5896 | kWh | GSD
8784 | 0 | 0 | [6 empty] | 2019-12-14 | 12 | 67.7366 | 273452.5461 | kWh | GSD
8784 | 0 | 0 | [6 empty] | 2019-12-14 | 13 | 67.9888 | 274470.8422 | kWh | GSD
8784 | 0 | 0 | [6 empty] | 2019-12-14 | 14 | 66.691 | 269231.5406 | kWh | GSD
8784 | 0 | 0 | [6 empty] | 2019-12-14 | 15 | 65.8693 | 265914.4503 | kWh | GSD
8784 | 0 | 0 | [6 empty] | 2019-12-14 | 16 | 65.4533 | 264234.9949 | kWh | GSD
8784 | 0 | 0 | [6 empty] | 2019-12-14 | 17 | 63.5671 | 256620.5039 | kWh | GSD
8784 | 0 | 0 | [6 empty] | 2019-12-14 | 18 | 63.1125 | 254785.2963 | kWh | GSD
8784 | 0 | 0 | [6 empty] | 2019-12-14 | 19 | 63.4489 | 256143.2707 | kWh | GSD
8784 | 0 | 0 | [6 empty] | 2019-12-14 | 20 | 63.1314 | 254861.5262 | kWh | GSD
8784 | 0 | 0 | [6 empty] | 2019-12-14 | 21 | 61.6878 | 249033.6448 | kWh | GSD
8784 | 0 | 0 | [6 empty] | 2019-12-14 | 22 | 60.1639 | 242881.6403 | kWh | GSD
8784 | 0 | 0 | [6 empty] | 2019-12-14 | 23 | 57.6791 | 232850.6209 | kWh | GSD
8784 | 0 | 0 | [6 empty] | 2019-12-14 | 24 | 54.6223 | 220510.1362 | kWh | GSD
8784 | 0 | 0 | [6 empty] | 2019-12-15 | 1 | 53.2053 | 214789.8459 | kWh | GSD
8784 | 0 | 0 | [6 empty] | 2019-12-15 | 2 | 51.848 | 209310.3241 | kWh | GSD
8784 | 0 | 0 | [6 empty] | 2019-12-15 | 3 | 51.4533 | 207716.8714 | kWh | GSD
8784 | 0 | 0 | [6 empty] | 2019-12-15 | 4 | 50.6636 | 204529.088 | kWh | GSD
8784 | 0 | 0 | [6 empty] | 2019-12-15 | 5 | 50.9826 | 205816.7849 | kWh | GSD
8784 | 0 | 0 | [6 empty] | 2019-12-15 | 6 | 52.7397 | 212910.0988 | kWh | GSD
8784 | 0 | 0 | [6 empty] | 2019-12-15 | 7 | 55.3141 | 223302.858 | kWh | GSD
8784 | 0 | 0 | [6 empty] | 2019-12-15 | 8 | 59.3505 | 239598.0008 | kWh | GSD
8784 | 0 | 0 | [6 empty] | 2019-12-15 | 9 | 60.0542 | 242438.9748 | kWh | GSD
8784 | 0 | 0 | [6 empty] | 2019-12-15 | 10 | 61.248 | 247258.3069 | kWh | GSD
8784 | 0 | 0 | [6 empty] | 2019-12-15 | 11 | 62.3848 | 251847.4656 | kWh | GSD
8784 | 0 | 0 | [6 empty] | 2019-12-15 | 12 | 62.0434 | 250469.2793 | kWh | GSD
8784 | 0 | 0 | [6 empty] | 2019-12-15 | 13 | 61.9553 | 250113.5112 | kWh | GSD
8784 | 0 | 0 | [6 empty] | 2019-12-15 | 14 | 61.1863 | 247009.0434 | kWh | GSD
8784 | 0 | 0 | [6 empty] | 2019-12-15 | 15 | 60.3272 | 243540.8178 | kWh | GSD
8784 | 0 | 0 | [6 empty] | 2019-12-15 | 16 | 59.779 | 241327.709 | kWh | GSD
8784 | 0 | 0 | [6 empty] | 2019-12-15 | 17 | 59.1792 | 238906.3224 | kWh | GSD
8784 | 0 | 0 | [6 empty] | 2019-12-15 | 18 | 59.0342 | 238321.1069 | kWh | GSD
8784 | 0 | 0 | [6 empty] | 2019-12-15 | 19 | 59.5097 | 240240.8342 | kWh | GSD
8784 | 0 | 0 | [6 empty] | 2019-12-15 | 20 | 59.4288 | 239913.9712 | kWh | GSD
8784 | 0 | 0 | [6 empty] | 2019-12-15 | 21 | 58.0381 | 234299.9639 | kWh | GSD
8784 | 0 | 0 | [6 empty] | 2019-12-15 | 22 | 56.7812 | 229225.7921 | kWh | GSD
8784 | 0 | 0 | [6 empty] | 2019-12-15 | 23 | 54.9853 | 221975.7419 | kWh | GSD
8784 | 0 | 0 | [6 empty] | 2019-12-15 | 24 | 53.2207 | 214852.1408 | kWh | GSD
8784 | 0 | 0 | [6 empty] | 2019-12-16 | 1 | 51.8143 | 209174.3964 | kWh | GSD
8784 | 0 | 0 | [6 empty] | 2019-12-16 | 2 | 51.2119 | 206742.6059 | kWh | GSD
8784 | 0 | 0 | [6 empty] | 2019-12-16 | 3 | 50.6339 | 204409.1399 | kWh | GSD
8784 | 0 | 0 | [6 empty] | 2019-12-16 | 4 | 50.9655 | 205747.5256 | kWh | GSD
8784 | 0 | 0 | [6 empty] | 2019-12-16 | 5 | 52.4518 | 211747.8677 | kWh | GSD
8784 | 0 | 0 | [6 empty] | 2019-12-16 | 6 | 57.2003 | 230917.4743 | kWh | GSD
8784 | 0 | 0 | [6 empty] | 2019-12-16 | 7 | 65.7835 | 265568.0453 | kWh | GSD
8784 | 0 | 0 | [6 empty] | 2019-12-16 | 8 | 77.2216 | 311743.6782 | kWh | GSD
8784 | 0 | 0 | [6 empty] | 2019-12-16 | 9 | 83.6808 | 337819.2858 | kWh | GSD
8784 | 0 | 0 | [6 empty] | 2019-12-16 | 10 | 89.645 | 361896.671 | kWh | GSD
8784 | 0 | 0 | [6 empty] | 2019-12-16 | 11 | 92.5237 | 373518.165 | kWh | GSD
8784 | 0 | 0 | [6 empty] | 2019-12-16 | 12 | 94.593 | 381871.8276 | kWh | GSD
8784 | 0 | 0 | [6 empty] | 2019-12-16 | 13 | 97.4888 | 393562.1526 | kWh | GSD
8784 | 0 | 0 | [6 empty] | 2019-12-16 | 14 | 98.5387 | 397800.6243 | kWh | GSD
8784 | 0 | 0 | [6 empty] | 2019-12-16 | 15 | 99.2377 | 400622.6037 | kWh | GSD
8784 | 0 | 0 | [6 empty] | 2019-12-16 | 16 | 96.2822 | 388691.2644 | kWh | GSD
8784 | 0 | 0 | [6 empty] | 2019-12-16 | 17 | 91.2847 | 368516.4295 | kWh | GSD
8784 | 0 | 0 | [6 empty] | 2019-12-16 | 18 | 85.8556 | 346599.1159 | kWh | GSD
8784 | 0 | 0 | [6 empty] | 2019-12-16 | 19 | 80.9074 | 326623.3068 | kWh | GSD
8784 | 0 | 0 | [6 empty] | 2019-12-16 | 20 | 77.1672 | 311523.8242 | kWh | GSD
8784 | 0 | 0 | [6 empty] | 2019-12-16 | 21 | 73.3807 | 296237.7548 | kWh | GSD
8784 | 0 | 0 | [6 empty] | 2019-12-16 | 22 | 69.3835 | 280101.0736 | kWh | GSD
8784 | 0 | 0 | [6 empty] | 2019-12-16 | 23 | 64.6733 | 261086.1593 | kWh | GSD
8784 | 0 | 0 | [6 empty] | 2019-12-16 | 24 | 60.6553 | 244865.5976 | kWh | GSD
8784 | 0 | 0 | [6 empty] | 2019-12-17 | 1 | 56.8661 | 229568.3025 | kWh | GSD
8784 | 0 | 0 | [6 empty] | 2019-12-17 | 2 | 54.6762 | 220727.7842 | kWh | GSD
8784 | 0 | 0 | [6 empty] | 2019-12-17 | 3 | 53.0197 | 214040.7036 | kWh | GSD
8784 | 0 | 0 | [6 empty] | 2019-12-17 | 4 | 52.6562 | 212573.0226 | kWh | GSD
8784 | 0 | 0 | [6 empty] | 2019-12-17 | 5 | 53.9571 | 217824.9188 | kWh | GSD
8784 | 0 | 0 | [6 empty] | 2019-12-17 | 6 | 59.1153 | 238648.6028 | kWh | GSD
8784 | 0 | 0 | [6 empty] | 2019-12-17 | 7 | 68.1012 | 274924.4038 | kWh | GSD
8784 | 0 | 0 | [6 empty] | 2019-12-17 | 8 | 79.627 | 321454.2973 | kWh | GSD
8784 | 0 | 0 | [6 empty] | 2019-12-17 | 9 | 88.3327 | 356599.1606 | kWh | GSD
8784 | 0 | 0 | [6 empty] | 2019-12-17 | 10 | 96.6764 | 390282.761 | kWh | GSD
8784 | 0 | 0 | [6 empty] | 2019-12-17 | 11 | 100.6913 | 406490.7551 | kWh | GSD
8784 | 0 | 0 | [6 empty] | 2019-12-17 | 12 | 102.581 | 414119.3099 | kWh | GSD
8784 | 0 | 0 | [6 empty] | 2019-12-17 | 13 | 104.5019 | 421874.3377 | kWh | GSD
8784 | 0 | 0 | [6 empty] | 2019-12-17 | 14 | 106.1549 | 428547.441 | kWh | GSD
8784 | 0 | 0 | [6 empty] | 2019-12-17 | 15 | 105.1607 | 424533.7343 | kWh | GSD
8784 | 0 | 0 | [6 empty] | 2019-12-17 | 16 | 102.2476 | 412773.3601 | kWh | GSD
8784 | 0 | 0 | [6 empty] | 2019-12-17 | 17 | 96.9218 | 391273.4718 | kWh | GSD
8784 | 0 | 0 | [6 empty] | 2019-12-17 | 18 | 89.0653 | 359556.7396 | kWh | GSD
8784 | 0 | 0 | [6 empty] | 2019-12-17 | 19 | 81.7652 | 330086.0638 | kWh | GSD
8784 | 0 | 0 | [6 empty] | 2019-12-17 | 20 | 76.513 | 308883.0676 | kWh | GSD
8784 | 0 | 0 | [6 empty] | 2019-12-17 | 21 | 72.858 | 294127.8338 | kWh | GSD
8784 | 0 | 0 | [6 empty] | 2019-12-17 | 22 | 68.9737 | 278447.0186 | kWh | GSD
8784 | 0 | 0 | [6 empty] | 2019-12-17 | 23 | 64.8623 | 261848.9783 | kWh | GSD
8784 | 0 | 0 | [6 empty] | 2019-12-17 | 24 | 60.7723 | 245337.7662 | kWh | GSD
8784 | 0 | 0 | [6 empty] | 2019-12-18 | 1 | 56.0792 | 226391.8993 | kWh | GSD
8784 | 0 | 0 | [6 empty] | 2019-12-18 | 2 | 53.074 | 214259.8028 | kWh | GSD
8784 | 0 | 0 | [6 empty] | 2019-12-18 | 3 | 51.4893 | 207862.475 | kWh | GSD
8784 | 0 | 0 | [6 empty] | 2019-12-18 | 4 | 50.7177 | 204747.2996 | kWh | GSD
8784 | 0 | 0 | [6 empty] | 2019-12-18 | 5 | 51.2677 | 206967.5676 | kWh | GSD
8784 | 0 | 0 | [6 empty] | 2019-12-18 | 6 | 56.3856 | 227628.6445 | kWh | GSD
8784 | 0 | 0 | [6 empty] | 2019-12-18 | 7 | 64.647 | 260979.9167 | kWh | GSD
8784 | 0 | 0 | [6 empty] | 2019-12-18 | 8 | 74.6459 | 301345.4489 | kWh | GSD
8784 | 0 | 0 | [6 empty] | 2019-12-18 | 9 | 83.001 | 335074.9328 | kWh | GSD
8784 | 0 | 0 | [6 empty] | 2019-12-18 | 10 | 89.5768 | 361621.5013 | kWh | GSD
8784 | 0 | 0 | [6 empty] | 2019-12-18 | 11 | 90.6924 | 366125.3874 | kWh | GSD
8784 | 0 | 0 | [6 empty] | 2019-12-18 | 12 | 90.7162 | 366221.3238 | kWh | GSD
8784 | 0 | 0 | [6 empty] | 2019-12-18 | 13 | 89.5132 | 361364.9591 | kWh | GSD
8784 | 0 | 0 | [6 empty] | 2019-12-18 | 14 | 89.1904 | 360061.6313 | kWh | GSD
8784 | 0 | 0 | [6 empty] | 2019-12-18 | 15 | 88.8645 | 358745.9246 | kWh | GSD
8784 | 0 | 0 | [6 empty] | 2019-12-18 | 16 | 86.35 | 348594.7547 | kWh | GSD
8784 | 0 | 0 | [6 empty] | 2019-12-18 | 17 | 82.9201 | 334748.4613 | kWh | GSD
8784 | 0 | 0 | [6 empty] | 2019-12-18 | 18 | 79.0204 | 319005.2271 | kWh | GSD
8784 | 0 | 0 | [6 empty] | 2019-12-18 | 19 | 77.4027 | 312474.6579 | kWh | GSD
8784 | 0 | 0 | [6 empty] | 2019-12-18 | 20 | 74.9191 | 302448.3307 | kWh | GSD
8784 | 0 | 0 | [6 empty] | 2019-12-18 | 21 | 73.1703 | 295388.4496 | kWh | GSD
8784 | 0 | 0 | [6 empty] | 2019-12-18 | 22 | 69.2858 | 279706.5814 | kWh | GSD
8784 | 0 | 0 | [6 empty] | 2019-12-18 | 23 | 65.6281 | 264940.7476 | kWh | GSD
8784 | 0 | 0 | [6 empty] | 2019-12-18 | 24 | 61.9189 | 249966.4943 | kWh | GSD
8784 | 0 | 0 | [6 empty] | 2019-12-19 | 1 | 58.5234 | 236258.9948 | kWh | GSD
8784 | 0 | 0 | [6 empty] | 2019-12-19 | 2 | 57.5945 | 232508.9658 | kWh | GSD
8784 | 0 | 0 | [6 empty] | 2019-12-19 | 3 | 56.8127 | 229352.8422 | kWh | GSD
8784 | 0 | 0 | [6 empty] | 2019-12-19 | 4 | 57.6411 | 232697.0803 | kWh | GSD
8784 | 0 | 0 | [6 empty] | 2019-12-19 | 5 | 58.9129 | 237831.5259 | kWh | GSD
8784 | 0 | 0 | [6 empty] | 2019-12-19 | 6 | 65.2803 | 263536.5242 | kWh | GSD
8784 | 0 | 0 | [6 empty] | 2019-12-19 | 7 | 74.8629 | 302221.5057 | kWh | GSD
8784 | 0 | 0 | [6 empty] | 2019-12-19 | 8 | 86.2754 | 348293.8115 | kWh | GSD
8784 | 0 | 0 | [6 empty] | 2019-12-19 | 9 | 93.2055 | 376270.6024 | kWh | GSD
8784 | 0 | 0 | [6 empty] | 2019-12-19 | 10 | 96.6258 | 390078.481 | kWh | GSD
8784 | 0 | 0 | [6 empty] | 2019-12-19 | 11 | 95.3848 | 385068.6121 | kWh | GSD
8784 | 0 | 0 | [6 empty] | 2019-12-19 | 12 | 92.533 | 373555.8599 | kWh | GSD
8784 | 0 | 0 | [6 empty] | 2019-12-19 | 13 | 91.622 | 369877.9865 | kWh | GSD
8784 | 0 | 0 | [6 empty] | 2019-12-19 | 14 | 90.2835 | 364474.5918 | kWh | GSD
8784 | 0 | 0 | [6 empty] | 2019-12-19 | 15 | 88.2495 | 356263.2055 | kWh | GSD
8784 | 0 | 0 | [6 empty] | 2019-12-19 | 16 | 84.9576 | 342973.8139 | kWh | GSD
8784 | 0 | 0 | [6 empty] | 2019-12-19 | 17 | 81.0443 | 327175.9206 | kWh | GSD
8784 | 0 | 0 | [6 empty] | 2019-12-19 | 18 | 78.7343 | 317850.1754 | kWh | GSD
8784 | 0 | 0 | [6 empty] | 2019-12-19 | 19 | 77.9919 | 314853.2015 | kWh | GSD
8784 | 0 | 0 | [6 empty] | 2019-12-19 | 20 | 75.0777 | 303088.6044 | kWh | GSD
8784 | 0 | 0 | [6 empty] | 2019-12-19 | 21 | 71.479 | 288560.9103 | kWh | GSD
8784 | 0 | 0 | [6 empty] | 2019-12-19 | 22 | 67.7793 | 273624.9506 | kWh | GSD
8784 | 0 | 0 | [6 empty] | 2019-12-19 | 23 | 63.9543 | 258183.6753 | kWh | GSD
8784 | 0 | 0 | [6 empty] | 2019-12-19 | 24 | 60.2916 | 243397.1417 | kWh | GSD
8784 | 0 | 0 | [6 empty] | 2019-12-20 | 1 | 57.6547 | 232752.0614 | kWh | GSD
8784 | 0 | 0 | [6 empty] | 2019-12-20 | 2 | 56.1308 | 226599.8414 | kWh | GSD
8784 | 0 | 0 | [6 empty] | 2019-12-20 | 3 | 55.0522 | 222245.6944 | kWh | GSD
8784 | 0 | 0 | [6 empty] | 2019-12-20 | 4 | 54.4037 | 219627.5727 | kWh | GSD
8784 | 0 | 0 | [6 empty] | 2019-12-20 | 5 | 56.0563 | 226299.4166 | kWh | GSD
8784 | 0 | 0 | [6 empty] | 2019-12-20 | 6 | 59.9074 | 241846.08 | kWh | GSD
8784 | 0 | 0 | [6 empty] | 2019-12-20 | 7 | 67.4447 | 272274.0946 | kWh | GSD
8784 | 0 | 0 | [6 empty] | 2019-12-20 | 8 | 77.0342 | 310987.025 | kWh | GSD
8784 | 0 | 0 | [6 empty] | 2019-12-20 | 9 | 82.4032 | 332661.7966 | kWh | GSD
8784 | 0 | 0 | [6 empty] | 2019-12-20 | 10 | 84.5027 | 341137.3207 | kWh | GSD
8784 | 0 | 0 | [6 empty] | 2019-12-20 | 11 | 85.1157 | 343611.9261 | kWh | GSD
8784 | 0 | 0 | [6 empty] | 2019-12-20 | 12 | 84.1936 | 339889.5789 | kWh | GSD
8784 | 0 | 0 | [6 empty] | 2019-12-20 | 13 | 84.3006 | 340321.6829 | kWh | GSD
8784 | 0 | 0 | [6 empty] | 2019-12-20 | 14 | 82.8661 | 334530.3138 | kWh | GSD
8784 | 0 | 0 | [6 empty] | 2019-12-20 | 15 | 82.4634 | 332904.5955 | kWh | GSD
8784 | 0 | 0 | [6 empty] | 2019-12-20 | 16 | 79.2812 | 320058.3493 | kWh | GSD
8784 | 0 | 0 | [6 empty] | 2019-12-20 | 17 | 76.5888 | 309189.058 | kWh | GSD
8784 | 0 | 0 | [6 empty] | 2019-12-20 | 18 | 74.3187 | 300024.7685 | kWh | GSD
8784 | 0 | 0 | [6 empty] | 2019-12-20 | 19 | 72.487 | 292630.083 | kWh | GSD
8784 | 0 | 0 | [6 empty] | 2019-12-20 | 20 | 70.7207 | 285499.464 | kWh | GSD
8784 | 0 | 0 | [6 empty] | 2019-12-20 | 21 | 67.8988 | 274107.5649 | kWh | GSD
8784 | 0 | 0 | [6 empty] | 2019-12-20 | 22 | 65.7202 | 265312.3209 | kWh | GSD
8784 | 0 | 0 | [6 empty] | 2019-12-20 | 23 | 62.0344 | 250432.9481 | kWh | GSD
8784 | 0 | 0 | [6 empty] | 2019-12-20 | 24 | 58.2697 | 235234.7889 | kWh | GSD
8784 | 0 | 0 | [6 empty] | 2019-12-21 | 1 | 54.4414 | 219779.8384 | kWh | GSD
8784 | 0 | 0 | [6 empty] | 2019-12-21 | 2 | 53.7228 | 216878.8509 | kWh | GSD
8784 | 0 | 0 | [6 empty] | 2019-12-21 | 3 | 52.248 | 210925.2552 | kWh | GSD
8784 | 0 | 0 | [6 empty] | 2019-12-21 | 4 | 50.8328 | 205212.1454 | kWh | GSD
8784 | 0 | 0 | [6 empty] | 2019-12-21 | 5 | 51.0578 | 206120.4638 | kWh | GSD
8784 | 0 | 0 | [6 empty] | 2019-12-21 | 6 | 52.6638 | 212603.8666 | kWh | GSD
8784 | 0 | 0 | [6 empty] | 2019-12-21 | 7 | 55.7186 | 224935.8825 | kWh | GSD
8784 | 0 | 0 | [6 empty] | 2019-12-21 | 8 | 60.8431 | 245623.76 | kWh | GSD
8784 | 0 | 0 | [6 empty] | 2019-12-21 | 9 | 62.8118 | 253571.0895 | kWh | GSD
8784 | 0 | 0 | [6 empty] | 2019-12-21 | 10 | 64.5866 | 260736.2557 | kWh | GSD
8784 | 0 | 0 | [6 empty] | 2019-12-21 | 11 | 64.9826 | 262334.7844 | kWh | GSD
8784 | 0 | 0 | [6 empty] | 2019-12-21 | 12 | 65.2061 | 263237.0699 | kWh | GSD
8784 | 0 | 0 | [6 empty] | 2019-12-21 | 13 | 64.6578 | 261023.585 | kWh | GSD
8784 | 0 | 0 | [6 empty] | 2019-12-21 | 14 | 63.9487 | 258160.7537 | kWh | GSD
8784 | 0 | 0 | [6 empty] | 2019-12-21 | 15 | 62.4949 | 252292.0617 | kWh | GSD
8784 | 0 | 0 | [6 empty] | 2019-12-21 | 16 | 60.8372 | 245599.9158 | kWh | GSD
8784 | 0 | 0 | [6 empty] | 2019-12-21 | 17 | 59.8478 | 241605.7564 | kWh | GSD
8784 | 0 | 0 | [6 empty] | 2019-12-21 | 18 | 59.9538 | 242033.5741 | kWh | GSD
8784 | 0 | 0 | [6 empty] | 2019-12-21 | 19 | 61.3358 | 247612.7839 | kWh | GSD
8784 | 0 | 0 | [6 empty] | 2019-12-21 | 20 | 61.2908 | 247430.8771 | kWh | GSD
8784 | 0 | 0 | [6 empty] | 2019-12-21 | 21 | 60.5056 | 244261.3053 | kWh | GSD
8784 | 0 | 0 | [6 empty] | 2019-12-21 | 22 | 59.0659 | 238449.001 | kWh | GSD
8784 | 0 | 0 | [6 empty] | 2019-12-21 | 23 | 56.9618 | 229954.6295 | kWh | GSD
8784 | 0 | 0 | [6 empty] | 2019-12-21 | 24 | 55.1235 | 222533.7339 | kWh | GSD
8784 | 0 | 0 | [6 empty] | 2019-12-22 | 1 | 52.7137 | 212805.0185 | kWh | GSD
8784 | 0 | 0 | [6 empty] | 2019-12-22 | 2 | 51.4233 | 207595.9455 | kWh | GSD
8784 | 0 | 0 | [6 empty] | 2019-12-22 | 3 | 50.2423 | 202828.2313 | kWh | GSD
8784 | 0 | 0 | [6 empty] | 2019-12-22 | 4 | 49.8013 | 201047.8069 | kWh | GSD
8784 | 0 | 0 | [6 empty] | 2019-12-22 | 5 | 49.9205 | 201529.2069 | kWh | GSD
8784 | 0 | 0 | [6 empty] | 2019-12-22 | 6 | 50.8863 | 205427.961 | kWh | GSD
8784 | 0 | 0 | [6 empty] | 2019-12-22 | 7 | 52.759 | 212988.2012 | kWh | GSD
8784 | 0 | 0 | [6 empty] | 2019-12-22 | 8 | 56.9083 | 229738.7143 | kWh | GSD
8784 | 0 | 0 | [6 empty] | 2019-12-22 | 9 | 58.8175 | 237446.3926 | kWh | GSD
8784 | 0 | 0 | [6 empty] | 2019-12-22 | 10 | 61.3467 | 247656.4881 | kWh | GSD
8784 | 0 | 0 | [6 empty] | 2019-12-22 | 11 | 62.0573 | 250525.3704 | kWh | GSD
8784 | 0 | 0 | [6 empty] | 2019-12-22 | 12 | 63.0119 | 254379.1221 | kWh | GSD
8784 | 0 | 0 | [6 empty] | 2019-12-22 | 13 | 63.3039 | 255557.9273 | kWh | GSD
8784 | 0 | 0 | [6 empty] | 2019-12-22 | 14 | 62.0217 | 250381.6204 | kWh | GSD
8784 | 0 | 0 | [6 empty] | 2019-12-22 | 15 | 60.2613 | 243274.8231 | kWh | GSD
8784 | 0 | 0 | [6 empty] | 2019-12-22 | 16 | 60.0445 | 242399.4899 | kWh | GSD
8784 | 0 | 0 | [6 empty] | 2019-12-22 | 17 | 60.0025 | 242230.2916 | kWh | GSD
8784 | 0 | 0 | [6 empty] | 2019-12-22 | 18 | 61.3742 | 247767.6108 | kWh | GSD
8784 | 0 | 0 | [6 empty] | 2019-12-22 | 19 | 62.4933 | 252285.6442 | kWh | GSD
8784 | 0 | 0 | [6 empty] | 2019-12-22 | 20 | 61.9525 | 250102.3691 | kWh | GSD
8784 | 0 | 0 | [6 empty] | 2019-12-22 | 21 | 60.2751 | 243330.4549 | kWh | GSD
8784 | 0 | 0 | [6 empty] | 2019-12-22 | 22 | 58.8516 | 237583.8429 | kWh | GSD
8784 | 0 | 0 | [6 empty] | 2019-12-22 | 23 | 57.4232 | 231817.2757 | kWh | GSD
8784 | 0 | 0 | [6 empty] | 2019-12-22 | 24 | 55.1543 | 222657.7607 | kWh | GSD
8784 | 0 | 0 | [6 empty] | 2019-12-23 | 1 | 53.6946 | 216765.0478 | kWh | GSD
8784 | 0 | 0 | [6 empty] | 2019-12-23 | 2 | 52.6135 | 212400.7461 | kWh | GSD
8784 | 0 | 0 | [6 empty] | 2019-12-23 | 3 | 51.7514 | 208920.3321 | kWh | GSD
8784 | 0 | 0 | [6 empty] | 2019-12-23 | 4 | 51.5154 | 207967.6872 | kWh | GSD
8784 | 0 | 0 | [6 empty] | 2019-12-23 | 5 | 52.3962 | 211523.3478 | kWh | GSD
8784 | 0 | 0 | [6 empty] | 2019-12-23 | 6 | 54.9143 | 221688.8848 | kWh | GSD
8784 | 0 | 0 | [6 empty] | 2019-12-23 | 7 | 61.1271 | 246769.9889 | kWh | GSD
8784 | 0 | 0 | [6 empty] | 2019-12-23 | 8 | 69.2644 | 279620.5174 | kWh | GSD
8784 | 0 | 0 | [6 empty] | 2019-12-23 | 9 | 73.7295 | 297645.7923 | kWh | GSD
8784 | 0 | 0 | [6 empty] | 2019-12-23 | 10 | 76.8652 | 310304.6917 | kWh | GSD
8784 | 0 | 0 | [6 empty] | 2019-12-23 | 11 | 77.792 | 314046.3453 | kWh | GSD
8784 | 0 | 0 | [6 empty] | 2019-12-23 | 12 | 78.5249 | 317005.0753 | kWh | GSD
8784 | 0 | 0 | [6 empty] | 2019-12-23 | 13 | 79.6836 | 321682.737 | kWh | GSD
8784 | 0 | 0 | [6 empty] | 2019-12-23 | 14 | 80.0801 | 323283.3523 | kWh | GSD
8784 | 0 | 0 | [6 empty] | 2019-12-23 | 15 | 79.4334 | 320672.4494 | kWh | GSD
8784 | 0 | 0 | [6 empty] | 2019-12-23 | 16 | 78.3823 | 316429.2853 | kWh | GSD
8784 | 0 | 0 | [6 empty] | 2019-12-23 | 17 | 74.0979 | 299133.3236 | kWh | GSD
8784 | 0 | 0 | [6 empty] | 2019-12-23 | 18 | 71.1434 | 287206.1059 | kWh | GSD
8784 | 0 | 0 | [6 empty] | 2019-12-23 | 19 | 69.4944 | 280548.8722 | kWh | GSD
8784 | 0 | 0 | [6 empty] | 2019-12-23 | 20 | 67.8402 | 273870.7915 | kWh | GSD
8784 | 0 | 0 | [6 empty] | 2019-12-23 | 21 | 65.2856 | 263557.9794 | kWh | GSD
8784 | 0 | 0 | [6 empty] | 2019-12-23 | 22 | 63.1683 | 255010.3617 | kWh | GSD
8784 | 0 | 0 | [6 empty] | 2019-12-23 | 23 | 59.7716 | 241298.0085 | kWh | GSD
8784 | 0 | 0 | [6 empty] | 2019-12-23 | 24 | 56.6925 | 228867.7391 | kWh | GSD
8784 | 0 | 0 | [6 empty] | 2019-12-24 | 1 | 52.9709 | 213843.6268 | kWh | GSD
8784 | 0 | 0 | [6 empty] | 2019-12-24 | 2 | 52.1338 | 210464.119 | kWh | GSD
8784 | 0 | 0 | [6 empty] | 2019-12-24 | 3 | 51.4356 | 207645.3536 | kWh | GSD
8784 | 0 | 0 | [6 empty] | 2019-12-24 | 4 | 51.259 | 206932.7051 | kWh | GSD
8784 | 0 | 0 | [6 empty] | 2019-12-24 | 5 | 51.7182 | 208786.3653 | kWh | GSD
8784 | 0 | 0 | [6 empty] | 2019-12-24 | 6 | 54.6968 | 220811.0694 | kWh | GSD
8784 | 0 | 0 | [6 empty] | 2019-12-24 | 7 | 58.7414 | 237139.2107 | kWh | GSD
8784 | 0 | 0 | [6 empty] | 2019-12-24 | 8 | 64.1697 | 259053.0946 | kWh | GSD
8784 | 0 | 0 | [6 empty] | 2019-12-24 | 9 | 67.0563 | 270706.3757 | kWh | GSD
8784 | 0 | 0 | [6 empty] | 2019-12-24 | 10 | 68.8643 | 278005.0184 | kWh | GSD
8784 | 0 | 0 | [6 empty] | 2019-12-24 | 11 | 70.0407 | 282754.2052 | kWh | GSD
8784 | 0 | 0 | [6 empty] | 2019-12-24 | 12 | 69.6315 | 281102.2499 | kWh | GSD
8784 | 0 | 0 | [6 empty] | 2019-12-24 | 13 | 68.4337 | 276266.6461 | kWh | GSD
8784 | 0 | 0 | [6 empty] | 2019-12-24 | 14 | 66.646 | 269049.8733 | kWh | GSD
8784 | 0 | 0 | [6 empty] | 2019-12-24 | 15 | 65.3628 | 263869.673 | kWh | GSD
8784 | 0 | 0 | [6 empty] | 2019-12-24 | 16 | 64.1099 | 258811.697 | kWh | GSD
8784 | 0 | 0 | [6 empty] | 2019-12-24 | 17 | 62.6816 | 253045.6338 | kWh | GSD
8784 | 0 | 0 | [6 empty] | 2019-12-24 | 18 | 62.8827 | 253857.3455 | kWh | GSD
8784 | 0 | 0 | [6 empty] | 2019-12-24 | 19 | 63.3029 | 255553.7159 | kWh | GSD
8784 | 0 | 0 | [6 empty] | 2019-12-24 | 20 | 60.3682 | 243706.5959 | kWh | GSD
8784 | 0 | 0 | [6 empty] | 2019-12-24 | 21 | 57.7622 | 233186.0403 | kWh | GSD
8784 | 0 | 0 | [6 empty] | 2019-12-24 | 22 | 55.3707 | 223531.3344 | kWh | GSD
8784 | 0 | 0 | [6 empty] | 2019-12-24 | 23 | 52.7032 | 212763.0011 | kWh | GSD
8784 | 0 | 0 | [6 empty] | 2019-12-24 | 24 | 50.5755 | 204173.198 | kWh | GSD
8784 | 0 | 0 | [6 empty] | 2019-12-25 | 1 | 48.7385 | 196757.1264 | kWh | GSD
8784 | 0 | 0 | [6 empty] | 2019-12-25 | 2 | 47.7748 | 192866.7204 | kWh | GSD
8784 | 0 | 0 | [6 empty] | 2019-12-25 | 3 | 47.4686 | 191630.9087 | kWh | GSD
8784 | 0 | 0 | [6 empty] | 2019-12-25 | 4 | 46.9911 | 189703.1906 | kWh | GSD
8784 | 0 | 0 | [6 empty] | 2019-12-25 | 5 | 47.2097 | 190585.3584 | kWh | GSD
8784 | 0 | 0 | [6 empty] | 2019-12-25 | 6 | 48.6138 | 196254.0897 | kWh | GSD
8784 | 0 | 0 | [6 empty] | 2019-12-25 | 7 | 50.7116 | 204722.8289 | kWh | GSD
8784 | 0 | 0 | [6 empty] | 2019-12-25 | 8 | 52.5092 | 211979.6621 | kWh | GSD
8784 | 0 | 0 | [6 empty] | 2019-12-25 | 9 | 51.5281 | 208019.053 | kWh | GSD
8784 | 0 | 0 | [6 empty] | 2019-12-25 | 10 | 49.938 | 201599.536 | kWh | GSD
8784 | 0 | 0 | [6 empty] | 2019-12-25 | 11 | 49.6073 | 200264.7026 | kWh | GSD
8784 | 0 | 0 | [6 empty] | 2019-12-25 | 12 | 49.5584 | 200067.2417 | kWh | GSD
8784 | 0 | 0 | [6 empty] | 2019-12-25 | 13 | 49.6411 | 200401.32 | kWh | GSD
8784 | 0 | 0 | [6 empty] | 2019-12-25 | 14 | 49.4751 | 199730.8436 | kWh | GSD
8784 | 0 | 0 | [6 empty] | 2019-12-25 | 15 | 48.5776 | 196107.5798 | kWh | GSD
8784 | 0 | 0 | [6 empty] | 2019-12-25 | 16 | 48.4893 | 195751.3105 | kWh | GSD
8784 | 0 | 0 | [6 empty] | 2019-12-25 | 17 | 48.3935 | 195364.5192 | kWh | GSD
8784 | 0 | 0 | [6 empty] | 2019-12-25 | 18 | 49.4843 | 199767.9603 | kWh | GSD
8784 | 0 | 0 | [6 empty] | 2019-12-25 | 19 | 51.4116 | 207548.5384 | kWh | GSD
8784 | 0 | 0 | [6 empty] | 2019-12-25 | 20 | 50.8951 | 205463.5866 | kWh | GSD
8784 | 0 | 0 | [6 empty] | 2019-12-25 | 21 | 50.2947 | 203039.8564 | kWh | GSD
8784 | 0 | 0 | [6 empty] | 2019-12-25 | 22 | 49.9448 | 201627.2513 | kWh | GSD
8784 | 0 | 0 | [6 empty] | 2019-12-25 | 23 | 49.3869 | 199375.0717 | kWh | GSD
8784 | 0 | 0 | [6 empty] | 2019-12-25 | 24 | 48.6178 | 196269.974 | kWh | GSD
8784 | 0 | 0 | [6 empty] | 2019-12-26 | 1 | 48.4067 | 195417.9034 | kWh | GSD
8784 | 0 | 0 | [6 empty] | 2019-12-26 | 2 | 47.7671 | 192835.6262 | kWh | GSD
8784 | 0 | 0 | [6 empty] | 2019-12-26 | 3 | 47.455 | 191575.7546 | kWh | GSD
8784 | 0 | 0 | [6 empty] | 2019-12-26 | 4 | 47.8058 | 192991.9661 | kWh | GSD
8784 | 0 | 0 | [6 empty] | 2019-12-26 | 5 | 48.8483 | 197200.4128 | kWh | GSD
8784 | 0 | 0 | [6 empty] | 2019-12-26 | 6 | 52.6382 | 212500.4064 | kWh | GSD
8784 | 0 | 0 | [6 empty] | 2019-12-26 | 7 | 59.4102 | 239838.8672 | kWh | GSD
8784 | 0 | 0 | [6 empty] | 2019-12-26 | 8 | 67.867 | 273979.212 | kWh | GSD
8784 | 0 | 0 | [6 empty] | 2019-12-26 | 9 | 71.9657 | 290525.5062 | kWh | GSD
8784 | 0 | 0 | [6 empty] | 2019-12-26 | 10 | 75.1622 | 303429.8599 | kWh | GSD
8784 | 0 | 0 | [6 empty] | 2019-12-26 | 11 | 76.6554 | 309457.9185 | kWh | GSD
8784 | 0 | 0 | [6 empty] | 2019-12-26 | 12 | 76.1253 | 307317.7934 | kWh | GSD
8784 | 0 | 0 | [6 empty] | 2019-12-26 | 13 | 76.067 | 307082.3932 | kWh | GSD
8784 | 0 | 0 | [6 empty] | 2019-12-26 | 14 | 76.8483 | 310236.4964 | kWh | GSD
8784 | 0 | 0 | [6 empty] | 2019-12-26 | 15 | 77.0932 | 311225.2685 | kWh | GSD
8784 | 0 | 0 | [6 empty] | 2019-12-26 | 16 | 76.5326 | 308962.2236 | kWh | GSD
8784 | 0 | 0 | [6 empty] | 2019-12-26 | 17 | 74.7417 | 301732.2817 | kWh | GSD
8784 | 0 | 0 | [6 empty] | 2019-12-26 | 18 | 72.5013 | 292687.5903 | kWh | GSD
8784 | 0 | 0 | [6 empty] | 2019-12-26 | 19 | 71.2957 | 287820.6573 | kWh | GSD
8784 | 0 | 0 | [6 empty] | 2019-12-26 | 20 | 69.4304 | 280290.645 | kWh | GSD
8784 | 0 | 0 | [6 empty] | 2019-12-26 | 21 | 66.4071 | 268085.3543 | kWh | GSD
8784 | 0 | 0 | [6 empty] | 2019-12-26 | 22 | 64.4148 | 260042.6855 | kWh | GSD
8784 | 0 | 0 | [6 empty] | 2019-12-26 | 23 | 61.3037 | 247483.2159 | kWh | GSD
8784 | 0 | 0 | [6 empty] | 2019-12-26 | 24 | 58.043 | 234319.4814 | kWh | GSD
8784 | 0 | 0 | [6 empty] | 2019-12-27 | 1 | 55.3044 | 223263.8084 | kWh | GSD
8784 | 0 | 0 | [6 empty] | 2019-12-27 | 2 | 53.2002 | 214769.2021 | kWh | GSD
8784 | 0 | 0 | [6 empty] | 2019-12-27 | 3 | 52.227 | 210840.3333 | kWh | GSD
8784 | 0 | 0 | [6 empty] | 2019-12-27 | 4 | 52.436 | 211684.1215 | kWh | GSD
8784 | 0 | 0 | [6 empty] | 2019-12-27 | 5 | 52.93 | 213678.4751 | kWh | GSD
8784 | 0 | 0 | [6 empty] | 2019-12-27 | 6 | 55.656 | 224683.3888 | kWh | GSD
8784 | 0 | 0 | [6 empty] | 2019-12-27 | 7 | 61.2188 | 247140.4948 | kWh | GSD
8784 | 0 | 0 | [6 empty] | 2019-12-27 | 8 | 68.2847 | 275665.2861 | kWh | GSD
8784 | 0 | 0 | [6 empty] | 2019-12-27 | 9 | 73.1208 | 295188.614 | kWh | GSD
8784 | 0 | 0 | [6 empty] | 2019-12-27 | 10 | 76.9665 | 310713.6277 | kWh | GSD
8784 | 0 | 0 | [6 empty] | 2019-12-27 | 11 | 80.6223 | 325472.1409 | kWh | GSD
8784 | 0 | 0 | [6 empty] | 2019-12-27 | 12 | 82.948 | 334860.9829 | kWh | GSD
8784 | 0 | 0 | [6 empty] | 2019-12-27 | 13 | 83.5614 | 337337.3773 | kWh | GSD
8784 | 0 | 0 | [6 empty] | 2019-12-27 | 14 | 84.0789 | 339426.5352 | kWh | GSD
8784 | 0 | 0 | [6 empty] | 2019-12-27 | 15 | 82.811 | 334307.9987 | kWh | GSD
8784 | 0 | 0 | [6 empty] | 2019-12-27 | 16 | 80.2749 | 324069.9028 | kWh | GSD
8784 | 0 | 0 | [6 empty] | 2019-12-27 | 17 | 77.1711 | 311539.6521 | kWh | GSD
8784 | 0 | 0 | [6 empty] | 2019-12-27 | 18 | 74.1531 | 299355.8886 | kWh | GSD
8784 | 0 | 0 | [6 empty] | 2019-12-27 | 19 | 72.208 | 291503.8883 | kWh | GSD
8784 | 0 | 0 | [6 empty] | 2019-12-27 | 20 | 70.3244 | 283899.49 | kWh | GSD
8784 | 0 | 0 | [6 empty] | 2019-12-27 | 21 | 67.6257 | 273005.1027 | kWh | GSD
8784 | 0 | 0 | [6 empty] | 2019-12-27 | 22 | 65.0182 | 262478.3598 | kWh | GSD
8784 | 0 | 0 | [6 empty] | 2019-12-27 | 23 | 61.4153 | 247933.7078 | kWh | GSD
8784 | 0 | 0 | [6 empty] | 2019-12-27 | 24 | 58.0512 | 234352.5195 | kWh | GSD
8784 | 0 | 0 | [6 empty] | 2019-12-28 | 1 | 54.9334 | 221765.9454 | kWh | GSD
8784 | 0 | 0 | [6 empty] | 2019-12-28 | 2 | 52.7324 | 212880.8603 | kWh | GSD
8784 | 0 | 0 | [6 empty] | 2019-12-28 | 3 | 51.8881 | 209472.3875 | kWh | GSD
8784 | 0 | 0 | [6 empty] | 2019-12-28 | 4 | 51.4011 | 207506.2191 | kWh | GSD
8784 | 0 | 0 | [6 empty] | 2019-12-28 | 5 | 51.5416 | 208073.5588 | kWh | GSD
8784 | 0 | 0 | [6 empty] | 2019-12-28 | 6 | 52.4653 | 211802.3333 | kWh | GSD
8784 | 0 | 0 | [6 empty] | 2019-12-28 | 7 | 55.1011 | 222443.0187 | kWh | GSD
8784 | 0 | 0 | [6 empty] | 2019-12-28 | 8 | 59.4919 | 240168.9451 | kWh | GSD
8784 | 0 | 0 | [6 empty] | 2019-12-28 | 9 | 62.4821 | 252240.1587 | kWh | GSD
8784 | 0 | 0 | [6 empty] | 2019-12-28 | 10 | 65.9747 | 266339.8716 | kWh | GSD
8784 | 0 | 0 | [6 empty] | 2019-12-28 | 11 | 68.1522 | 275130.607 | kWh | GSD
8784 | 0 | 0 | [6 empty] | 2019-12-28 | 12 | 68.5886 | 276892.2413 | kWh | GSD
8784 | 0 | 0 | [6 empty] | 2019-12-28 | 13 | 70.5042 | 284625.5008 | kWh | GSD
8784 | 0 | 0 | [6 empty] | 2019-12-28 | 14 | 70.289 | 283756.6421 | kWh | GSD
8784 | 0 | 0 | [6 empty] | 2019-12-28 | 15 | 68.958 | 278383.5722 | kWh | GSD
8784 | 0 | 0 | [6 empty] | 2019-12-28 | 16 | 67.4145 | 272152.2188 | kWh | GSD
8784 | 0 | 0 | [6 empty] | 2019-12-28 | 17 | 66.3313 | 267779.5901 | kWh | GSD
8784 | 0 | 0 | [6 empty] | 2019-12-28 | 18 | 66.436 | 268202.1074 | kWh | GSD
8784 | 0 | 0 | [6 empty] | 2019-12-28 | 19 | 67.0729 | 270773.1023 | kWh | GSD
8784 | 0 | 0 | [6 empty] | 2019-12-28 | 20 | 66.5918 | 268831.0207 | kWh | GSD
8784 | 0 | 0 | [6 empty] | 2019-12-28 | 21 | 64.4791 | 260301.9572 | kWh | GSD
8784 | 0 | 0 | [6 empty] | 2019-12-28 | 22 | 62.7719 | 253410.0709 | kWh | GSD
8784 | 0 | 0 | [6 empty] | 2019-12-28 | 23 | 60.0239 | 242316.5446 | kWh | GSD
8784 | 0 | 0 | [6 empty] | 2019-12-28 | 24 | 57.2224 | 231006.7384 | kWh | GSD
8784 | 0 | 0 | [6 empty] | 2019-12-29 | 1 | 55.4702 | 223933.1261 | kWh | GSD
8784 | 0 | 0 | [6 empty] | 2019-12-29 | 2 | 53.8317 | 217318.5798 | kWh | GSD
8784 | 0 | 0 | [6 empty] | 2019-12-29 | 3 | 52.7106 | 212792.775 | kWh | GSD
8784 | 0 | 0 | [6 empty] | 2019-12-29 | 4 | 52.1344 | 210466.4297 | kWh | GSD
8784 | 0 | 0 | [6 empty] | 2019-12-29 | 5 | 52.6631 | 212601.0927 | kWh | GSD
8784 | 0 | 0 | [6 empty] | 2019-12-29 | 6 | 53.37 | 215454.7724 | kWh | GSD
8784 | 0 | 0 | [6 empty] | 2019-12-29 | 7 | 55.515 | 224113.8689 | kWh | GSD
8784 | 0 | 0 | [6 empty] | 2019-12-29 | 8 | 58.4477 | 235953.2342 | kWh | GSD
8784 | 0 | 0 | [6 empty] | 2019-12-29 | 9 | 60.0265 | 242327.0088 | kWh | GSD
8784 | 0 | 0 | [6 empty] | 2019-12-29 | 10 | 63.0839 | 254669.6874 | kWh | GSD
8784 | 0 | 0 | [6 empty] | 2019-12-29 | 11 | 64.857 | 261827.7681 | kWh | GSD
8784 | 0 | 0 | [6 empty] | 2019-12-29 | 12 | 65.7663 | 265498.532 | kWh | GSD
8784 | 0 | 0 | [6 empty] | 2019-12-29 | 13 | 66.6954 | 269249.3282 | kWh | GSD
8784 | 0 | 0 | [6 empty] | 2019-12-29 | 14 | 66.0267 | 266549.8282 | kWh | GSD
8784 | 0 | 0 | [6 empty] | 2019-12-29 | 15 | 64.9096 | 262040.1579 | kWh | GSD
8784 | 0 | 0 | [6 empty] | 2019-12-29 | 16 | 65.7036 | 265245.4166 | kWh | GSD
8784 | 0 | 0 | [6 empty] | 2019-12-29 | 17 | 66.004 | 266457.9747 | kWh | GSD
8784 | 0 | 0 | [6 empty] | 2019-12-29 | 18 | 65.6289 | 264943.8054 | kWh | GSD
8784 | 0 | 0 | [6 empty] | 2019-12-29 | 19 | 66.0072 | 266470.8915 | kWh | GSD
8784 | 0 | 0 | [6 empty] | 2019-12-29 | 20 | 65.4001 | 264020.2971 | kWh | GSD
8784 | 0 | 0 | [6 empty] | 2019-12-29 | 21 | 63.2867 | 255488.5531 | kWh | GSD
8784 | 0 | 0 | [6 empty] | 2019-12-29 | 22 | 62.0534 | 250509.5131 | kWh | GSD
8784 | 0 | 0 | [6 empty] | 2019-12-29 | 23 | 59.8399 | 241573.8736 | kWh | GSD
8784 | 0 | 0 | [6 empty] | 2019-12-29 | 24 | 57.9077 | 233773.3202 | kWh | GSD
8784 | 0 | 0 | [6 empty] | 2019-12-30 | 1 | 56.4799 | 228009.2328 | kWh | GSD
8784 | 0 | 0 | [6 empty] | 2019-12-30 | 2 | 55.3212 | 223331.7993 | kWh | GSD
8784 | 0 | 0 | [6 empty] | 2019-12-30 | 3 | 54.4144 | 219670.7767 | kWh | GSD
8784 | 0 | 0 | [6 empty] | 2019-12-30 | 4 | 54.6958 | 220806.7692 | kWh | GSD
8784 | 0 | 0 | [6 empty] | 2019-12-30 | 5 | 55.9436 | 225844.1769 | kWh | GSD
8784 | 0 | 0 | [6 empty] | 2019-12-30 | 6 | 59.2651 | 239253.2961 | kWh | GSD
8784 | 0 | 0 | [6 empty] | 2019-12-30 | 7 | 65.3452 | 263798.6634 | kWh | GSD
8784 | 0 | 0 | [6 empty] | 2019-12-30 | 8 | 72.778 | 293804.7233 | kWh | GSD
8784 | 0 | 0 | [6 empty] | 2019-12-30 | 9 | 78.0021 | 314894.2943 | kWh | GSD
8784 | 0 | 0 | [6 empty] | 2019-12-30 | 10 | 83.1536 | 335691.1898 | kWh | GSD
8784 | 0 | 0 | [6 empty] | 2019-12-30 | 11 | 86.9134 | 350869.5903 | kWh | GSD
8784 | 0 | 0 | [6 empty] | 2019-12-30 | 12 | 88.7303 | 358204.3119 | kWh | GSD
8784 | 0 | 0 | [6 empty] | 2019-12-30 | 13 | 89.6392 | 361873.6419 | kWh | GSD
8784 | 0 | 0 | [6 empty] | 2019-12-30 | 14 | 89.5895 | 361672.775 | kWh | GSD
8784 | 0 | 0 | [6 empty] | 2019-12-30 | 15 | 87.7152 | 354106.1631 | kWh | GSD
8784 | 0 | 0 | [6 empty] | 2019-12-30 | 16 | 85.8213 | 346460.4214 | kWh | GSD
8784 | 0 | 0 | [6 empty] | 2019-12-30 | 17 | 82.889 | 334622.8355 | kWh | GSD
8784 | 0 | 0 | [6 empty] | 2019-12-30 | 18 | 79.9555 | 322780.5448 | kWh | GSD
8784 | 0 | 0 | [6 empty] | 2019-12-30 | 19 | 77.6638 | 313528.8807 | kWh | GSD
8784 | 0 | 0 | [6 empty] | 2019-12-30 | 20 | 74.4592 | 300591.97 | kWh | GSD
8784 | 0 | 0 | [6 empty] | 2019-12-30 | 21 | 70.609 | 285048.531 | kWh | GSD
8784 | 0 | 0 | [6 empty] | 2019-12-30 | 22 | 65.5912 | 264791.5822 | kWh | GSD
8784 | 0 | 0 | [6 empty] | 2019-12-30 | 23 | 60.7444 | 245225.2931 | kWh | GSD
8784 | 0 | 0 | [6 empty] | 2019-12-30 | 24 | 56.4282 | 227800.6238 | kWh | GSD
8784 | 0 | 0 | [6 empty] | 2019-12-31 | 1 | 53.1273 | 214474.7469 | kWh | GSD
8784 | 0 | 0 | [6 empty] | 2019-12-31 | 2 | 51.1652 | 206553.7402 | kWh | GSD
8784 | 0 | 0 | [6 empty] | 2019-12-31 | 3 | 50.1523 | 202464.6543 | kWh | GSD
8784 | 0 | 0 | [6 empty] | 2019-12-31 | 4 | 49.7272 | 200748.5306 | kWh | GSD
8784 | 0 | 0 | [6 empty] | 2019-12-31 | 5 | 50.3007 | 203063.9394 | kWh | GSD
8784 | 0 | 0 | [6 empty] | 2019-12-31 | 6 | 53.4937 | 215954.0455 | kWh | GSD
8784 | 0 | 0 | [6 empty] | 2019-12-31 | 7 | 58.2558 | 235178.6981 | kWh | GSD
8784 | 0 | 0 | [6 empty] | 2019-12-31 | 8 | 65.1754 | 263113.052 | kWh | GSD
8784 | 0 | 0 | [6 empty] | 2019-12-31 | 9 | 68.9438 | 278326.2312 | kWh | GSD
8784 | 0 | 0 | [6 empty] | 2019-12-31 | 10 | 71.5525 | 288857.5927 | kWh | GSD
8784 | 0 | 0 | [6 empty] | 2019-12-31 | 11 | 73.8656 | 298195.4925 | kWh | GSD
8784 | 0 | 0 | [6 empty] | 2019-12-31 | 12 | 74.3587 | 300186.1175 | kWh | GSD
8784 | 0 | 0 | [6 empty] | 2019-12-31 | 13 | 73.5284 | 296834.1614 | kWh | GSD
8784 | 0 | 0 | [6 empty] | 2019-12-31 | 14 | 72.5466 | 292870.6986 | kWh | GSD
8784 | 0 | 0 | [6 empty] | 2019-12-31 | 15 | 72.4013 | 292283.8905 | kWh | GSD
8784 | 0 | 0 | [6 empty] | 2019-12-31 | 16 | 70.1693 | 283273.6226 | kWh | GSD
8784 | 0 | 0 | [6 empty] | 2019-12-31 | 17 | 67.515 | 272558.054 | kWh | GSD
8784 | 0 | 0 | [6 empty] | 2019-12-31 | 18 | 65.4927 | 264394.1116 | kWh | GSD
8784 | 0 | 0 | [6 empty] | 2019-12-31 | 19 | 64.3041 | 259595.6646 | kWh | GSD
8784 | 0 | 0 | [6 empty] | 2019-12-31 | 20 | 61.1467 | 246849.3143 | kWh | GSD
8784 | 0 | 0 | [6 empty] | 2019-12-31 | 21 | 58.8373 | 237526.1253 | kWh | GSD
8784 | 0 | 0 | [6 empty] | 2019-12-31 | 22 | 56.428 | 227800.0032 | kWh | GSD
8784 | 0 | 0 | [6 empty] | 2019-12-31 | 23 | 54.1842 | 218741.4495 | kWh | GSD
8784 | 0 | 0 | [6 empty] | 2019-12-31 | 24 | 51.6952 | 208693.332 | kWh | GSD
8784 | 0 | 0 | [6 empty] | 2019-10-01 | 1 | 1.479 | 642014.7966 | kWh | RES
8784 | 0 | 0 | [6 empty] | 2019-10-01 | 2 | 1.3368 | 580267.5026 | kWh | RES
8784 | 0 | 0 | [6 empty] | 2019-10-01 | 3 | 1.2402 | 538364.5785 | kWh | RES
8784 | 0 | 0 | [6 empty] | 2019-10-01 | 4 | 1.1667 | 506472.1419 | kWh | RES
8784 | 0 | 0 | [6 empty] | 2019-10-01 | 5 | 1.1347 | 492567.49 | kWh | RES
8784 | 0 | 0 | [6 empty] | 2019-10-01 | 6 | 1.1612 | 504079.4418 | kWh | RES
8784 | 0 | 0 | [6 empty] | 2019-10-01 | 7 | 1.2357 | 536395.4095 | kWh | RES
8784 | 0 | 0 | [6 empty] | 2019-10-01 | 8 | 1.2144 | 527151.226 | kWh | RES
8784 | 0 | 0 | [6 empty] | 2019-10-01 | 9 | 1.1995 | 520686.0481 | kWh | RES
8784 | 0 | 0 | [6 empty] | 2019-10-01 | 10 | 1.3296 | 577141.8188 | kWh | RES
8784 | 0 | 0 | [6 empty] | 2019-10-01 | 11 | 1.4971 | 649891.2283 | kWh | RES
8784 | 0 | 0 | [6 empty] | 2019-10-01 | 12 | 1.6674 | 723809.9077 | kWh | RES
8784 | 0 | 0 | [6 empty] | 2019-10-01 | 13 | 1.7811 | 773170.8854 | kWh | RES
8784 | 0 | 0 | [6 empty] | 2019-10-01 | 14 | 1.9656 | 853244.6505 | kWh | RES
8784 | 0 | 0 | [6 empty] | 2019-10-01 | 15 | 2.1172 | 919038.4408 | kWh | RES
8784 | 0 | 0 | [6 empty] | 2019-10-01 | 16 | 2.2514 | 977323.7913 | kWh | RES
8784 | 0 | 0 | [6 empty] | 2019-10-01 | 17 | 2.2576 | 980018.311 | kWh | RES
8784 | 0 | 0 | [6 empty] | 2019-10-01 | 18 | 2.1999 | 954941.2051 | kWh | RES
8784 | 0 | 0 | [6 empty] | 2019-10-01 | 19 | 2.1862 | 949001.1864 | kWh | RES
8784 | 0 | 0 | [6 empty] | 2019-10-01 | 20 | 2.1991 | 954604.7286 | kWh | RES
8784 | 0 | 0 | [6 empty] | 2019-10-01 | 21 | 2.106 | 914189.666 | kWh | RES
8784 | 0 | 0 | [6 empty] | 2019-10-01 | 22 | 1.9528 | 847685.0912 | kWh | RES
8784 | 0 | 0 | [6 empty] | 2019-10-01 | 23 | 1.7178 | 745689.6179 | kWh | RES
8784 | 0 | 0 | [6 empty] | 2019-10-01 | 24 | 1.4777 | 641465.8313 | kWh | RES
8784 | 0 | 0 | [6 empty] | 2019-10-02 | 1 | 1.2639 | 548647.4193 | kWh | RES
8784 | 0 | 0 | [6 empty] | 2019-10-02 | 2 | 1.1279 | 489591.875 | kWh | RES
8784 | 0 | 0 | [6 empty] | 2019-10-02 | 3 | 1.0487 | 455231.4408 | kWh | RES
8784 | 0 | 0 | [6 empty] | 2019-10-02 | 4 | 0.97014 | 421127.3274 | kWh | RES
8784 | 0 | 0 | [6 empty] | 2019-10-02 | 5 | 0.94488 | 410160.6113 | kWh | RES
8784 | 0 | 0 | [6 empty] | 2019-10-02 | 6 | 0.99499 | 431914.4335 | kWh | RES
8784 | 0 | 0 | [6 empty] | 2019-10-02 | 7 | 1.1131 | 483181.4234 | kWh | RES
8784 | 0 | 0 | [6 empty] | 2019-10-02 | 8 | 1.0977 | 476478.6577 | kWh | RES
8784 | 0 | 0 | [6 empty] | 2019-10-02 | 9 | 1.0774 | 467696.9132 | kWh | RES
8784 | 0 | 0 | [6 empty] | 2019-10-02 | 10 | 1.1926 | 517690.7907 | kWh | RES
8784 | 0 | 0 | [6 empty] | 2019-10-02 | 11 | 1.3667 | 593286.3485 | kWh | RES
8784 | 0 | 0 | [6 empty] | 2019-10-02 | 12 | 1.5513 | 673408.3894 | kWh | RES
8784 | 0 | 0 | [6 empty] | 2019-10-02 | 13 | 1.7942 | 778846.1386 | kWh | RES
8784 | 0 | 0 | [6 empty] | 2019-10-02 | 14 | 1.9937 | 865454.6241 | kWh | RES
8784 | 0 | 0 | [6 empty] | 2019-10-02 | 15 | 2.1732 | 943372.2831 | kWh | RES
8784 | 0 | 0 | [6 empty] | 2019-10-02 | 16 | 2.3448 | 1017859.934 | kWh | RES
8784 | 0 | 0 | [6 empty] | 2019-10-02 | 17 | 2.4549 | 1065627.95 | kWh | RES
8784 | 0 | 0 | [6 empty] | 2019-10-02 | 18 | 2.4852 | 1078797.782 | kWh | RES
8784 | 0 | 0 | [6 empty] | 2019-10-02 | 19 | 2.4232 | 1051900.159 | kWh | RES
8784 | 0 | 0 | [6 empty] | 2019-10-02 | 20 | 2.3417 | 1016513.823 | kWh | RES
8784 | 0 | 0 | [6 empty] | 2019-10-02 | 21 | 2.2327 | 969174.8153 | kWh | RES
8784 | 0 | 0 | [6 empty] | 2019-10-02 | 22 | 2.0575 | 893116.4862 | kWh | RES
8784 | 0 | 0 | [6 empty] | 2019-10-02 | 23 | 1.7953 | 779337.7142 | kWh | RES
8784 | 0 | 0 | [6 empty] | 2019-10-02 | 24 | 1.5253 | 662112.8291 | kWh | RES
8784 | 0 | 0 | [6 empty] | 2019-10-03 | 1 | 1.2876 | 558923.0498 | kWh | RES
8784 | 0 | 0 | [6 empty] | 2019-10-03 | 2 | 1.1426 | 495969.538 | kWh | RES
8784 | 0 | 0 | [6 empty] | 2019-10-03 | 3 | 1.0035 | 435613.4684 | kWh | RES
8784 | 0 | 0 | [6 empty] | 2019-10-03 | 4 | 0.95652 | 415212.2255 | kWh | RES
8784 | 0 | 0 | [6 empty] | 2019-10-03 | 5 | 0.93893 | 407578.2774 | kWh | RES
8784 | 0 | 0 | [6 empty] | 2019-10-03 | 6 | 0.96315 | 418092.4751 | kWh | RES
8784 | 0 | 0 | [6 empty] | 2019-10-03 | 7 | 1.083 | 470134.1768 | kWh | RES
8784 | 0 | 0 | [6 empty] | 2019-10-03 | 8 | 1.0772 | 467612.1434 | kWh | RES
8784 | 0 | 0 | [6 empty] | 2019-10-03 | 9 | 1.0647 | 462174.4142 | kWh | RES
8784 | 0 | 0 | [6 empty] | 2019-10-03 | 10 | 1.162 | 504414.4778 | kWh | RES
8784 | 0 | 0 | [6 empty] | 2019-10-03 | 11 | 1.3224 | 574040.7856 | kWh | RES
8784 | 0 | 0 | [6 empty] | 2019-10-03 | 12 | 1.5536 | 674386.5292 | kWh | RES
8784 | 0 | 0 | [6 empty] | 2019-10-03 | 13 | 1.7677 | 767331.9843 | kWh | RES
8784 | 0 | 0 | [6 empty] | 2019-10-03 | 14 | 2.0031 | 869526.3276 | kWh | RES
8784 | 0 | 0 | [6 empty] | 2019-10-03 | 15 | 2.1938 | 952306.107 | kWh | RES
8784 | 0 | 0 | [6 empty] | 2019-10-03 | 16 | 2.3371 | 1014490.763 | kWh | RES
8784 | 0 | 0 | [6 empty] | 2019-10-03 | 17 | 2.4923 | 1081864.816 | kWh | RES
8784 | 0 | 0 | [6 empty] | 2019-10-03 | 18 | 2.545 | 1104767.602 | kWh | RES
8784 | 0 | 0 | [6 empty] | 2019-10-03 | 19 | 2.4472 | 1062290.102 | kWh | RES
8784 | 0 | 0 | [6 empty] | 2019-10-03 | 20 | 2.3078 | 1001773.502 | kWh | RES
8784 | 0 | 0 | [6 empty] | 2019-10-03 | 21 | 2.187 | 949343.8283 | kWh | RES
8784 | 0 | 0 | [6 empty] | 2019-10-03 | 22 | 1.9436 | 843705.9723 | kWh | RES
8784 | 0 | 0 | [6 empty] | 2019-10-03 | 23 | 1.6862 | 731960.3411 | kWh | RES
8784 | 0 | 0 | [6 empty] | 2019-10-03 | 24 | 1.4251 | 618627.465 | kWh | RES
8784 | 0 | 0 | [6 empty] | 2019-10-04 | 1 | 1.2088 | 524713.5623 | kWh | RES
8784 | 0 | 0 | [6 empty] | 2019-10-04 | 2 | 1.0369 | 450106.6931 | kWh | RES
8784 | 0 | 0 | [6 empty] | 2019-10-04 | 3 | 0.92026 | 399475.646 | kWh | RES
8784 | 0 | 0 | [6 empty] | 2019-10-04 | 4 | 0.84311 | 365982.4534 | kWh | RES
8784 | 0 | 0 | [6 empty] | 2019-10-04 | 5 | 0.79989 | 347224.7177 | kWh | RES
8784 | 0 | 0 | [6 empty] | 2019-10-04 | 6 | 0.84326 | 366047.3793 | kWh | RES
8784 | 0 | 0 | [6 empty] | 2019-10-04 | 7 | 0.97662 | 423940.9348 | kWh | RES
8784 | 0 | 0 | [6 empty] | 2019-10-04 | 8 | 0.96982 | 420988.7874 | kWh | RES
8784 | 0 | 0 | [6 empty] | 2019-10-04 | 9 | 0.97544 | 423425.6289 | kWh | RES
8784 | 0 | 0 | [6 empty] | 2019-10-04 | 10 | 1.0645 | 462067.4348 | kWh | RES
8784 | 0 | 0 | [6 empty] | 2019-10-04 | 11 | 1.1876 | 515510.8597 | kWh | RES
8784 | 0 | 0 | [6 empty] | 2019-10-04 | 12 | 1.4725 | 639211.0982 | kWh | RES
8784 | 0 | 0 | [6 empty] | 2019-10-04 | 13 | 1.7645 | 765946.0956 | kWh | RES
8784 | 0 | 0 | [6 empty] | 2019-10-04 | 14 | 2.0493 | 889588.0546 | kWh | RES
8784 | 0 | 0 | [6 empty] | 2019-10-04 | 15 | 2.2609 | 981439.3262 | kWh | RES
8784 | 0 | 0 | [6 empty] | 2019-10-04 | 16 | 2.4651 | 1070079.899 | kWh | RES
8784 | 0 | 0 | [6 empty] | 2019-10-04 | 17 | 2.5855 | 1122352.699 | kWh | RES
8784 | 0 | 0 | [6 empty] | 2019-10-04 | 18 | 2.6364 | 1144447.329 | kWh | RES
8784 | 0 | 0 | [6 empty] | 2019-10-04 | 19 | 2.4812 | 1077071.18 | kWh | RES
8784 | 0 | 0 | [6 empty] | 2019-10-04 | 20 | 2.2508 | 977051.4359 | kWh | RES
8784 | 0 | 0 | [6 empty] | 2019-10-04 | 21 | 2.1092 | 915588.1407 | kWh | RES
8784 | 0 | 0 | [6 empty] | 2019-10-04 | 22 | 1.9013 | 825329.3772 | kWh | RES
8784 | 0 | 0 | [6 empty] | 2019-10-04 | 23 | 1.7222 | 747580.3694 | kWh | RES
8784 | 0 | 0 | [6 empty] | 2019-10-04 | 24 | 1.5236 | 661372.0794 | kWh | RES
8784 | 0 | 0 | [6 empty] | 2019-10-05 | 1 | 1.3074 | 567519.5113 | kWh | RES
8784 | 0 | 0 | [6 empty] | 2019-10-05 | 2 | 1.1343 | 492388.0173 | kWh | RES
8784 | 0 | 0 | [6 empty] | 2019-10-05 | 3 | 1.0055 | 436495.5754 | kWh | RES
8784 | 0 | 0 | [6 empty] | 2019-10-05 | 4 | 0.93487 | 405816.5765 | kWh | RES
8784 | 0 | 0 | [6 empty] | 2019-10-05 | 5 | 0.87313 | 379016.1806 | kWh | RES
8784 | 0 | 0 | [6 empty] | 2019-10-05 | 6 | 0.8583 | 372579.4755 | kWh | RES
8784 | 0 | 0 | [6 empty] | 2019-10-05 | 7 | 0.86349 | 374830.4311 | kWh | RES
8784 | 0 | 0 | [6 empty] | 2019-10-05 | 8 | 0.96265 | 417875.6244 | kWh | RES
8784 | 0 | 0 | [6 empty] | 2019-10-05 | 9 | 1.1247 | 488225.0059 | kWh | RES
8784 | 0 | 0 | [6 empty] | 2019-10-05 | 10 | 1.3838 | 600677.0478 | kWh | RES
8784 | 0 | 0 | [6 empty] | 2019-10-05 | 11 | 1.6361 | 710198.9947 | kWh | RES
8784 | 0 | 0 | [6 empty] | 2019-10-05 | 12 | 1.9211 | 833927.869 | kWh | RES
8784 | 0 | 0 | [6 empty] | 2019-10-05 | 13 | 2.085 | 905068.1298 | kWh | RES
8784 | 0 | 0 | [6 empty] | 2019-10-05 | 14 | 2.2461 | 975020.9456 | kWh | RES
8784 | 0 | 0 | [6 empty] | 2019-10-05 | 15 | 2.3763 | 1031538.485 | kWh | RES
8784 | 0 | 0 | [6 empty] | 2019-10-05 | 16 | 2.4374 | 1058054.111 | kWh | RES
8784 | 0 | 0 | [6 empty] | 2019-10-05 | 17 | 2.4778 | 1075588.243 | kWh | RES
8784 | 0 | 0 | [6 empty] | 2019-10-05 | 18 | 2.4379 | 1058245.25 | kWh | RES
8784 | 0 | 0 | [6 empty] | 2019-10-05 | 19 | 2.316 | 1005348.506 | kWh | RES
8784 | 0 | 0 | [6 empty] | 2019-10-05 | 20 | 2.1668 | 940596.2839 | kWh | RES
8784 | 0 | 0 | [6 empty] | 2019-10-05 | 21 | 2.0568 | 892817.1781 | kWh | RES
8784 | 0 | 0 | [6 empty] | 2019-10-05 | 22 | 1.9401 | 842186.6691 | kWh | RES
8784 | 0 | 0 | [6 empty] | 2019-10-05 | 23 | 1.7655 | 766377.3307 | kWh | RES
8784 | 0 | 0 | [6 empty] | 2019-10-05 | 24 | 1.5902 | 690294.762 | kWh | RES
8784 | 0 | 0 | [6 empty] | 2019-10-06 | 1 | 1.3754 | 597059.3453 | kWh | RES
8784 | 0 | 0 | [6 empty] | 2019-10-06 | 2 | 1.2026 | 522043.8366 | kWh | RES
8784 | 0 | 0 | [6 empty] | 2019-10-06 | 3 | 1.0801 | 468873.3789 | kWh | RES
8784 | 0 | 0 | [6 empty] | 2019-10-06 | 4 | 1.0238 | 444438.5008 | kWh | RES
8784 | 0 | 0 | [6 empty] | 2019-10-06 | 5 | 0.98329 | 426833.1737 | kWh | RES
8784 | 0 | 0 | [6 empty] | 2019-10-06 | 6 | 0.97297 | 422356.3533 | kWh | RES
8784 | 0 | 0 | [6 empty] | 2019-10-06 | 7 | 0.97657 | 423915.7461 | kWh | RES
8784 | 0 | 0 | [6 empty] | 2019-10-06 | 8 | 1.0662 | 462826.9555 | kWh | RES
8784 | 0 | 0 | [6 empty] | 2019-10-06 | 9 | 1.2492 | 542255.638 | kWh | RES
8784 | 0 | 0 | [6 empty] | 2019-10-06 | 10 | 1.5084 | 654782.0127 | kWh | RES
8784 | 0 | 0 | [6 empty] | 2019-10-06 | 11 | 1.6926 | 734754.6512 | kWh | RES
8784 | 0 | 0 | [6 empty] | 2019-10-06 | 12 | 1.9133 | 830549.9053 | kWh | RES
8784 | 0 | 0 | [6 empty] | 2019-10-06 | 13 | 2.0559 | 892451.6063 | kWh | RES
8784 | 0 | 0 | [6 empty] | 2019-10-06 | 14 | 2.2017 | 955752.7386 | kWh | RES
8784 | 0 | 0 | [6 empty] | 2019-10-06 | 15 | 2.3458 | 1018265.536 | kWh | RES
8784 | 0 | 0 | [6 empty] | 2019-10-06 | 16 | 2.3951 | 1039664.776 | kWh | RES
8784 | 0 | 0 | [6 empty] | 2019-10-06 | 17 | 2.3458 | 1018277.387 | kWh | RES
8784 | 0 | 0 | [6 empty] | 2019-10-06 | 18 | 2.3199 | 1007036.449 | kWh | RES
8784 | 0 | 0 | [6 empty] | 2019-10-06 | 19 | 2.2519 | 977523.32 | kWh | RES
8784 | 0 | 0 | [6 empty] | 2019-10-06 | 20 | 2.1842 | 948152.1962 | kWh | RES
8784 | 0 | 0 | [6 empty] | 2019-10-06 | 21 | 2.1012 | 912106.7495 | kWh | RES
8784 | 0 | 0 | [6 empty] | 2019-10-06 | 22 | 1.8757 | 814204.786 | kWh | RES
8784 | 0 | 0 | [6 empty] | 2019-10-06 | 23 | 1.6808 | 729605.5296 | kWh | RES
8784 | 0 | 0 | [6 empty] | 2019-10-06 | 24 | 1.4473 | 628272.8774 | kWh | RES
8784 | 0 | 0 | [6 empty] | 2019-10-07 | 1 | 1.2519 | 543415.9304 | kWh | RES
8784 | 0 | 0 | [6 empty] | 2019-10-07 | 2 | 1.1256 | 488628.0086 | kWh | RES
8784 | 0 | 0 | [6 empty] | 2019-10-07 | 3 | 1.0414 | 452080.0976 | kWh | RES
8784 | 0 | 0 | [6 empty] | 2019-10-07 | 4 | 1.0028 | 435282.69 | kWh | RES
8784 | 0 | 0 | [6 empty] | 2019-10-07 | 5 | 0.98885 | 429247.4408 | kWh | RES
8784 | 0 | 0 | [6 empty] | 2019-10-07 | 6 | 1.0657 | 462619.8044 | kWh | RES
8784 | 0 | 0 | [6 empty] | 2019-10-07 | 7 | 1.1826 | 513332.9 | kWh | RES
8784 | 0 | 0 | [6 empty] | 2019-10-07 | 8 | 1.1961 | 519220.2805 | kWh | RES
8784 | 0 | 0 | [6 empty] | 2019-10-07 | 9 | 1.1321 | 491427.8901 | kWh | RES
8784 | 0 | 0 | [6 empty] | 2019-10-07 | 10 | 1.106 | 480100.6421 | kWh | RES
8784 | 0 | 0 | [6 empty] | 2019-10-07 | 11 | 1.1677 | 506882.0207 | kWh | RES
8784 | 0 | 0 | [6 empty] | 2019-10-07 | 12 | 1.227 | 532645.7605 | kWh | RES
8784 | 0 | 0 | [6 empty] | 2019-10-07 | 13 | 1.2423 | 539262.1554 | kWh | RES
8784 | 0 | 0 | [6 empty] | 2019-10-07 | 14 | 1.2212 | 530104.6511 | kWh | RES
8784 | 0 | 0 | [6 empty] | 2019-10-07 | 15 | 1.2147 | 527287.1466 | kWh | RES
8784 | 0 | 0 | [6 empty] | 2019-10-07 | 16 | 1.2196 | 529411.1495 | kWh | RES
8784 | 0 | 0 | [6 empty] | 2019-10-07 | 17 | 1.2852 | 557893.7321 | kWh | RES
8784 | 0 | 0 | [6 empty] | 2019-10-07 | 18 | 1.4425 | 626183.1625 | kWh | RES
8784 | 0 | 0 | [6 empty] | 2019-10-07 | 19 | 1.5447 | 670555.6739 | kWh | RES
8784 | 0 | 0 | [6 empty] | 2019-10-07 | 20 | 1.5924 | 691224.2866 | kWh | RES
8784 | 0 | 0 | [6 empty] | 2019-10-07 | 21 | 1.6137 | 700476.6428 | kWh | RES
8784 | 0 | 0 | [6 empty] | 2019-10-07 | 22 | 1.5447 | 670544.4038 | kWh | RES
8784 | 0 | 0 | [6 empty] | 2019-10-07 | 23 | 1.385 | 601214.7096 | kWh | RES
8784 | 0 | 0 | [6 empty] | 2019-10-07 | 24 | 1.1817 | 512962.4599 | kWh | RES
8784 | 0 | 0 | [6 empty] | 2019-10-08 | 1 | 1.0231 | 444122.4555 | kWh | RES
8784 | 0 | 0 | [6 empty] | 2019-10-08 | 2 | 0.91233 | 396031.0098 | kWh | RES
8784 | 0 | 0 | [6 empty] | 2019-10-08 | 3 | 0.8568 | 371928.5447 | kWh | RES
8784 | 0 | 0 | [6 empty] | 2019-10-08 | 4 | 0.84719 | 367754.3389 | kWh | RES
8784 | 0 | 0 | [6 empty] | 2019-10-08 | 5 | 0.8364 | 363071.6848 | kWh | RES
8784 | 0 | 0 | [6 empty] | 2019-10-08 | 6 | 0.92343 | 400851.0146 | kWh | RES
8784 | 0 | 0 | [6 empty] | 2019-10-08 | 7 | 1.0557 | 458247.3281 | kWh | RES
8784 | 0 | 0 | [6 empty] | 2019-10-08 | 8 | 1.0651 | 462361.8111 | kWh | RES
8784 | 0 | 0 | [6 empty] | 2019-10-08 | 9 | 1.0579 | 459223.9517 | kWh | RES
8784 | 0 | 0 | [6 empty] | 2019-10-08 | 10 | 1.0627 | 461294.1898 | kWh | RES
8784 | 0 | 0 | [6 empty] | 2019-10-08 | 11 | 1.1073 | 480673.9479 | kWh | RES
8784 | 0 | 0 | [6 empty] | 2019-10-08 | 12 | 1.2098 | 525160.3003 | kWh | RES
8784 | 0 | 0 | [6 empty] | 2019-10-08 | 13 | 1.3854 | 601402.0243 | kWh | RES
8784 | 0 | 0 | [6 empty] | 2019-10-08 | 14 | 1.5944 | 692093.1689 | kWh | RES
8784 | 0 | 0 | [6 empty] | 2019-10-08 | 15 | 1.7415 | 755956.2557 | kWh | RES
8784 | 0 | 0 | [6 empty] | 2019-10-08 | 16 | 1.8328 | 795574.9881 | kWh | RES
8784 | 0 | 0 | [6 empty] | 2019-10-08 | 17 | 1.8779 | 815179.2226 | kWh | RES
8784 | 0 | 0 | [6 empty] | 2019-10-08 | 18 | 1.9309 | 838201.7996 | kWh | RES
8784 | 0 | 0 | [6 empty] | 2019-10-08 | 19 | 1.9543 | 848321.1378 | kWh | RES
8784 | 0 | 0 | [6 empty] | 2019-10-08 | 20 | 1.9749 | 857286.0026 | kWh | RES
8784 | 0 | 0 | [6 empty] | 2019-10-08 | 21 | 1.9542 | 848276.8218 | kWh | RES
8784 | 0 | 0 | [6 empty] | 2019-10-08 | 22 | 1.746 | 757919.3861 | kWh | RES
8784 | 0 | 0 | [6 empty] | 2019-10-08 | 23 | 1.5543 | 674702.5458 | kWh | RES
8784 | 0 | 0 | [6 empty] | 2019-10-08 | 24 | 1.3004 | 564499.6918 | kWh | RES
8784 | 0 | 0 | [6 empty] | 2019-10-09 | 1 | 1.0869 | 471831.5463 | kWh | RES
8784 | 0 | 0 | [6 empty] | 2019-10-09 | 2 | 0.95855 | 416094.0072 | kWh | RES
8784 | 0 | 0 | [6 empty] | 2019-10-09 | 3 | 0.90159 | 391367.5225 | kWh | RES
8784 | 0 | 0 | [6 empty] | 2019-10-09 | 4 | 0.85312 | 370331.1287 | kWh | RES
8784 | 0 | 0 | [6 empty] | 2019-10-09 | 5 | 0.85848 | 372654.4316 | kWh | RES
8784 | 0 | 0 | [6 empty] | 2019-10-09 | 6 | 0.92158 | 400044.7707 | kWh | RES
8784 | 0 | 0 | [6 empty] | 2019-10-09 | 7 | 1.0624 | 461167.6409 | kWh | RES
8784 | 0 | 0 | [6 empty] | 2019-10-09 | 8 | 1.064 | 461873.18 | kWh | RES
8784 | 0 | 0 | [6 empty] | 2019-10-09 | 9 | 1.0223 | 443765.2232 | kWh | RES
8784 | 0 | 0 | [6 empty] | 2019-10-09 | 10 | 1.0205 | 442976.2559 | kWh | RES
8784 | 0 | 0 | [6 empty] | 2019-10-09 | 11 | 1.0796 | 468639.3651 | kWh | RES
8784 | 0 | 0 | [6 empty] | 2019-10-09 | 12 | 1.2067 | 523811.2941 | kWh | RES
8784 | 0 | 0 | [6 empty] | 2019-10-09 | 13 | 1.3385 | 581014.6447 | kWh | RES
8784 | 0 | 0 | [6 empty] | 2019-10-09 | 14 | 1.4186 | 615800.4189 | kWh | RES
8784 | 0 | 0 | [6 empty] | 2019-10-09 | 15 | 1.4923 | 647777.4531 | kWh | RES
8784 | 0 | 0 | [6 empty] | 2019-10-09 | 16 | 1.5231 | 661139.7512 | kWh | RES
8784 | 0 | 0 | [6 empty] | 2019-10-09 | 17 | 1.6146 | 700867.7709 | kWh | RES
8784 | 0 | 0 | [6 empty] | 2019-10-09 | 18 | 1.6092 | 698515.2157 | kWh | RES
8784 | 0 | 0 | [6 empty] | 2019-10-09 | 19 | 1.6539 | 717938.9638 | kWh | RES
8784 | 0 | 0 | [6 empty] | 2019-10-09 | 20 | 1.69 | 733607.8981 | kWh | RES
8784 | 0 | 0 | [6 empty] | 2019-10-09 | 21 | 1.6929 | 734871.663 | kWh | RES
8784 | 0 | 0 | [6 empty] | 2019-10-09 | 22 | 1.6085 | 698245.9357 | kWh | RES
8784 | 0 | 0 | [6 empty] | 2019-10-09 | 23 | 1.4242 | 618218.9484 | kWh | RES
8784 | 0 | 0 | [6 empty] | 2019-10-09 | 24 | 1.176 | 510470.9292 | kWh | RES
8784 | 0 | 0 | [6 empty] | 2019-10-10 | 1 | 1.0106 | 438704.9529 | kWh | RES
8784 | 0 | 0 | [6 empty] | 2019-10-10 | 2 | 0.89622 | 389039.4943 | kWh | RES
8784 | 0 | 0 | [6 empty] | 2019-10-10 | 3 | 0.81265 | 352762.7546 | kWh | RES
8784 | 0 | 0 | [6 empty] | 2019-10-10 | 4 | 0.77733 | 337428.5326 | kWh | RES
8784 | 0 | 0 | [6 empty] | 2019-10-10 | 5 | 0.78352 | 340118.6917 | kWh | RES
8784 | 0 | 0 | [6 empty] | 2019-10-10 | 6 | 0.84703 | 367683.6599 | kWh | RES
8784 | 0 | 0 | [6 empty] | 2019-10-10 | 7 | 0.99906 | 433679.4376 | kWh | RES
8784 | 0 | 0 | [6 empty] | 2019-10-10 | 8 | 1.0161 | 441061.5656 | kWh | RES
8784 | 0 | 0 | [6 empty] | 2019-10-10 | 9 | 0.97342 | 422547.9241 | kWh | RES
8784 | 0 | 0 | [6 empty] | 2019-10-10 | 10 | 1.0105 | 438654.2044 | kWh | RES
8784 | 0 | 0 | [6 empty] | 2019-10-10 | 11 | 1.1273 | 489353.6562 | kWh | RES
8784 | 0 | 0 | [6 empty] | 2019-10-10 | 12 | 1.2473 | 541417.086 | kWh | RES
8784 | 0 | 0 | [6 empty] | 2019-10-10 | 13 | 1.4115 | 612716.6015 | kWh | RES
8784 | 0 | 0 | [6 empty] | 2019-10-10 | 14 | 1.5244 | 661714.3736 | kWh | RES
8784 | 0 | 0 | [6 empty] | 2019-10-10 | 15 | 1.6444 | 713793.0692 | kWh | RES
8784 | 0 | 0 | [6 empty] | 2019-10-10 | 16 | 1.7187 | 746057.7912 | kWh | RES
8784 | 0 | 0 | [6 empty] | 2019-10-10 | 17 | 1.833 | 795676.0392 | kWh | RES
8784 | 0 | 0 | [6 empty] | 2019-10-10 | 18 | 1.8789 | 815611.0124 | kWh | RES
8784 | 0 | 0 | [6 empty] | 2019-10-10 | 19 | 1.8241 | 791803.079 | kWh | RES
8784 | 0 | 0 | [6 empty] | 2019-10-10 | 20 | 1.8228 | 791275.2477 | kWh | RES
8784 | 0 | 0 | [6 empty] | 2019-10-10 | 21 | 1.729 | 750556.3263 | kWh | RES
8784 | 0 | 0 | [6 empty] | 2019-10-10 | 22 | 1.6186 | 702632.952 | kWh | RES
8784 | 0 | 0 | [6 empty] | 2019-10-10 | 23 | 1.4174 | 615274.1625 | kWh | RES
8784 | 0 | 0 | [6 empty] | 2019-10-10 | 24 | 1.1862 | 514929.3094 | kWh | RES
8784 | 0 | 0 | [6 empty] | 2019-10-11 | 1 | 0.99402 | 431494.184 | kWh | RES
8784 | 0 | 0 | [6 empty] | 2019-10-11 | 2 | 0.85848 | 372655.1888 | kWh | RES
8784 | 0 | 0 | [6 empty] | 2019-10-11 | 3 | 0.78123 | 339122.884 | kWh | RES
8784 | 0 | 0 | [6 empty] | 2019-10-11 | 4 | 0.71093 | 308606.7371 | kWh | RES
8784 | 0 | 0 | [6 empty] | 2019-10-11 | 5 | 0.69608 | 302159.0224 | kWh | RES
8784 | 0 | 0 | [6 empty] | 2019-10-11 | 6 | 0.77006 | 334273.4268 | kWh | RES
8784 | 0 | 0 | [6 empty] | 2019-10-11 | 7 | 0.89222 | 387302.0606 | kWh | RES
8784 | 0 | 0 | [6 empty] | 2019-10-11 | 8 | 0.92936 | 403426.0443 | kWh | RES
8784 | 0 | 0 | [6 empty] | 2019-10-11 | 9 | 0.90452 | 392643.103 | kWh | RES
8784 | 0 | 0 | [6 empty] | 2019-10-11 | 10 | 0.96005 | 416745.5912 | kWh | RES
8784 | 0 | 0 | [6 empty] | 2019-10-11 | 11 | 1.0753 | 466754.0131 | kWh | RES
8784 | 0 | 0 | [6 empty] | 2019-10-11 | 12 | 1.1805 | 512420.1563 | kWh | RES
8784 | 0 | 0 | [6 empty] | 2019-10-11 | 13 | 1.3311 | 577826.525 | kWh | RES
8784 | 0 | 0 | [6 empty] | 2019-10-11 | 14 | 1.4725 | 639201.5322 | kWh | RES
8784 | 0 | 0 | [6 empty] | 2019-10-11 | 15 | 1.5943 | 692079.5969 | kWh | RES
8784 | 0 | 0 | [6 empty] | 2019-10-11 | 16 | 1.692 | 734477.8656 | kWh | RES
8784 | 0 | 0 | [6 empty] | 2019-10-11 | 17 | 1.7883 | 776262.616 | kWh | RES
8784 | 0 | 0 | [6 empty] | 2019-10-11 | 18 | 1.8429 | 799963.7552 | kWh | RES
8784 | 0 | 0 | [6 empty] | 2019-10-11 | 19 | 1.735 | 753124.4645 | kWh | RES
8784 | 0 | 0 | [6 empty] | 2019-10-11 | 20 | 1.6361 | 710208.863 | kWh | RES
8784 | 0 | 0 | [6 empty] | 2019-10-11 | 21 | 1.525 | 661987.252 | kWh | RES
8784 | 0 | 0 | [6 empty] | 2019-10-11 | 22 | 1.4167 | 614963.5357 | kWh | RES
8784 | 0 | 0 | [6 empty] | 2019-10-11 | 23 | 1.2664 | 549732.9304 | kWh | RES
8784 | 0 | 0 | [6 empty] | 2019-10-11 | 24 | 1.119 | 485731.3512 | kWh | RES
8784 | 0 | 0 | [6 empty] | 2019-10-12 | 1 | 0.93928 | 407730.2306 | kWh | RES
8784 | 0 | 0 | [6 empty] | 2019-10-12 | 2 | 0.81079 | 351955.9827 | kWh | RES
8784 | 0 | 0 | [6 empty] | 2019-10-12 | 3 | 0.7405 | 321440.5865 | kWh | RES
8784 | 0 | 0 | [6 empty] | 2019-10-12 | 4 | 0.68146 | 295815.0266 | kWh | RES
8784 | 0 | 0 | [6 empty] | 2019-10-12 | 5 | 0.66543 | 288853.1456 | kWh | RES
8784 | 0 | 0 | [6 empty] | 2019-10-12 | 6 | 0.65731 | 285331.0024 | kWh | RES
8784 | 0 | 0 | [6 empty] | 2019-10-12 | 7 | 0.69298 | 300814.3337 | kWh | RES
8784 | 0 | 0 | [6 empty] | 2019-10-12 | 8 | 0.77575 | 336744.0134 | kWh | RES
8784 | 0 | 0 | [6 empty] | 2019-10-12 | 9 | 0.92898 | 403260.4868 | kWh | RES
8784 | 0 | 0 | [6 empty] | 2019-10-12 | 10 | 1.1006 | 477760.1523 | kWh | RES
8784 | 0 | 0 | [6 empty] | 2019-10-12 | 11 | 1.2578 | 546015.4351 | kWh | RES
8784 | 0 | 0 | [6 empty] | 2019-10-12 | 12 | 1.3788 | 598498.9618 | kWh | RES
8784 | 0 | 0 | [6 empty] | 2019-10-12 | 13 | 1.5214 | 660405.9556 | kWh | RES
8784 | 0 | 0 | [6 empty] | 2019-10-12 | 14 | 1.6552 | 718499.8557 | kWh | RES
8784 | 0 | 0 | [6 empty] | 2019-10-12 | 15 | 1.7429 | 756578.8465 | kWh | RES
8784 | 0 | 0 | [6 empty] | 2019-10-12 | 16 | 1.8256 | 792461.876 | kWh | RES
8784 | 0 | 0 | [6 empty] | 2019-10-12 | 17 | 1.933 | 839096.7792 | kWh | RES
8784 | 0 | 0 | [6 empty] | 2019-10-12 | 18 | 1.9392 | 841803.676 | kWh | RES
8784 | 0 | 0 | [6 empty] | 2019-10-12 | 19 | 1.8401 | 798779.5015 | kWh | RES
8784 | 0 | 0 | [6 empty] | 2019-10-12 | 20 | 1.7527 | 760815.3124 | kWh | RES
8784 | 0 | 0 | [6 empty] | 2019-10-12 | 21 | 1.648 | 715368.1721 | kWh | RES
8784 | 0 | 0 | [6 empty] | 2019-10-12 | 22 | 1.4975 | 650026.8326 | kWh | RES
8784 | 0 | 0 | [6 empty] | 2019-10-12 | 23 | 1.3522 | 586991.7833 | kWh | RES
8784 | 0 | 0 | [6 empty] | 2019-10-12 | 24 | 1.1845 | 514173.9772 | kWh | RES
8784 | 0 | 0 | [6 empty] | 2019-10-13 | 1 | 1.0266 | 445648.7526 | kWh | RES
8784 | 0 | 0 | [6 empty] | 2019-10-13 | 2 | 0.86864 | 377064.2935 | kWh | RES
8784 | 0 | 0 | [6 empty] | 2019-10-13 | 3 | 0.78276 | 339785.4572 | kWh | RES
8784 | 0 | 0 | [6 empty] | 2019-10-13 | 4 | 0.73021 | 316976.6076 | kWh | RES
8784 | 0 | 0 | [6 empty] | 2019-10-13 | 5 | 0.6964 | 302300.8262 | kWh | RES
8784 | 0 | 0 | [6 empty] | 2019-10-13 | 6 | 0.68027 | 295294.9497 | kWh | RES
8784 | 0 | 0 | [6 empty] | 2019-10-13 | 7 | 0.71114 | 308695.4102 | kWh | RES
8784 | 0 | 0 | [6 empty] | 2019-10-13 | 8 | 0.80972 | 351489.0985 | kWh | RES
8784 | 0 | 0 | [6 empty] | 2019-10-13 | 9 | 1.0161 | 441094.7407 | kWh | RES
8784 | 0 | 0 | [6 empty] | 2019-10-13 | 10 | 1.2022 | 521874.9716 | kWh | RES
8784 | 0 | 0 | [6 empty] | 2019-10-13 | 11 | 1.3963 | 606095.487 | kWh | RES
8784 | 0 | 0 | [6 empty] | 2019-10-13 | 12 | 1.5801 | 685882.7251 | kWh | RES
8784 | 0 | 0 | [6 empty] | 2019-10-13 | 13 | 1.7809 | 773079.1142 | kWh | RES
8784 | 0 | 0 | [6 empty] | 2019-10-13 | 14 | 1.934 | 839509.9372 | kWh | RES
8784 | 0 | 0 | [6 empty] | 2019-10-13 | 15 | 2.1296 | 924431.2799 | kWh | RES
8784 | 0 | 0 | [6 empty] | 2019-10-13 | 16 | 2.1819 | 947133.9271 | kWh | RES
8784 | 0 | 0 | [6 empty] | 2019-10-13 | 17 | 2.2376 | 971332.9239 | kWh | RES
8784 | 0 | 0 | [6 empty] | 2019-10-13 | 18 | 2.2179 | 962749.6892 | kWh | RES
8784 | 0 | 0 | [6 empty] | 2019-10-13 | 19 | 2.0989 | 911107.8556 | kWh | RES
8784 | 0 | 0 | [6 empty] | 2019-10-13 | 20 | 2.0444 | 887432.8903 | kWh | RES
8784 | 0 | 0 | [6 empty] | 2019-10-13 | 21 | 1.9043 | 826620.4147 | kWh | RES
8784 | 0 | 0 | [6 empty] | 2019-10-13 | 22 | 1.7232 | 748035.1779 | kWh | RES
8784 | 0 | 0 | [6 empty] | 2019-10-13 | 23 | 1.4657 | 636241.632 | kWh | RES
8784 | 0 | 0 | [6 empty] | 2019-10-13 | 24 | 1.2098 | 525179.0275 | kWh | RES
8784 | 0 | 0 | [6 empty] | 2019-10-14 | 1 | 1.0179 | 441848.2378 | kWh | RES
8784 | 0 | 0 | [6 empty] | 2019-10-14 | 2 | 0.8772 | 380779.8886 | kWh | RES
8784 | 0 | 0 | [6 empty] | 2019-10-14 | 3 | 0.77381 | 335901.1553 | kWh | RES
8784 | 0 | 0 | [6 empty] | 2019-10-14 | 4 | 0.73438 | 318784.5161 | kWh | RES
8784 | 0 | 0 | [6 empty] | 2019-10-14 | 5 | 0.7162 | 310894.2516 | kWh | RES
8784 | 0 | 0 | [6 empty] | 2019-10-14 | 6 | 0.78578 | 341096.9025 | kWh | RES
8784 | 0 | 0 | [6 empty] | 2019-10-14 | 7 | 0.90951 | 394805.3311 | kWh | RES
8784 | 0 | 0 | [6 empty] | 2019-10-14 | 8 | 0.92328 | 400784.9868 | kWh | RES
8784 | 0 | 0 | [6 empty] | 2019-10-14 | 9 | 0.92982 | 403622.0665 | kWh | RES
8784 | 0 | 0 | [6 empty] | 2019-10-14 | 10 | 1.0278 | 446169.52 | kWh | RES
8784 | 0 | 0 | [6 empty] | 2019-10-14 | 11 | 1.2056 | 523321.1145 | kWh | RES
8784 | 0 | 0 | [6 empty] | 2019-10-14 | 12 | 1.395 | 605560.6588 | kWh | RES
8784 | 0 | 0 | [6 empty] | 2019-10-14 | 13 | 1.622 | 704101.4975 | kWh | RES
8784 | 0 | 0 | [6 empty] | 2019-10-14 | 14 | 1.8666 | 810287.088 | kWh | RES
8784 | 0 | 0 | [6 empty] | 2019-10-14 | 15 | 2.0229 | 878126.5813 | kWh | RES
8784 | 0 | 0 | [6 empty] | 2019-10-14 | 16 | 2.1226 | 921380.5715 | kWh | RES
8784 | 0 | 0 | [6 empty] | 2019-10-14 | 17 | 2.2349 | 970132.1698 | kWh | RES
8784 | 0 | 0 | [6 empty] | 2019-10-14 | 18 | 2.3113 | 1003303.707 | kWh | RES
8784 | 0 | 0 | [6 empty] | 2019-10-14 | 19 | 2.2931 | 995389.6247 | kWh | RES
8784 | 0 | 0 | [6 empty] | 2019-10-14 | 20 | 2.2248 | 965772.5222 | kWh | RES
8784 | 0 | 0 | [6 empty] | 2019-10-14 | 21 | 2.1233 | 921708.1522 | kWh | RES
8784 | 0 | 0 | [6 empty] | 2019-10-14 | 22 | 1.9165 | 831910.4892 | kWh | RES
8784 | 0 | 0 | [6 empty] | 2019-10-14 | 23 | 1.6948 | 735672.2742 | kWh | RES
8784 | 0 | 0 | [6 empty] | 2019-10-14 | 24 | 1.4291 | 620347.0469 | kWh | RES
8784 | 0 | 0 | [6 empty] | 2019-10-15 | 1 | 1.2113 | 525793.4348 | kWh | RES
8784 | 0 | 0 | [6 empty] | 2019-10-15 | 2 | 1.0581 | 459320.3007 | kWh | RES
8784 | 0 | 0 | [6 empty] | 2019-10-15 | 3 | 0.98293 | 426679.3889 | kWh | RES
8784 | 0 | 0 | [6 empty] | 2019-10-15 | 4 | 0.94613 | 410701.6136 | kWh | RES
8784 | 0 | 0 | [6 empty] | 2019-10-15 | 5 | 0.91051 | 395242.3481 | kWh | RES
8784 | 0 | 0 | [6 empty] | 2019-10-15 | 6 | 0.97347 | 422573.3854 | kWh | RES
8784 | 0 | 0 | [6 empty] | 2019-10-15 | 7 | 1.1054 | 479829.2103 | kWh | RES
8784 | 0 | 0 | [6 empty] | 2019-10-15 | 8 | 1.1132 | 483234.8509 | kWh | RES
8784 | 0 | 0 | [6 empty] | 2019-10-15 | 9 | 1.0467 | 454352.1 | kWh | RES
8784 | 0 | 0 | [6 empty] | 2019-10-15 | 10 | 1.0402 | 451554.4089 | kWh | RES
8784 | 0 | 0 | [6 empty] | 2019-10-15 | 11 | 1.1072 | 480639.3695 | kWh | RES
8784 | 0 | 0 | [6 empty] | 2019-10-15 | 12 | 1.2253 | 531878.7417 | kWh | RES
8784 | 0 | 0 | [6 empty] | 2019-10-15 | 13 | 1.3889 | 602884.3809 | kWh | RES
8784 | 0 | 0 | [6 empty] | 2019-10-15 | 14 | 1.5897 | 690080.8992 | kWh | RES
8784 | 0 | 0 | [6 empty] | 2019-10-15 | 15 | 1.7271 | 749703.7323 | kWh | RES
8784 | 0 | 0 | [6 empty] | 2019-10-15 | 16 | 1.773 | 769646.2777 | kWh | RES
8784 | 0 | 0 | [6 empty] | 2019-10-15 | 17 | 1.8266 | 792892.4753 | kWh | RES
8784 | 0 | 0 | [6 empty] | 2019-10-15 | 18 | 1.8438 | 800365.711 | kWh | RES
8784 | 0 | 0 | [6 empty] | 2019-10-15 | 19 | 1.868 | 810893.1843 | kWh | RES
8784 | 0 | 0 | [6 empty] | 2019-10-15 | 20 | 1.9524 | 847495.0211 | kWh | RES
8784 | 0 | 0 | [6 empty] | 2019-10-15 | 21 | 1.8932 | 821826.6937 | kWh | RES
8784 | 0 | 0 | [6 empty] | 2019-10-15 | 22 | 1.7689 | 767866.6007 | kWh | RES
8784 | 0 | 0 | [6 empty] | 2019-10-15 | 23 | 1.5628 | 678384.4428 | kWh | RES
8784 | 0 | 0 | [6 empty] | 2019-10-15 | 24 | 1.3861 | 601685.2103 | kWh | RES
8784 | 0 | 0 | [6 empty] | 2019-10-16 | 1 | 1.1945 | 518537.7129 | kWh | RES
8784 | 0 | 0 | [6 empty] | 2019-10-16 | 2 | 1.05 | 455785.8385 | kWh | RES
8784 | 0 | 0 | [6 empty] | 2019-10-16 | 3 | 0.97314 | 422427.314 | kWh | RES
8784 | 0 | 0 | [6 empty] | 2019-10-16 | 4 | 0.91283 | 396247.2363 | kWh | RES
8784 | 0 | 0 | [6 empty] | 2019-10-16 | 5 | 0.87818 | 381208.9926 | kWh | RES
8784 | 0 | 0 | [6 empty] | 2019-10-16 | 6 | 0.95609 | 415025.3645 | kWh | RES
8784 | 0 | 0 | [6 empty] | 2019-10-16 | 7 | 1.0883 | 472427.4399 | kWh | RES
8784 | 0 | 0 | [6 empty] | 2019-10-16 | 8 | 1.1028 | 478710.6449 | kWh | RES
8784 | 0 | 0 | [6 empty] | 2019-10-16 | 9 | 1.0562 | 458475.3384 | kWh | RES
8784 | 0 | 0 | [6 empty] | 2019-10-16 | 10 | 1.1106 | 482097.0442 | kWh | RES
8784 | 0 | 0 | [6 empty] | 2019-10-16 | 11 | 1.2854 | 557996.488 | kWh | RES
8784 | 0 | 0 | [6 empty] | 2019-10-16 | 12 | 1.4509 | 629806.0752 | kWh | RES
8784 | 0 | 0 | [6 empty] | 2019-10-16 | 13 | 1.613 | 700179.9865 | kWh | RES
8784 | 0 | 0 | [6 empty] | 2019-10-16 | 14 | 1.6525 | 717338.386 | kWh | RES
8784 | 0 | 0 | [6 empty] | 2019-10-16 | 15 | 1.8589 | 806924.4455 | kWh | RES
8784 | 0 | 0 | [6 empty] | 2019-10-16 | 16 | 2.079 | 902485.8118 | kWh | RES
8784 | 0 | 0 | [6 empty] | 2019-10-16 | 17 | 2.1386 | 928319.1439 | kWh | RES
8784 | 0 | 0 | [6 empty] | 2019-10-16 | 18 | 2.1919 | 951471.1206 | kWh | RES
8784 | 0 | 0 | [6 empty] | 2019-10-16 | 19 | 2.1597 | 937506.1557 | kWh | RES
8784 | 0 | 0 | [6 empty] | 2019-10-16 | 20 | 2.1828 | 947530.2733 | kWh | RES
8784 | 0 | 0 | [6 empty] | 2019-10-16 | 21 | 2.0618 | 894993.853 | kWh | RES
8784 | 0 | 0 | [6 empty] | 2019-10-16 | 22 | 1.8752 | 813983.9749 | kWh | RES
8784 | 0 | 0 | [6 empty] | 2019-10-16 | 23 | 1.6169 | 701893.3744 | kWh | RES
8784 | 0 | 0 | [6 empty] | 2019-10-16 | 24 | 1.3433 | 583095.1617 | kWh | RES
8784 | 0 | 0 | [6 empty] | 2019-10-17 | 1 | 1.0982 | 476732.8664 | kWh | RES
8784 | 0 | 0 | [6 empty] | 2019-10-17 | 2 | 0.96154 | 417392.4263 | kWh | RES
8784 | 0 | 0 | [6 empty] | 2019-10-17 | 3 | 0.86698 | 376345.3686 | kWh | RES
8784 | 0 | 0 | [6 empty] | 2019-10-17 | 4 | 0.77294 | 335524.7303 | kWh | RES
8784 | 0 | 0 | [6 empty] | 2019-10-17 | 5 | 0.73667 | 319781.3042 | kWh | RES
8784 | 0 | 0 | [6 empty] | 2019-10-17 | 6 | 0.78891 | 342456.9513 | kWh | RES
8784 | 0 | 0 | [6 empty] | 2019-10-17 | 7 | 0.89596 | 388925.9929 | kWh | RES
8784 | 0 | 0 | [6 empty] | 2019-10-17 | 8 | 0.90672 | 393594.9114 | kWh | RES
8784 | 0 | 0 | [6 empty] | 2019-10-17 | 9 | 0.85303 | 370291.5773 | kWh | RES
8784 | 0 | 0 | [6 empty] | 2019-10-17 | 10 | 0.83731 | 363466.1616 | kWh | RES
8784 | 0 | 0 | [6 empty] | 2019-10-17 | 11 | 0.8467 | 367542.4001 | kWh | RES
8784 | 0 | 0 | [6 empty] | 2019-10-17 | 12 | 0.89153 | 387002.4901 | kWh | RES
8784 | 0 | 0 | [6 empty] | 2019-10-17 | 13 | 0.93391 | 405397.0482 | kWh | RES
8784 | 0 | 0 | [6 empty] | 2019-10-17 | 14 | 0.98231 | 426409.0024 | kWh | RES
8784 | 0 | 0 | [6 empty] | 2019-10-17 | 15 | 1.0773 | 467656.3787 | kWh | RES
8784 | 0 | 0 | [6 empty] | 2019-10-17 | 16 | 1.2031 | 522266.5894 | kWh | RES
8784 | 0 | 0 | [6 empty] | 2019-10-17 | 17 | 1.2922 | 560942.6012 | kWh | RES
8784 | 0 | 0 | [6 empty] | 2019-10-17 | 18 | 1.3378 | 580701.3814 | kWh | RES
8784 | 0 | 0 | [6 empty] | 2019-10-17 | 19 | 1.343 | 582999.8383 | kWh | RES
8784 | 0 | 0 | [6 empty] | 2019-10-17 | 20 | 1.3722 | 595667.4704 | kWh | RES
8784 | 0 | 0 | [6 empty] | 2019-10-17 | 21 | 1.3186 | 572389.9689 | kWh | RES
8784 | 0 | 0 | [6 empty] | 2019-10-17 | 22 | 1.2319 | 534742.0026 | kWh | RES
8784 | 0 | 0 | [6 empty] | 2019-10-17 | 23 | 1.0655 | 462511.147 | kWh | RES
8784 | 0 | 0 | [6 empty] | 2019-10-17 | 24 | 0.88414 | 383794.9362 | kWh | RES
8784 | 0 | 0 | [6 empty] | 2019-10-18 | 1 | 0.71581 | 310723.2511 | kWh | RES
8784 | 0 | 0 | [6 empty] | 2019-10-18 | 2 | 0.6245 | 271089.0722 | kWh | RES
8784 | 0 | 0 | [6 empty] | 2019-10-18 | 3 | 0.57005 | 247452.2909 | kWh | RES
8784 | 0 | 0 | [6 empty] | 2019-10-18 | 4 | 0.54521 | 236671.0017 | kWh | RES
8784 | 0 | 0 | [6 empty] | 2019-10-18 | 5 | 0.55595 | 241332.3522 | kWh | RES
8784 | 0 | 0 | [6 empty] | 2019-10-18 | 6 | 0.64715 | 280921.3992 | kWh | RES
8784 | 0 | 0 | [6 empty] | 2019-10-18 | 7 | 0.77021 | 334338.1235 | kWh | RES
8784 | 0 | 0 | [6 empty] | 2019-10-18 | 8 | 0.83717 | 363405.1445 | kWh | RES
8784 | 0 | 0 | [6 empty] | 2019-10-18 | 9 | 0.8308 | 360642.0457 | kWh | RES
8784 | 0 | 0 | [6 empty] | 2019-10-18 | 10 | 0.85647 | 371783.0423 | kWh | RES
8784 | 0 | 0 | [6 empty] | 2019-10-18 | 11 | 0.87285 | 378891.9433 | kWh | RES
8784 | 0 | 0 | [6 empty] | 2019-10-18 | 12 | 0.88747 | 385238.8465 | kWh | RES
8784 | 0 | 0 | [6 empty] | 2019-10-18 | 13 | 0.89963 | 390516.9858 | kWh | RES
8784 | 0 | 0 | [6 empty] | 2019-10-18 | 14 | 0.91891 | 398888.521 | kWh | RES
8784 | 0 | 0 | [6 empty] | 2019-10-18 | 15 | 0.96837 | 420357.3608 | kWh | RES
8784 | 0 | 0 | [6 empty] | 2019-10-18 | 16 | 1.0088 | 437897.6029 | kWh | RES
8784 | 0 | 0 | [6 empty] | 2019-10-18 | 17 | 1.095 | 475308.9981 | kWh | RES
8784 | 0 | 0 | [6 empty] | 2019-10-18 | 18 | 1.1269 | 489171.293 | kWh | RES
8784 | 0 | 0 | [6 empty] | 2019-10-18 | 19 | 1.1847 | 514247.3262 | kWh | RES
8784 | 0 | 0 | [6 empty] | 2019-10-18 | 20 | 1.19 | 516568.2499 | kWh | RES
8784 | 0 | 0 | [6 empty] | 2019-10-18 | 21 | 1.1897 | 516424.4991 | kWh | RES
8784 | 0 | 0 | [6 empty] | 2019-10-18 | 22 | 1.1623 | 504557.9841 | kWh | RES
8784 | 0 | 0 | [6 empty] | 2019-10-18 | 23 | 1.0879 | 472226.5459 | kWh | RES
8784 | 0 | 0 | [6 empty] | 2019-10-18 | 24 | 0.99188 | 430561.998 | kWh | RES
8784 | 0 | 0 | [6 empty] | 2019-10-19 | 1 | 0.84322 | 366031.2936 | kWh | RES
8784 | 0 | 0 | [6 empty] | 2019-10-19 | 2 | 0.75655 | 328410.6018 | kWh | RES
8784 | 0 | 0 | [6 empty] | 2019-10-19 | 3 | 0.71011 | 308251.4208 | kWh | RES
8784 | 0 | 0 | [6 empty] | 2019-10-19 | 4 | 0.69634 | 302273.0913 | kWh | RES
8784 | 0 | 0 | [6 empty] | 2019-10-19 | 5 | 0.6737 | 292446.2367 | kWh | RES
8784 | 0 | 0 | [6 empty] | 2019-10-19 | 6 | 0.6993 | 303556.0874 | kWh | RES
8784 | 0 | 0 | [6 empty] | 2019-10-19 | 7 | 0.73197 | 317739.9192 | kWh | RES
8784 | 0 | 0 | [6 empty] | 2019-10-19 | 8 | 0.8039 | 348962.183 | kWh | RES
8784 | 0 | 0 | [6 empty] | 2019-10-19 | 9 | 0.99516 | 431984.9785 | kWh | RES
8784 | 0 | 0 | [6 empty] | 2019-10-19 | 10 | 1.1436 | 496405.216 | kWh | RES
8784 | 0 | 0 | [6 empty] | 2019-10-19 | 11 | 1.2712 | 551801.5244 | kWh | RES
8784 | 0 | 0 | [6 empty] | 2019-10-19 | 12 | 1.3222 | 573971.6236 | kWh | RES
8784 | 0 | 0 | [6 empty] | 2019-10-19 | 13 | 1.3847 | 601062.2834 | kWh | RES
8784 | 0 | 0 | [6 empty] | 2019-10-19 | 14 | 1.4057 | 610207.7372 | kWh | RES
8784 | 0 | 0 | [6 empty] | 2019-10-19 | 15 | 1.4729 | 639388.6256 | kWh | RES
8784 | 0 | 0 | [6 empty] | 2019-10-19 | 16 | 1.5153 | 657794.5217 | kWh | RES
8784 | 0 | 0 | [6 empty] | 2019-10-19 | 17 | 1.6244 | 705130.6941 | kWh | RES
8784 | 0 | 0 | [6 empty] | 2019-10-19 | 18 | 1.6184 | 702521.3962 | kWh | RES
8784 | 0 | 0 | [6 empty] | 2019-10-19 | 19 | 1.6194 | 702948.6256 | kWh | RES
8784 | 0 | 0 | [6 empty] | 2019-10-19 | 20 | 1.6767 | 727838.1903 | kWh | RES
8784 | 0 | 0 | [6 empty] | 2019-10-19 | 21 | 1.6682 | 724139.4011 | kWh | RES
8784 | 0 | 0 | [6 empty] | 2019-10-19 | 22 | 1.5615 | 677810.793 | kWh | RES
8784 | 0 | 0 | [6 empty] | 2019-10-19 | 23 | 1.496 | 649377.9527 | kWh | RES
8784 | 0 | 0 | [6 empty] | 2019-10-19 | 24 | 1.3789 | 598582.7469 | kWh | RES
8784 | 0 | 0 | [6 empty] | 2019-10-20 | 1 | 1.2066 | 523791.4444 | kWh | RES
8784 | 0 | 0 | [6 empty] | 2019-10-20 | 2 | 1.0864 | 471593.1571 | kWh | RES
8784 | 0 | 0 | [6 empty] | 2019-10-20 | 3 | 0.99292 | 431014.4884 | kWh | RES
8784 | 0 | 0 | [6 empty] | 2019-10-20 | 4 | 0.94691 | 411042.8545 | kWh | RES
8784 | 0 | 0 | [6 empty] | 2019-10-20 | 5 | 0.88469 | 384034.7203 | kWh | RES
8784 | 0 | 0 | [6 empty] | 2019-10-20 | 6 | 0.86959 | 377477.4593 | kWh | RES
8784 | 0 | 0 | [6 empty] | 2019-10-20 | 7 | 0.85236 | 369999.5414 | kWh | RES
8784 | 0 | 0 | [6 empty] | 2019-10-20 | 8 | 0.91421 | 396846.2006 | kWh | RES
8784 | 0 | 0 | [6 empty] | 2019-10-20 | 9 | 1.06 | 460114.0301 | kWh | RES
8784 | 0 | 0 | [6 empty] | 2019-10-20 | 10 | 1.2507 | 542931.7779 | kWh | RES
8784 | 0 | 0 | [6 empty] | 2019-10-20 | 11 | 1.329 | 576906.1269 | kWh | RES
8784 | 0 | 0 | [6 empty] | 2019-10-20 | 12 | 1.421 | 616840.8761 | kWh | RES
8784 | 0 | 0 | [6 empty] | 2019-10-20 | 13 | 1.5521 | 673767.5073 | kWh | RES
8784 | 0 | 0 | [6 empty] | 2019-10-20 | 14 | 1.7002 | 738026.2617 | kWh | RES
8784 | 0 | 0 | [6 empty] | 2019-10-20 | 15 | 1.8587 | 806823.6162 | kWh | RES
8784 | 0 | 0 | [6 empty] | 2019-10-20 | 16 | 1.9712 | 855674.6392 | kWh | RES
8784 | 0 | 0 | [6 empty] | 2019-10-20 | 17 | 2.0686 | 897933.9345 | kWh | RES
8784 | 0 | 0 | [6 empty] | 2019-10-20 | 18 | 2.1024 | 912614.6872 | kWh | RES
8784 | 0 | 0 | [6 empty] | 2019-10-20 | 19 | 2.0174 | 875734.3119 | kWh | RES
8784 | 0 | 0 | [6 empty] | 2019-10-20 | 20 | 1.9229 | 834709.0858 | kWh | RES
8784 | 0 | 0 | [6 empty] | 2019-10-20 | 21 | 1.7992 | 781008.7187 | kWh | RES
8784 | 0 | 0 | [6 empty] | 2019-10-20 | 22 | 1.601 | 694988.9631 | kWh | RES
8784 | 0 | 0 | [6 empty] | 2019-10-20 | 23 | 1.3354 | 579688.9826 | kWh | RES
8784 | 0 | 0 | [6 empty] | 2019-10-20 | 24 | 1.0731 | 465804.0919 | kWh | RES
8784 | 0 | 0 | [6 empty] | 2019-10-21 | 1 | 0.88697 | 385024.9541 | kWh | RES
8784 | 0 | 0 | [6 empty] | 2019-10-21 | 2 | 0.73045 | 317080.2321 | kWh | RES
8784 | 0 | 0 | [6 empty] | 2019-10-21 | 3 | 0.661 | 286933.742 | kWh | RES
8784 | 0 | 0 | [6 empty] | 2019-10-21 | 4 | 0.62761 | 272439.5341 | kWh | RES
8784 | 0 | 0 | [6 empty] | 2019-10-21 | 5 | 0.63434 | 275360.4965 | kWh | RES
8784 | 0 | 0 | [6 empty] | 2019-10-21 | 6 | 0.7133 | 309633.1241 | kWh | RES
8784 | 0 | 0 | [6 empty] | 2019-10-21 | 7 | 0.87762 | 380964.6073 | kWh | RES
8784 | 0 | 0 | [6 empty] | 2019-10-21 | 8 | 0.89868 | 390105.064 | kWh | RES
8784 | 0 | 0 | [6 empty] | 2019-10-21 | 9 | 0.83912 | 364251.4089 | kWh | RES
8784 | 0 | 0 | [6 empty] | 2019-10-21 | 10 | 0.89322 | 387735.9831 | kWh | RES
8784 | 0 | 0 | [6 empty] | 2019-10-21 | 11 | 0.98224 | 426376.484 | kWh | RES
8784 | 0 | 0 | [6 empty] | 2019-10-21 | 12 | 1.1395 | 494641.6742 | kWh | RES
8784 | 0 | 0 | [6 empty] | 2019-10-21 | 13 | 1.2725 | 552357.5747 | kWh | RES
8784 | 0 | 0 | [6 empty] | 2019-10-21 | 14 | 1.3469 | 584686.6707 | kWh | RES
8784 | 0 | 0 | [6 empty] | 2019-10-21 | 15 | 1.4137 | 613670.0894 | kWh | RES
8784 | 0 | 0 | [6 empty] | 2019-10-21 | 16 | 1.4899 | 646729.606 | kWh | RES
8784 | 0 | 0 | [6 empty] | 2019-10-21 | 17 | 1.5379 | 667575.0073 | kWh | RES
8784 | 0 | 0 | [6 empty] | 2019-10-21 | 18 | 1.6314 | 708176.0438 | kWh | RES
8784 | 0 | 0 | [6 empty] | 2019-10-21 | 19 | 1.7421 | 756212.8366 | kWh | RES
8784 | 0 | 0 | [6 empty] | 2019-10-21 | 20 | 1.8337 | 795999.9913 | kWh | RES
8784 | 0 | 0 | [6 empty] | 2019-10-21 | 21 | 1.7907 | 777322.0809 | kWh | RES
8784 | 0 | 0 | [6 empty] | 2019-10-21 | 22 | 1.6345 | 709534.4043 | kWh | RES
8784 | 0 | 0 | [6 empty] | 2019-10-21 | 23 | 1.4803 | 642597.0805 | kWh | RES
8784 | 0 | 0 | [6 empty] | 2019-10-21 | 24 | 1.2694 | 551025.2341 | kWh | RES
8784 | 0 | 0 | [6 empty] | 2019-10-22 | 1 | 1.0998 | 477422.6178 | kWh | RES
8784 | 0 | 0 | [6 empty] | 2019-10-22 | 2 | 0.9767 | 423971.9434 | kWh | RES
8784 | 0 | 0 | [6 empty] | 2019-10-22 | 3 | 0.90027 | 390797.1359 | kWh | RES
8784 | 0 | 0 | [6 empty] | 2019-10-22 | 4 | 0.87001 | 377661.9076 | kWh | RES
8784 | 0 | 0 | [6 empty] | 2019-10-22 | 5 | 0.88632 | 384741.2446 | kWh | RES
8784 | 0 | 0 | [6 empty] | 2019-10-22 | 6 | 0.98517 | 427648.3408 | kWh | RES
8784 | 0 | 0 | [6 empty] | 2019-10-22 | 7 | 1.096 | 475760.401 | kWh | RES
8784 | 0 | 0 | [6 empty] | 2019-10-22 | 8 | 1.1366 | 493380.2257 | kWh | RES
8784 | 0 | 0 | [6 empty] | 2019-10-22 | 9 | 1.1045 | 479445.3507 | kWh | RES
8784 | 0 | 0 | [6 empty] | 2019-10-22 | 10 | 1.1849 | 514348.9956 | kWh | RES
8784 | 0 | 0 | [6 empty] | 2019-10-22 | 11 | 1.3424 | 582702.2862 | kWh | RES
8784 | 0 | 0 | [6 empty] | 2019-10-22 | 12 | 1.5481 | 671992.8326 | kWh | RES
8784 | 0 | 0 | [6 empty] | 2019-10-22 | 13 | 1.7687 | 767782.1329 | kWh | RES
8784 | 0 | 0 | [6 empty] | 2019-10-22 | 14 | 1.9079 | 828203.3174 | kWh | RES
8784 | 0 | 0 | [6 empty] | 2019-10-22 | 15 | 1.9151 | 831335.2452 | kWh | RES
8784 | 0 | 0 | [6 empty] | 2019-10-22 | 16 | 1.8438 | 800356.807 | kWh | RES
8784 | 0 | 0 | [6 empty] | 2019-10-22 | 17 | 1.7745 | 770308.5816 | kWh | RES
8784 | 0 | 0 | [6 empty] | 2019-10-22 | 18 | 1.8493 | 802766.6149 | kWh | RES
8784 | 0 | 0 | [6 empty] | 2019-10-22 | 19 | 1.8984 | 824082.9834 | kWh | RES
8784 | 0 | 0 | [6 empty] | 2019-10-22 | 20 | 1.9287 | 837230.3661 | kWh | RES
8784 | 0 | 0 | [6 empty] | 2019-10-22 | 21 | 1.8752 | 813981.8489 | kWh | RES
8784 | 0 | 0 | [6 empty] | 2019-10-22 | 22 | 1.6508 | 716571.7282 | kWh | RES
8784 | 0 | 0 | [6 empty] | 2019-10-22 | 23 | 1.4428 | 626321.9377 | kWh | RES
8784 | 0 | 0 | [6 empty] | 2019-10-22 | 24 | 1.1802 | 512322.9807 | kWh | RES
8784 | 0 | 0 | [6 empty] | 2019-10-23 | 1 | 0.97805 | 424558.079 | kWh | RES
8784 | 0 | 0 | [6 empty] | 2019-10-23 | 2 | 0.81367 | 353205.3677 | kWh | RES
8784 | 0 | 0 | [6 empty] | 2019-10-23 | 3 | 0.70029 | 303987.642 | kWh | RES
8784 | 0 | 0 | [6 empty] | 2019-10-23 | 4 | 0.62469 | 271168.4414 | kWh | RES
8784 | 0 | 0 | [6 empty] | 2019-10-23 | 5 | 0.61784 | 268195.1534 | kWh | RES
8784 | 0 | 0 | [6 empty] | 2019-10-23 | 6 | 0.69726 | 302670.8855 | kWh | RES
8784 | 0 | 0 | [6 empty] | 2019-10-23 | 7 | 0.86044 | 373505.066 | kWh | RES
8784 | 0 | 0 | [6 empty] | 2019-10-23 | 8 | 0.89434 | 388223.7489 | kWh | RES
8784 | 0 | 0 | [6 empty] | 2019-10-23 | 9 | 0.83324 | 361700.4269 | kWh | RES
8784 | 0 | 0 | [6 empty] | 2019-10-23 | 10 | 0.8185 | 355300.4153 | kWh | RES
8784 | 0 | 0 | [6 empty] | 2019-10-23 | 11 | 0.82084 | 356316.9369 | kWh | RES
8784 | 0 | 0 | [6 empty] | 2019-10-23 | 12 | 0.87529 | 379954.7595 | kWh | RES
8784 | 0 | 0 | [6 empty] | 2019-10-23 | 13 | 0.93435 | 405588.7122 | kWh | RES
8784 | 0 | 0 | [6 empty] | 2019-10-23 | 14 | 1.003 | 435398.6748 | kWh | RES
8784 | 0 | 0 | [6 empty] | 2019-10-23 | 15 | 1.0627 | 461292.9151 | kWh | RES
8784 | 0 | 0 | [6 empty] | 2019-10-23 | 16 | 1.2003 | 521029.1347 | kWh | RES
8784 | 0 | 0 | [6 empty] | 2019-10-23 | 17 | 1.3158 | 571190.0371 | kWh | RES
8784 | 0 | 0 | [6 empty] | 2019-10-23 | 18 | 1.3669 | 593371.8662 | kWh | RES
8784 | 0 | 0 | [6 empty] | 2019-10-23 | 19 | 1.3557 | 588481.3511 | kWh | RES
8784 | 0 | 0 | [6 empty] | 2019-10-23 | 20 | 1.4157 | 614521.1085 | kWh | RES
8784 | 0 | 0 | [6 empty] | 2019-10-23 | 21 | 1.388 | 602497.5506 | kWh | RES
8784 | 0 | 0 | [6 empty] | 2019-10-23 | 22 | 1.261 | 547369.2983 | kWh | RES
8784 | 0 | 0 | [6 empty] | 2019-10-23 | 23 | 1.0623 | 461125.8117 | kWh | RES
8784 | 0 | 0 | [6 empty] | 2019-10-23 | 24 | 0.88742 | 385217.9496 | kWh | RES
8784 | 0 | 0 | [6 empty] | 2019-10-24 | 1 | 0.73611 | 319536.8888 | kWh | RES
8784 | 0 | 0 | [6 empty] | 2019-10-24 | 2 | 0.64902 | 281730.1025 | kWh | RES
8784 | 0 | 0 | [6 empty] | 2019-10-24 | 3 | 0.60016 | 260524.2065 | kWh | RES
8784 | 0 | 0 | [6 empty] | 2019-10-24 | 4 | 0.58243 | 252823.8736 | kWh | RES
8784 | 0 | 0 | [6 empty] | 2019-10-24 | 5 | 0.61067 | 265082.9302 | kWh | RES
8784 | 0 | 0 | [6 empty] | 2019-10-24 | 6 | 0.72731 | 315718.2007 | kWh | RES
8784 | 0 | 0 | [6 empty] | 2019-10-24 | 7 | 0.86932 | 377360.6763 | kWh | RES
8784 | 0 | 0 | [6 empty] | 2019-10-24 | 8 | 0.89668 | 389236.4906 | kWh | RES
8784 | 0 | 0 | [6 empty] | 2019-10-24 | 9 | 0.86761 | 376620.3587 | kWh | RES
8784 | 0 | 0 | [6 empty] | 2019-10-24 | 10 | 0.89192 | 387170.0932 | kWh | RES
8784 | 0 | 0 | [6 empty] | 2019-10-24 | 11 | 0.9056 | 393109.5735 | kWh | RES
8784 | 0 | 0 | [6 empty] | 2019-10-24 | 12 | 0.95265 | 413531.7794 | kWh | RES
8784 | 0 | 0 | [6 empty] | 2019-10-24 | 13 | 1.0581 | 459291.5876 | kWh | RES
8784 | 0 | 0 | [6 empty] | 2019-10-24 | 14 | 1.1278 | 489583.6293 | kWh | RES
8784 | 0 | 0 | [6 empty] | 2019-10-24 | 15 | 1.2095 | 525044.7379 | kWh | RES
8784 | 0 | 0 | [6 empty] | 2019-10-24 | 16 | 1.2819 | 556453.7312 | kWh | RES
8784 | 0 | 0 | [6 empty] | 2019-10-24 | 17 | 1.4166 | 614935.918 | kWh | RES
8784 | 0 | 0 | [6 empty] | 2019-10-24 | 18 | 1.5376 | 667448.1057 | kWh | RES
8784 | 0 | 0 | [6 empty] | 2019-10-24 | 19 | 1.6089 | 698396.4164 | kWh | RES
8784 | 0 | 0 | [6 empty] | 2019-10-24 | 20 | 1.7202 | 746712.5016 | kWh | RES
8784 | 0 | 0 | [6 empty] | 2019-10-24 | 21 | 1.7026 | 739097.1026 | kWh | RES
8784 | 0 | 0 | [6 empty] | 2019-10-24 | 22 | 1.5659 | 679722.2492 | kWh | RES
8784 | 0 | 0 | [6 empty] | 2019-10-24 | 23 | 1.3751 | 596920.3974 | kWh | RES
8784 | 0 | 0 | [6 empty] | 2019-10-24 | 24 | 1.1599 | 503506.149 | kWh | RES
8784 | 0 | 0 | [6 empty] | 2019-10-25 | 1 | 0.95996 | 416707.6043 | kWh | RES
8784 | 0 | 0 | [6 empty] | 2019-10-25 | 2 | 0.84565 | 367088.0924 | kWh | RES
8784 | 0 | 0 | [6 empty] | 2019-10-25 | 3 | 0.78952 | 342720.5936 | kWh | RES
8784 | 0 | 0 | [6 empty] | 2019-10-25 | 4 | 0.76441 | 331823.0628 | kWh | RES
8784 | 0 | 0 | [6 empty] | 2019-10-25 | 5 | 0.75751 | 328823.9145 | kWh | RES
8784 | 0 | 0 | [6 empty] | 2019-10-25 | 6 | 0.83238 | 361327.6522 | kWh | RES
8784 | 0 | 0 | [6 empty] | 2019-10-25 | 7 | 0.96363 | 418301.6308 | kWh | RES
8784 | 0 | 0 | [6 empty] | 2019-10-25 | 8 | 1.0193 | 442477.6405 | kWh | RES
8784 | 0 | 0 | [6 empty] | 2019-10-25 | 9 | 0.98301 | 426711.1674 | kWh | RES
8784 | 0 | 0 | [6 empty] | 2019-10-25 | 10 | 1.0904 | 473308.4919 | kWh | RES
8784 | 0 | 0 | [6 empty] | 2019-10-25 | 11 | 1.2404 | 538442.3286 | kWh | RES
8784 | 0 | 0 | [6 empty] | 2019-10-25 | 12 | 1.3819 | 599867.4177 | kWh | RES
8784 | 0 | 0 | [6 empty] | 2019-10-25 | 13 | 1.5349 | 666295.6774 | kWh | RES
8784 | 0 | 0 | [6 empty] | 2019-10-25 | 14 | 1.6412 | 712443.1935 | kWh | RES
8784 | 0 | 0 | [6 empty] | 2019-10-25 | 15 | 1.7491 | 759261.1766 | kWh | RES
8784 | 0 | 0 | [6 empty] | 2019-10-25 | 16 | 1.8185 | 789399.1628 | kWh | RES
8784 | 0 | 0 | [6 empty] | 2019-10-25 | 17 | 1.8963 | 823150.9189 | kWh | RES
8784 | 0 | 0 | [6 empty] | 2019-10-25 | 18 | 1.9118 | 829908.9622 | kWh | RES
8784 | 0 | 0 | [6 empty] | 2019-10-25 | 19 | 1.8605 | 807625.1364 | kWh | RES
8784 | 0 | 0 | [6 empty] | 2019-10-25 | 20 | 1.8124 | 786761.0197 | kWh | RES
8784 | 0 | 0 | [6 empty] | 2019-10-25 | 21 | 1.7205 | 746867.9397 | kWh | RES
8784 | 0 | 0 | [6 empty] | 2019-10-25 | 22 | 1.6311 | 708047.4417 | kWh | RES
8784 | 0 | 0 | [6 empty] | 2019-10-25 | 23 | 1.542 | 669376.2956 | kWh | RES
8784 | 0 | 0 | [6 empty] | 2019-10-25 | 24 | 1.365 | 592544.9054 | kWh | RES
8784 | 0 | 0 | [6 empty] | 2019-10-26 | 1 | 1.1895 | 516339.9937 | kWh | RES
8784 | 0 | 0 | [6 empty] | 2019-10-26 | 2 | 1.0389 | 450961.4888 | kWh | RES
8784 | 0 | 0 | [6 empty] | 2019-10-26 | 3 | 0.93828 | 407294.4947 | kWh | RES
8784 | 0 | 0 | [6 empty] | 2019-10-26 | 4 | 0.87583 | 380186.9991 | kWh | RES
8784 | 0 | 0 | [6 empty] | 2019-10-26 | 5 | 0.81528 | 353903.7874 | kWh | RES
8784 | 0 | 0 | [6 empty] | 2019-10-26 | 6 | 0.80735 | 350461.8566 | kWh | RES
8784 | 0 | 0 | [6 empty] | 2019-10-26 | 7 | 0.84655 | 367475.9132 | kWh | RES
8784 | 0 | 0 | [6 empty] | 2019-10-26 | 8 | 0.96684 | 419694.6265 | kWh | RES
8784 | 0 | 0 | [6 empty] | 2019-10-26 | 9 | 1.1741 | 509644.1883 | kWh | RES
8784 | 0 | 0 | [6 empty] | 2019-10-26 | 10 | 1.3805 | 599241.636 | kWh | RES
8784 | 0 | 0 | [6 empty] | 2019-10-26 | 11 | 1.5717 | 682253.5735 | kWh | RES
8784 | 0 | 0 | [6 empty] | 2019-10-26 | 12 | 1.7402 | 755415.5454 | kWh | RES
8784 | 0 | 0 | [6 empty] | 2019-10-26 | 13 | 1.8873 | 819233.1469 | kWh | RES
8784 | 0 | 0 | [6 empty] | 2019-10-26 | 14 | 1.9599 | 850782.6372 | kWh | RES
8784 | 0 | 0 | [6 empty] | 2019-10-26 | 15 | 1.9559 | 849030.6541 | kWh | RES
8784 | 0 | 0 | [6 empty] | 2019-10-26 | 16 | 1.9744 | 857067.4877 | kWh | RES
8784 | 0 | 0 | [6 empty] | 2019-10-26 | 17 | 2.0272 | 879979.4018 | kWh | RES
8784 | 0 | 0 | [6 empty] | 2019-10-26 | 18 | 1.9455 | 844513.8767 | kWh | RES
8784 | 0 | 0 | [6 empty] | 2019-10-26 | 19 | 1.867 | 810451.1198 | kWh | RES
8784 | 0 | 0 | [6 empty] | 2019-10-26 | 20 | 1.8127 | 786858.8209 | kWh | RES
8784 | 0 | 0 | [6 empty] | 2019-10-26 | 21 | 1.7014 | 738570.4 | kWh | RES
8784 | 0 | 0 | [6 empty] | 2019-10-26 | 22 | 1.6621 | 721488.185 | kWh | RES
8784 | 0 | 0 | [6 empty] | 2019-10-26 | 23 | 1.5277 | 663141.6927 | kWh | RES
8784 | 0 | 0 | [6 empty] | 2019-10-26 | 24 | 1.3584 | 589673.9595 | kWh | RES
8784 | 0 | 0 | [6 empty] | 2019-10-27 | 1 | 1.2169 | 528251.6276 | kWh | RES
8784 | 0 | 0 | [6 empty] | 2019-10-27 | 2 | 1.0772 | 467578.0384 | kWh | RES
8784 | 0 | 0 | [6 empty] | 2019-10-27 | 3 | 0.97947 | 425174.6155 | kWh | RES
8784 | 0 | 0 | [6 empty] | 2019-10-27 | 4 | 0.93035 | 403852.0345 | kWh | RES
8784 | 0 | 0 | [6 empty] | 2019-10-27 | 5 | 0.88343 | 383486.6286 | kWh | RES
8784 | 0 | 0 | [6 empty] | 2019-10-27 | 6 | 0.88353 | 383530.8125 | kWh | RES
8784 | 0 | 0 | [6 empty] | 2019-10-27 | 7 | 0.92588 | 401912.7176 | kWh | RES
8784 | 0 | 0 | [6 empty] | 2019-10-27 | 8 | 1.0341 | 448909.0796 | kWh | RES
8784 | 0 | 0 | [6 empty] | 2019-10-27 | 9 | 1.2197 | 529458.5087 | kWh | RES
8784 | 0 | 0 | [6 empty] | 2019-10-27 | 10 | 1.4026 | 608842.4862 | kWh | RES
8784 | 0 | 0 | [6 empty] | 2019-10-27 | 11 | 1.5586 | 676590.9448 | kWh | RES
8784 | 0 | 0 | [6 empty] | 2019-10-27 | 12 | 1.6393 | 711587.9351 | kWh | RES
8784 | 0 | 0 | [6 empty] | 2019-10-27 | 13 | 1.7344 | 752881.4712 | kWh | RES
8784 | 0 | 0 | [6 empty] | 2019-10-27 | 14 | 1.8115 | 786344.3253 | kWh | RES
8784 | 0 | 0 | [6 empty] | 2019-10-27 | 15 | 1.8395 | 798524.7359 | kWh | RES
8784 | 0 | 0 | [6 empty] | 2019-10-27 | 16 | 1.9056 | 827180.7024 | kWh | RES
8784 | 0 | 0 | [6 empty] | 2019-10-27 | 17 | 2.0254 | 879193.9934 | kWh | RES
8784 | 0 | 0 | [6 empty] | 2019-10-27 | 18 | 2.0836 | 904451.2478 | kWh | RES
8784 | 0 | 0 | [6 empty] | 2019-10-27 | 19 | 2.12 | 920250.7167 | kWh | RES
8784 | 0 | 0 | [6 empty] | 2019-10-27 | 20 | 2.1037 | 913175.3518 | kWh | RES
8784 | 0 | 0 | [6 empty] | 2019-10-27 | 21 | 1.9851 | 861699.8827 | kWh | RES
8784 | 0 | 0 | [6 empty] | 2019-10-27 | 22 | 1.7985 | 780712.059 | kWh | RES
8784 | 0 | 0 | [6 empty] | 2019-10-27 | 23 | 1.5793 | 685539.4656 | kWh | RES
8784 | 0 | 0 | [6 empty] | 2019-10-27 | 24 | 1.2987 | 563760.273 | kWh | RES
8784 | 0 | 0 | [6 empty] | 2019-10-28 | 1 | 1.1333 | 491973.0522 | kWh | RES
8784 | 0 | 0 | [6 empty] | 2019-10-28 | 2 | 0.97111 | 421548.8599 | kWh | RES
8784 | 0 | 0 | [6 empty] | 2019-10-28 | 3 | 0.87339 | 379127.8377 | kWh | RES
8784 | 0 | 0 | [6 empty] | 2019-10-28 | 4 | 0.83063 | 360568.4279 | kWh | RES
8784 | 0 | 0 | [6 empty] | 2019-10-28 | 5 | 0.82751 | 359211.5367 | kWh | RES
8784 | 0 | 0 | [6 empty] | 2019-10-28 | 6 | 0.87486 | 379768.2648 | kWh | RES
8784 | 0 | 0 | [6 empty] | 2019-10-28 | 7 | 1.008 | 437565.0837 | kWh | RES
8784 | 0 | 0 | [6 empty] | 2019-10-28 | 8 | 1.0288 | 446576.1576 | kWh | RES
8784 | 0 | 0 | [6 empty] | 2019-10-28 | 9 | 0.97547 | 423440.5481 | kWh | RES
8784 | 0 | 0 | [6 empty] | 2019-10-28 | 10 | 1.0351 | 449331.7824 | kWh | RES
8784 | 0 | 0 | [6 empty] | 2019-10-28 | 11 | 1.1206 | 486439.7452 | kWh | RES
8784 | 0 | 0 | [6 empty] | 2019-10-28 | 12 | 1.2152 | 527523.5166 | kWh | RES
8784 | 0 | 0 | [6 empty] | 2019-10-28 | 13 | 1.4003 | 607864.8087 | kWh | RES
8784 | 0 | 0 | [6 empty] | 2019-10-28 | 14 | 1.6673 | 723738.4729 | kWh | RES
8784 | 0 | 0 | [6 empty] | 2019-10-28 | 15 | 1.9094 | 828834.8526 | kWh | RES
8784 | 0 | 0 | [6 empty] | 2019-10-28 | 16 | 2.0208 | 877223.4452 | kWh | RES
8784 | 0 | 0 | [6 empty] | 2019-10-28 | 17 | 2.1417 | 929675.8585 | kWh | RES
8784 | 0 | 0 | [6 empty] | 2019-10-28 | 18 | 2.1785 | 945650.6618 | kWh | RES
8784 | 0 | 0 | [6 empty] | 2019-10-28 | 19 | 2.1726 | 943102.0396 | kWh | RES
8784 | 0 | 0 | [6 empty] | 2019-10-28 | 20 | 2.1741 | 943757.7708 | kWh | RES
8784 | 0 | 0 | [6 empty] | 2019-10-28 | 21 | 2.0495 | 889663.9992 | kWh | RES
8784 | 0 | 0 | [6 empty] | 2019-10-28 | 22 | 1.8319 | 795221.1133 | kWh | RES
8784 | 0 | 0 | [6 empty] | 2019-10-28 | 23 | 1.5975 | 693451.3914 | kWh | RES
8784 | 0 | 0 | [6 empty] | 2019-10-28 | 24 | 1.3387 | 581132.2283 | kWh | RES
8784 | 0 | 0 | [6 empty] | 2019-10-29 | 1 | 1.1407 | 495173.6339 | kWh | RES
8784 | 0 | 0 | [6 empty] | 2019-10-29 | 2 | 0.9921 | 430657.533 | kWh | RES
8784 | 0 | 0 | [6 empty] | 2019-10-29 | 3 | 0.91739 | 398226.1743 | kWh | RES
8784 | 0 | 0 | [6 empty] | 2019-10-29 | 4 | 0.87309 | 378997.7048 | kWh | RES
8784 | 0 | 0 | [6 empty] | 2019-10-29 | 5 | 0.86596 | 375903.4034 | kWh | RES
8784 | 0 | 0 | [6 empty] | 2019-10-29 | 6 | 0.94266 | 409196.227 | kWh | RES
8784 | 0 | 0 | [6 empty] | 2019-10-29 | 7 | 1.0747 | 466528.0221 | kWh | RES
8784 | 0 | 0 | [6 empty] | 2019-10-29 | 8 | 1.1103 | 481949.0568 | kWh | RES
8784 | 0 | 0 | [6 empty] | 2019-10-29 | 9 | 1.0818 | 469578.1124 | kWh | RES
8784 | 0 | 0 | [6 empty] | 2019-10-29 | 10 | 1.1317 | 491240.0519 | kWh | RES
8784 | 0 | 0 | [6 empty] | 2019-10-29 | 11 | 1.2211 | 530069.9245 | kWh | RES
8784 | 0 | 0 | [6 empty] | 2019-10-29 | 12 | 1.4335 | 622264.6846 | kWh | RES
8784 | 0 | 0 | [6 empty] | 2019-10-29 | 13 | 1.6116 | 699569.3244 | kWh | RES
8784 | 0 | 0 | [6 empty] | 2019-10-29 | 14 | 1.7642 | 765823.0966 | kWh | RES
8784 | 0 | 0 | [6 empty] | 2019-10-29 | 15 | 1.7592 | 763645.0101 | kWh | RES
8784 | 0 | 0 | [6 empty] | 2019-10-29 | 16 | 1.8369 | 797376.064 | kWh | RES
8784 | 0 | 0 | [6 empty] | 2019-10-29 | 17 | 1.993 | 865132.7593 | kWh | RES
8784 | 0 | 0 | [6 empty] | 2019-10-29 | 18 | 2.0922 | 908211.0138 | kWh | RES
8784 | 0 | 0 | [6 empty] | 2019-10-29 | 19 | 2.1558 | 935809.4966 | kWh | RES
8784 | 0 | 0 | [6 empty] | 2019-10-29 | 20 | 2.1152 | 918197.2542 | kWh | RES
8784 | 0 | 0 | [6 empty] | 2019-10-29 | 21 | 1.9193 | 833159.0473 | kWh | RES
8784 | 0 | 0 | [6 empty] | 2019-10-29 | 22 | 1.6987 | 737386.4328 | kWh | RES
8784 | 0 | 0 | [6 empty] | 2019-10-29 | 23 | 1.4838 | 644081.8598 | kWh | RES
8784 | 0 | 0 | [6 empty] | 2019-10-29 | 24 | 1.2445 | 540208.0305 | kWh | RES
8784 | 0 | 0 | [6 empty] | 2019-10-30 | 1 | 1.0816 | 469522.021 | kWh | RES
8784 | 0 | 0 | [6 empty] | 2019-10-30 | 2 | 0.97348 | 422577.9306 | kWh | RES
8784 | 0 | 0 | [6 empty] | 2019-10-30 | 3 | 0.90997 | 395005.1453 | kWh | RES
8784 | 0 | 0 | [6 empty] | 2019-10-30 | 4 | 0.87887 | 381507.7507 | kWh | RES
8784 | 0 | 0 | [6 empty] | 2019-10-30 | 5 | 0.87144 | 378282.2039 | kWh | RES
8784 | 0 | 0 | [6 empty] | 2019-10-30 | 6 | 0.95474 | 414442.4388 | kWh | RES
8784 | 0 | 0 | [6 empty] | 2019-10-30 | 7 | 1.089 | 472739.1491 | kWh | RES
8784 | 0 | 0 | [6 empty] | 2019-10-30 | 8 | 1.1008 | 477836.928 | kWh | RES
8784 | 0 | 0 | [6 empty] | 2019-10-30 | 9 | 1.0637 | 461726.4288 | kWh | RES
8784 | 0 | 0 | [6 empty] | 2019-10-30 | 10 | 1.118 | 485330.772 | kWh | RES
8784 | 0 | 0 | [6 empty] | 2019-10-30 | 11 | 1.2497 | 542461.3969 | kWh | RES
8784 | 0 | 0 | [6 empty] | 2019-10-30 | 12 | 1.4218 | 617178.7598 | kWh | RES
8784 | 0 | 0 | [6 empty] | 2019-10-30 | 13 | 1.7034 | 739438.0953 | kWh | RES
8784 | 0 | 0 | [6 empty] | 2019-10-30 | 14 | 1.8787 | 815537.9248 | kWh | RES
8784 | 0 | 0 | [6 empty] | 2019-10-30 | 15 | 2.0453 | 887825.9645 | kWh | RES
8784 | 0 | 0 | [6 empty] | 2019-10-30 | 16 | 2.1991 | 954613.7701 | kWh | RES
8784 | 0 | 0 | [6 empty] | 2019-10-30 | 17 | 2.3022 | 999347.7135 | kWh | RES
8784 | 0 | 0 | [6 empty] | 2019-10-30 | 18 | 2.3381 | 1014940.476 | kWh | RES
8784 | 0 | 0 | [6 empty] | 2019-10-30 | 19 | 2.2863 | 992460.0461 | kWh | RES
8784 | 0 | 0 | [6 empty] | 2019-10-30 | 20 | 2.2851 | 991932.9942 | kWh | RES
8784 | 0 | 0 | [6 empty] | 2019-10-30 | 21 | 2.1695 | 941755.2892 | kWh | RES
8784 | 0 | 0 | [6 empty] | 2019-10-30 | 22 | 2.0103 | 872648.2679 | kWh | RES
8784 | 0 | 0 | [6 empty] | 2019-10-30 | 23 | 1.7508 | 760007.1288 | kWh | RES
8784 | 0 | 0 | [6 empty] | 2019-10-30 | 24 | 1.5252 | 662088.1236 | kWh | RES
8784 | 0 | 0 | [6 empty] | 2019-10-31 | 1 | 1.32 | 572993.7277 | kWh | RES
8784 | 0 | 0 | [6 empty] | 2019-10-31 | 2 | 1.1555 | 501586.4129 | kWh | RES
8784 | 0 | 0 | [6 empty] | 2019-10-31 | 3 | 1.0444 | 453362.5892 | kWh | RES
8784 | 0 | 0 | [6 empty] | 2019-10-31 | 4 | 0.99512 | 431968.1199 | kWh | RES
8784 | 0 | 0 | [6 empty] | 2019-10-31 | 5 | 0.95334 | 413834.6355 | kWh | RES
8784 | 0 | 0 | [6 empty] | 2019-10-31 | 6 | 1.003 | 435405.7716 | kWh | RES
8784 | 0 | 0 | [6 empty] | 2019-10-31 | 7 | 1.1468 | 497832.0252 | kWh | RES
8784 | 0 | 0 | [6 empty] | 2019-10-31 | 8 | 1.1319 | 491362.515 | kWh | RES
8784 | 0 | 0 | [6 empty] | 2019-10-31 | 9 | 1.0809 | 469193.7161 | kWh | RES
8784 | 0 | 0 | [6 empty] | 2019-10-31 | 10 | 1.1651 | 505744.9981 | kWh | RES
8784 | 0 | 0 | [6 empty] | 2019-10-31 | 11 | 1.3049 | 566429.6546 | kWh | RES
8784 | 0 | 0 | [6 empty] | 2019-10-31 | 12 | 1.539 | 668075.2037 | kWh | RES
8784 | 0 | 0 | [6 empty] | 2019-10-31 | 13 | 1.7614 | 764609.7705 | kWh | RES
8784 | 0 | 0 | [6 empty] | 2019-10-31 | 14 | 2.0234 | 878323.4182 | kWh | RES
8784 | 0 | 0 | [6 empty] | 2019-10-31 | 15 | 2.2025 | 956068.873 | kWh | RES
8784 | 0 | 0 | [6 empty] | 2019-10-31 | 16 | 2.3381 | 1014949.74 | kWh | RES
8784 | 0 | 0 | [6 empty] | 2019-10-31 | 17 | 2.4243 | 1052373.483 | kWh | RES
8784 | 0 | 0 | [6 empty] | 2019-10-31 | 18 | 2.4578 | 1066922.259 | kWh | RES
8784 | 0 | 0 | [6 empty] | 2019-10-31 | 19 | 2.3426 | 1016892.876 | kWh | RES
8784 | 0 | 0 | [6 empty] | 2019-10-31 | 20 | 2.1786 | 945724.4781 | kWh | RES
8784 | 0 | 0 | [6 empty] | 2019-10-31 | 21 | 2.1336 | 926164.5825 | kWh | RES
8784 | 0 | 0 | [6 empty] | 2019-10-31 | 22 | 1.9947 | 865854.0696 | kWh | RES
8784 | 0 | 0 | [6 empty] | 2019-10-31 | 23 | 1.7869 | 775655.8597 | kWh | RES
8784 | 0 | 0 | [6 empty] | 2019-10-31 | 24 | 1.5251 | 662021.7162 | kWh | RES
8784 | 0 | 0 | [6 empty] | 2019-11-01 | 1 | 1.2268 | 532544.2394 | kWh | RES
8784 | 0 | 0 | [6 empty] | 2019-11-01 | 2 | 0.96284 | 417956.6579 | kWh | RES
8784 | 0 | 0 | [6 empty] | 2019-11-01 | 3 | 0.80518 | 349518.7026 | kWh | RES
8784 | 0 | 0 | [6 empty] | 2019-11-01 | 4 | 0.70027 | 303980.6839 | kWh | RES
8784 | 0 | 0 | [6 empty] | 2019-11-01 | 5 | 0.66071 | 286806.6897 | kWh | RES
8784 | 0 | 0 | [6 empty] | 2019-11-01 | 6 | 0.69478 | 301595.9363 | kWh | RES
8784 | 0 | 0 | [6 empty] | 2019-11-01 | 7 | 0.83934 | 364348.1841 | kWh | RES
8784 | 0 | 0 | [6 empty] | 2019-11-01 | 8 | 0.84768 | 367965.5903 | kWh | RES
8784 | 0 | 0 | [6 empty] | 2019-11-01 | 9 | 0.85573 | 371461.9486 | kWh | RES
8784 | 0 | 0 | [6 empty] | 2019-11-01 | 10 | 0.87388 | 379338.7135 | kWh | RES
8784 | 0 | 0 | [6 empty] | 2019-11-01 | 11 | 0.86242 | 374367.3638 | kWh | RES
8784 | 0 | 0 | [6 empty] | 2019-11-01 | 12 | 0.87794 | 381103.3165 | kWh | RES
8784 | 0 | 0 | [6 empty] | 2019-11-01 | 13 | 0.89172 | 387085.5928 | kWh | RES
8784 | 0 | 0 | [6 empty] | 2019-11-01 | 14 | 0.86578 | 375822.8478 | kWh | RES
8784 | 0 | 0 | [6 empty] | 2019-11-01 | 15 | 0.87029 | 377783.1719 | kWh | RES
8784 | 0 | 0 | [6 empty] | 2019-11-01 | 16 | 0.88767 | 385328.3999 | kWh | RES
8784 | 0 | 0 | [6 empty] | 2019-11-01 | 17 | 0.97467 | 423093.6899 | kWh | RES
8784 | 0 | 0 | [6 empty] | 2019-11-01 | 18 | 1.0396 | 451271.4539 | kWh | RES
8784 | 0 | 0 | [6 empty] | 2019-11-01 | 19 | 1.1177 | 485179.131 | kWh | RES
8784 | 0 | 0 | [6 empty] | 2019-11-01 | 20 | 1.1474 | 498063.4514 | kWh | RES
8784 | 0 | 0 | [6 empty] | 2019-11-01 | 21 | 1.1299 | 490491.5377 | kWh | RES
8784 | 0 | 0 | [6 empty] | 2019-11-01 | 22 | 1.084 | 470543.6725 | kWh | RES
8784 | 0 | 0 | [6 empty] | 2019-11-01 | 23 | 0.95421 | 414210.5739 | kWh | RES
8784 | 0 | 0 | [6 empty] | 2019-11-01 | 24 | 0.86585 | 375853.2755 | kWh | RES
8784 | 0 | 0 | [6 empty] | 2019-11-02 | 1 | 0.74392 | 322928.5139 | kWh | RES
8784 | 0 | 0 | [6 empty] | 2019-11-02 | 2 | 0.66844 | 290161.571 | kWh | RES
8784 | 0 | 0 | [6 empty] | 2019-11-02 | 3 | 0.61788 | 268213.1926 | kWh | RES
8784 | 0 | 0 | [6 empty] | 2019-11-02 | 4 | 0.60229 | 261448.9547 | kWh | RES
8784 | 0 | 0 | [6 empty] | 2019-11-02 | 5 | 0.60329 | 261880.3283 | kWh | RES
8784 | 0 | 0 | [6 empty] | 2019-11-02 | 6 | 0.61758 | 268082.2879 | kWh | RES
8784 | 0 | 0 | [6 empty] | 2019-11-02 | 7 | 0.66483 | 288596.0266 | kWh | RES
8784 | 0 | 0 | [6 empty] | 2019-11-02 | 8 | 0.79403 | 344680.5524 | kWh | RES
8784 | 0 | 0 | [6 empty] | 2019-11-02 | 9 | 0.95527 | 414672.4338 | kWh | RES
8784 | 0 | 0 | [6 empty] | 2019-11-02 | 10 | 1.0673 | 463308.5999 | kWh | RES
8784 | 0 | 0 | [6 empty] | 2019-11-02 | 11 | 1.0973 | 476324.641 | kWh | RES
8784 | 0 | 0 | [6 empty] | 2019-11-02 | 12 | 1.1095 | 481599.1249 | kWh | RES
8784 | 0 | 0 | [6 empty] | 2019-11-02 | 13 | 1.1347 | 492561.8927 | kWh | RES
8784 | 0 | 0 | [6 empty] | 2019-11-02 | 14 | 1.0947 | 475188.1285 | kWh | RES
8784 | 0 | 0 | [6 empty] | 2019-11-02 | 15 | 1.1093 | 481528.2023 | kWh | RES
8784 | 0 | 0 | [6 empty] | 2019-11-02 | 16 | 1.0803 | 468955.1291 | kWh | RES
8784 | 0 | 0 | [6 empty] | 2019-11-02 | 17 | 1.0495 | 455562.8379 | kWh | RES
8784 | 0 | 0 | [6 empty] | 2019-11-02 | 18 | 1.066 | 462717.4082 | kWh | RES
8784 | 0 | 0 | [6 empty] | 2019-11-02 | 19 | 1.1063 | 480241.8996 | kWh | RES
8784 | 0 | 0 | [6 empty] | 2019-11-02 | 20 | 1.169 | 507448.0993 | kWh | RES
8784 | 0 | 0 | [6 empty] | 2019-11-02 | 21 | 1.1456 | 497276.1448 | kWh | RES
8784 | 0 | 0 | [6 empty] | 2019-11-02 | 22 | 1.083 | 470118.2133 | kWh | RES
8784 | 0 | 0 | [6 empty] | 2019-11-02 | 23 | 0.98909 | 429352.276 | kWh | RES
8784 | 0 | 0 | [6 empty] | 2019-11-02 | 24 | 0.85428 | 370832.3073 | kWh | RES
8784 | 0 | 0 | [6 empty] | 2019-11-03 | 1 | 0.7405 | 321441.664 | kWh | RES
8784 | 0 | 0 | [6 empty] | 2019-11-03 | 2 | 0.65121 | 282682.6474 | kWh | RES
8784 | 0 | 0 | [6 empty] | 2019-11-03 | 3 | 0.6281 | 272652.3439 | kWh | RES
8784 | 0 | 0 | [6 empty] | 2019-11-03 | 4 | 0.63301 | 274781.465 | kWh | RES
8784 | 0 | 0 | [6 empty] | 2019-11-03 | 5 | 0.64282 | 279041.6626 | kWh | RES
8784 | 0 | 0 | [6 empty] | 2019-11-03 | 6 | 0.68479 | 297261.214 | kWh | RES
8784 | 0 | 0 | [6 empty] | 2019-11-03 | 7 | 0.85094 | 369383.3844 | kWh | RES
8784 | 0 | 0 | [6 empty] | 2019-11-03 | 8 | 1.1263 | 488895.7761 | kWh | RES
8784 | 0 | 0 | [6 empty] | 2019-11-03 | 9 | 1.2724 | 552312.6971 | kWh | RES
8784 | 0 | 0 | [6 empty] | 2019-11-03 | 10 | 1.277 | 554314.0728 | kWh | RES
8784 | 0 | 0 | [6 empty] | 2019-11-03 | 11 | 1.2028 | 522107.4062 | kWh | RES
8784 | 0 | 0 | [6 empty] | 2019-11-03 | 12 | 1.1857 | 514677.382 | kWh | RES
8784 | 0 | 0 | [6 empty] | 2019-11-03 | 13 | 1.1621 | 504468.3598 | kWh | RES
8784 | 0 | 0 | [6 empty] | 2019-11-03 | 14 | 1.1916 | 517251.126 | kWh | RES
8784 | 0 | 0 | [6 empty] | 2019-11-03 | 15 | 1.2284 | 533234.5324 | kWh | RES
8784 | 0 | 0 | [6 empty] | 2019-11-03 | 16 | 1.2613 | 547504.2569 | kWh | RES
8784 | 0 | 0 | [6 empty] | 2019-11-03 | 17 | 1.3112 | 569165.8672 | kWh | RES
8784 | 0 | 0 | [6 empty] | 2019-11-03 | 18 | 1.3652 | 592610.6493 | kWh | RES
8784 | 0 | 0 | [6 empty] | 2019-11-03 | 19 | 1.4186 | 615809.9285 | kWh | RES
8784 | 0 | 0 | [6 empty] | 2019-11-03 | 20 | 1.3612 | 590868.0405 | kWh | RES
8784 | 0 | 0 | [6 empty] | 2019-11-03 | 21 | 1.3002 | 564406.8691 | kWh | RES
8784 | 0 | 0 | [6 empty] | 2019-11-03 | 22 | 1.1423 | 495848.2557 | kWh | RES
8784 | 0 | 0 | [6 empty] | 2019-11-03 | 23 | 0.97661 | 423933.3555 | kWh | RES
8784 | 0 | 0 | [6 empty] | 2019-11-03 | 24 | 0.79536 | 345256.0626 | kWh | RES
8784 | 0 | 0 | [6 empty] | 2019-11-04 | 1 | 0.67683 | 293804.488 | kWh | RES
8784 | 0 | 0 | [6 empty] | 2019-11-04 | 2 | 0.61809 | 268307.356 | kWh | RES
8784 | 0 | 0 | [6 empty] | 2019-11-04 | 3 | 0.58332 | 253210.9897 | kWh | RES
8784 | 0 | 0 | [6 empty] | 2019-11-04 | 4 | 0.58832 | 255382.7375 | kWh | RES
8784 | 0 | 0 | [6 empty] | 2019-11-04 | 5 | 0.61473 | 266846.4131 | kWh | RES
8784 | 0 | 0 | [6 empty] | 2019-11-04 | 6 | 0.73928 | 320913.6533 | kWh | RES
8784 | 0 | 0 | [6 empty] | 2019-11-04 | 7 | 0.96332 | 418166.1069 | kWh | RES
8784 | 0 | 0 | [6 empty] | 2019-11-04 | 8 | 0.97751 | 424323.9124 | kWh | RES
8784 | 0 | 0 | [6 empty] | 2019-11-04 | 9 | 0.90867 | 394442.4366 | kWh | RES
8784 | 0 | 0 | [6 empty] | 2019-11-04 | 10 | 0.89125 | 386880.6668 | kWh | RES
8784 | 0 | 0 | [6 empty] | 2019-11-04 | 11 | 0.90756 | 393961.7183 | kWh | RES
8784 | 0 | 0 | [6 empty] | 2019-11-04 | 12 | 0.9515 | 413036.6902 | kWh | RES
8784 | 0 | 0 | [6 empty] | 2019-11-04 | 13 | 0.98081 | 425759.1744 | kWh | RES
8784 | 0 | 0 | [6 empty] | 2019-11-04 | 14 | 0.98848 | 429086.1558 | kWh | RES
8784 | 0 | 0 | [6 empty] | 2019-11-04 | 15 | 1.0117 | 439164.9135 | kWh | RES
8784 | 0 | 0 | [6 empty] | 2019-11-04 | 16 | 1.0781 | 467994.3003 | kWh | RES
8784 | 0 | 0 | [6 empty] | 2019-11-04 | 17 | 1.135 | 492673.6741 | kWh | RES
8784 | 0 | 0 | [6 empty] | 2019-11-04 | 18 | 1.3079 | 567729.8947 | kWh | RES
8784 | 0 | 0 | [6 empty] | 2019-11-04 | 19 | 1.4875 | 645702.8957 | kWh | RES
8784 | 0 | 0 | [6 empty] | 2019-11-04 | 20 | 1.4811 | 642915.4516 | kWh | RES
8784 | 0 | 0 | [6 empty] | 2019-11-04 | 21 | 1.4348 | 622850.4051 | kWh | RES
8784 | 0 | 0 | [6 empty] | 2019-11-04 | 22 | 1.3145 | 570606.4838 | kWh | RES
8784 | 0 | 0 | [6 empty] | 2019-11-04 | 23 | 1.1078 | 480881.7684 | kWh | RES
8784 | 0 | 0 | [6 empty] | 2019-11-04 | 24 | 0.94415 | 409842.9271 | kWh | RES
8784 | 0 | 0 | [6 empty] | 2019-11-05 | 1 | 0.81896 | 355502.6801 | kWh | RES
8784 | 0 | 0 | [6 empty] | 2019-11-05 | 2 | 0.7332 | 318274.9138 | kWh | RES
8784 | 0 | 0 | [6 empty] | 2019-11-05 | 3 | 0.68743 | 298406.1112 | kWh | RES
8784 | 0 | 0 | [6 empty] | 2019-11-05 | 4 | 0.64639 | 280591.1377 | kWh | RES
8784 | 0 | 0 | [6 empty] | 2019-11-05 | 5 | 0.65556 | 284570.6401 | kWh | RES
8784 | 0 | 0 | [6 empty] | 2019-11-05 | 6 | 0.76322 | 331304.0349 | kWh | RES
8784 | 0 | 0 | [6 empty] | 2019-11-05 | 7 | 0.97238 | 422099.2133 | kWh | RES
8784 | 0 | 0 | [6 empty] | 2019-11-05 | 8 | 0.97836 | 424694.8831 | kWh | RES
8784 | 0 | 0 | [6 empty] | 2019-11-05 | 9 | 0.93736 | 406895.4785 | kWh | RES
8784 | 0 | 0 | [6 empty] | 2019-11-05 | 10 | 0.97154 | 421733.9746 | kWh | RES
8784 | 0 | 0 | [6 empty] | 2019-11-05 | 11 | 0.97866 | 424823.3941 | kWh | RES
8784 | 0 | 0 | [6 empty] | 2019-11-05 | 12 | 1.0293 | 446789.0255 | kWh | RES
8784 | 0 | 0 | [6 empty] | 2019-11-05 | 13 | 1.0827 | 469987.6235 | kWh | RES
8784 | 0 | 0 | [6 empty] | 2019-11-05 | 14 | 1.1402 | 494943.4943 | kWh | RES
8784 | 0 | 0 | [6 empty] | 2019-11-05 | 15 | 1.1805 | 512449.9959 | kWh | RES
8784 | 0 | 0 | [6 empty] | 2019-11-05 | 16 | 1.2007 | 521193.2067 | kWh | RES
8784 | 0 | 0 | [6 empty] | 2019-11-05 | 17 | 1.2505 | 542815.7336 | kWh | RES
8784 | 0 | 0 | [6 empty] | 2019-11-05 | 18 | 1.4372 | 623857.4527 | kWh | RES
8784 | 0 | 0 | [6 empty] | 2019-11-05 | 19 | 1.5575 | 676080.2086 | kWh | RES
8784 | 0 | 0 | [6 empty] | 2019-11-05 | 20 | 1.5635 | 678692.3786 | kWh | RES
8784 | 0 | 0 | [6 empty] | 2019-11-05 | 21 | 1.4728 | 639327.221 | kWh | RES
8784 | 0 | 0 | [6 empty] | 2019-11-05 | 22 | 1.3649 | 592470.3324 | kWh | RES
8784 | 0 | 0 | [6 empty] | 2019-11-05 | 23 | 1.1665 | 506351.2822 | kWh | RES
8784 | 0 | 0 | [6 empty] | 2019-11-05 | 24 | 0.95836 | 416012.0031 | kWh | RES
8784 | 0 | 0 | [6 empty] | 2019-11-06 | 1 | 0.79875 | 346725.7849 | kWh | RES
8784 | 0 | 0 | [6 empty] | 2019-11-06 | 2 | 0.71418 | 310015.0667 | kWh | RES
8784 | 0 | 0 | [6 empty] | 2019-11-06 | 3 | 0.66291 | 287762.7775 | kWh | RES
8784 | 0 | 0 | [6 empty] | 2019-11-06 | 4 | 0.64973 | 282039.8294 | kWh | RES
8784 | 0 | 0 | [6 empty] | 2019-11-06 | 5 | 0.65786 | 285570.0945 | kWh | RES
8784 | 0 | 0 | [6 empty] | 2019-11-06 | 6 | 0.76271 | 331084.4855 | kWh | RES
8784 | 0 | 0 | [6 empty] | 2019-11-06 | 7 | 0.94592 | 410614.3521 | kWh | RES
8784 | 0 | 0 | [6 empty] | 2019-11-06 | 8 | 0.95555 | 414792.0568 | kWh | RES
8784 | 0 | 0 | [6 empty] | 2019-11-06 | 9 | 0.93128 | 404255.9746 | kWh | RES
8784 | 0 | 0 | [6 empty] | 2019-11-06 | 10 | 0.93902 | 407617.1925 | kWh | RES
8784 | 0 | 0 | [6 empty] | 2019-11-06 | 11 | 1.0002 | 434171.6783 | kWh | RES
8784 | 0 | 0 | [6 empty] | 2019-11-06 | 12 | 1.1038 | 479127.4942 | kWh | RES
8784 | 0 | 0 | [6 empty] | 2019-11-06 | 13 | 1.1642 | 505380.8404 | kWh | RES
8784 | 0 | 0 | [6 empty] | 2019-11-06 | 14 | 1.2272 | 532701.865 | kWh | RES
8784 | 0 | 0 | [6 empty] | 2019-11-06 | 15 | 1.3026 | 565454.7882 | kWh | RES
8784 | 0 | 0 | [6 empty] | 2019-11-06 | 16 | 1.3674 | 593590.8181 | kWh | RES
8784 | 0 | 0 | [6 empty] | 2019-11-06 | 17 | 1.3962 | 606092.7588 | kWh | RES
8784 | 0 | 0 | [6 empty] | 2019-11-06 | 18 | 1.5048 | 653225.6384 | kWh | RES
8784 | 0 | 0 | [6 empty] | 2019-11-06 | 19 | 1.609 | 698441.9142 | kWh | RES
8784 | 0 | 0 | [6 empty] | 2019-11-06 | 20 | 1.6493 | 715922.6439 | kWh | RES
8784 | 0 | 0 | [6 empty] | 2019-11-06 | 21 | 1.5422 | 669461.1034 | kWh | RES
8784 | 0 | 0 | [6 empty] | 2019-11-06 | 22 | 1.408 | 611216.8534 | kWh | RES
8784 | 0 | 0 | [6 empty] | 2019-11-06 | 23 | 1.2558 | 545123.0193 | kWh | RES
8784 | 0 | 0 | [6 empty] | 2019-11-06 | 24 | 1.0674 | 463342.1107 | kWh | RES
8784 | 0 | 0 | [6 empty] | 2019-11-07 | 1 | 0.90746 | 393915.73 | kWh | RES
8784 | 0 | 0 | [6 empty] | 2019-11-07 | 2 | 0.80947 | 351382.4924 | kWh | RES
8784 | 0 | 0 | [6 empty] | 2019-11-07 | 3 | 0.75989 | 329859.1032 | kWh | RES
8784 | 0 | 0 | [6 empty] | 2019-11-07 | 4 | 0.72108 | 313011.125 | kWh | RES
8784 | 0 | 0 | [6 empty] | 2019-11-07 | 5 | 0.71845 | 311870.1772 | kWh | RES
8784 | 0 | 0 | [6 empty] | 2019-11-07 | 6 | 0.80976 | 351509.2117 | kWh | RES
8784 | 0 | 0 | [6 empty] | 2019-11-07 | 7 | 0.98204 | 426290.7656 | kWh | RES
8784 | 0 | 0 | [6 empty] | 2019-11-07 | 8 | 1.0151 | 440626.298 | kWh | RES
8784 | 0 | 0 | [6 empty] | 2019-11-07 | 9 | 1.0273 | 445935.0791 | kWh | RES
8784 | 0 | 0 | [6 empty] | 2019-11-07 | 10 | 1.0991 | 477092.831 | kWh | RES
8784 | 0 | 0 | [6 empty] | 2019-11-07 | 11 | 1.1926 | 517709.8832 | kWh | RES
8784 | 0 | 0 | [6 empty] | 2019-11-07 | 12 | 1.3391 | 581302.3822 | kWh | RES
8784 | 0 | 0 | [6 empty] | 2019-11-07 | 13 | 1.4471 | 628185.6399 | kWh | RES
8784 | 0 | 0 | [6 empty] | 2019-11-07 | 14 | 1.5541 | 674609.6574 | kWh | RES
8784 | 0 | 0 | [6 empty] | 2019-11-07 | 15 | 1.6434 | 713374.3572 | kWh | RES
8784 | 0 | 0 | [6 empty] | 2019-11-07 | 16 | 1.6855 | 731636.0872 | kWh | RES
8784 | 0 | 0 | [6 empty] | 2019-11-07 | 17 | 1.7181 | 745820.8339 | kWh | RES
8784 | 0 | 0 | [6 empty] | 2019-11-07 | 18 | 1.72 | 746622.5904 | kWh | RES
8784 | 0 | 0 | [6 empty] | 2019-11-07 | 19 | 1.7682 | 767567.39 | kWh | RES
8784 | 0 | 0 | [6 empty] | 2019-11-07 | 20 | 1.7149 | 744430.6744 | kWh | RES
8784 | 0 | 0 | [6 empty] | 2019-11-07 | 21 | 1.615 | 701073.2666 | kWh | RES
8784 | 0 | 0 | [6 empty] | 2019-11-07 | 22 | 1.4959 | 649365.3812 | kWh | RES
8784 | 0 | 0 | [6 empty] | 2019-11-07 | 23 | 1.3279 | 576438.9958 | kWh | RES
8784 | 0 | 0 | [6 empty] | 2019-11-07 | 24 | 1.0958 | 475681.4787 | kWh | RES
8784 | 0 | 0 | [6 empty] | 2019-11-08 | 1 | 0.95261 | 413518.6188 | kWh | RES
8784 | 0 | 0 | [6 empty] | 2019-11-08 | 2 | 0.84756 | 367913.7518 | kWh | RES
8784 | 0 | 0 | [6 empty] | 2019-11-08 | 3 | 0.79455 | 344904.0349 | kWh | RES
8784 | 0 | 0 | [6 empty] | 2019-11-08 | 4 | 0.75171 | 326308.8858 | kWh | RES
8784 | 0 | 0 | [6 empty] | 2019-11-08 | 5 | 0.74316 | 322596.5597 | kWh | RES
8784 | 0 | 0 | [6 empty] | 2019-11-08 | 6 | 0.83143 | 360915.5695 | kWh | RES
8784 | 0 | 0 | [6 empty] | 2019-11-08 | 7 | 1.0021 | 434997.6936 | kWh | RES
8784 | 0 | 0 | [6 empty] | 2019-11-08 | 8 | 0.99676 | 432681.5363 | kWh | RES
8784 | 0 | 0 | [6 empty] | 2019-11-08 | 9 | 0.93884 | 407538.1259 | kWh | RES
8784 | 0 | 0 | [6 empty] | 2019-11-08 | 10 | 0.91543 | 397376.8457 | kWh | RES
8784 | 0 | 0 | [6 empty] | 2019-11-08 | 11 | 0.91065 | 395302.2554 | kWh | RES
8784 | 0 | 0 | [6 empty] | 2019-11-08 | 12 | 0.90757 | 393966.1823 | kWh | RES
8784 | 0 | 0 | [6 empty] | 2019-11-08 | 13 | 0.91348 | 396529.8507 | kWh | RES
8784 | 0 | 0 | [6 empty] | 2019-11-08 | 14 | 0.90525 | 392959.8664 | kWh | RES
8784 | 0 | 0 | [6 empty] | 2019-11-08 | 15 | 0.90248 | 391755.5389 | kWh | RES
8784 | 0 | 0 | [6 empty] | 2019-11-08 | 16 | 0.95748 | 415628.8067 | kWh | RES
8784 | 0 | 0 | [6 empty] | 2019-11-08 | 17 | 1.0275 | 446028.4906 | kWh | RES
8784 | 0 | 0 | [6 empty] | 2019-11-08 | 18 | 1.1019 | 478312.0422 | kWh | RES
8784 | 0 | 0 | [6 empty] | 2019-11-08 | 19 | 1.1494 | 498928.878 | kWh | RES
8784 | 0 | 0 | [6 empty] | 2019-11-08 | 20 | 1.133 | 491804.4431 | kWh | RES
8784 | 0 | 0 | [6 empty] | 2019-11-08 | 21 | 1.0974 | 476372.4706 | kWh | RES
8784 | 0 | 0 | [6 empty] | 2019-11-08 | 22 | 1.0586 | 459514.3198 | kWh | RES
8784 | 0 | 0 | [6 empty] | 2019-11-08 | 23 | 0.97218 | 422009.7925 | kWh | RES
8784 | 0 | 0 | [6 empty] | 2019-11-08 | 24 | 0.86194 | 374159.9393 | kWh | RES
8784 | 0 | 0 | [6 empty] | 2019-11-09 | 1 | 0.7212 | 313063.9232 | kWh | RES
8784 | 0 | 0 | [6 empty] | 2019-11-09 | 2 | 0.65894 | 286039.8964 | kWh | RES
8784 | 0 | 0 | [6 empty] | 2019-11-09 | 3 | 0.62507 | 271335.0603 | kWh | RES
8784 | 0 | 0 | [6 empty] | 2019-11-09 | 4 | 0.60883 | 264284.1884 | kWh | RES
8784 | 0 | 0 | [6 empty] | 2019-11-09 | 5 | 0.60814 | 263987.6281 | kWh | RES
8784 | 0 | 0 | [6 empty] | 2019-11-09 | 6 | 0.65807 | 285660.0326 | kWh | RES
8784 | 0 | 0 | [6 empty] | 2019-11-09 | 7 | 0.75291 | 326829.9861 | kWh | RES
8784 | 0 | 0 | [6 empty] | 2019-11-09 | 8 | 0.93018 | 403780.532 | kWh | RES
8784 | 0 | 0 | [6 empty] | 2019-11-09 | 9 | 1.0871 | 471878.121 | kWh | RES
8784 | 0 | 0 | [6 empty] | 2019-11-09 | 10 | 1.1291 | 490115.6574 | kWh | RES
8784 | 0 | 0 | [6 empty] | 2019-11-09 | 11 | 1.1321 | 491446.7281 | kWh | RES
8784 | 0 | 0 | [6 empty] | 2019-11-09 | 12 | 1.1025 | 478567.5357 | kWh | RES
8784 | 0 | 0 | [6 empty] | 2019-11-09 | 13 | 1.1221 | 487106.9613 | kWh | RES
8784 | 0 | 0 | [6 empty] | 2019-11-09 | 14 | 1.1 | 477489.2666 | kWh | RES
8784 | 0 | 0 | [6 empty] | 2019-11-09 | 15 | 1.0753 | 466774.0757 | kWh | RES
8784 | 0 | 0 | [6 empty] | 2019-11-09 | 16 | 1.0782 | 468023.7805 | kWh | RES
8784 | 0 | 0 | [6 empty] | 2019-11-09 | 17 | 1.0763 | 467210.9798 | kWh | RES
8784 | 0 | 0 | [6 empty] | 2019-11-09 | 18 | 1.1542 | 501035.4459 | kWh | RES
8784 | 0 | 0 | [6 empty] | 2019-11-09 | 19 | 1.1915 | 517195.4888 | kWh | RES
8784 | 0 | 0 | [6 empty] | 2019-11-09 | 20 | 1.2174 | 528473.2894 | kWh | RES
8784 | 0 | 0 | [6 empty] | 2019-11-09 | 21 | 1.1769 | 510875.1664 | kWh | RES
8784 | 0 | 0 | [6 empty] | 2019-11-09 | 22 | 1.1278 | 489581.3956 | kWh | RES
8784 | 0 | 0 | [6 empty] | 2019-11-09 | 23 | 1.0595 | 459922.345 | kWh | RES
8784 | 0 | 0 | [6 empty] | 2019-11-09 | 24 | 0.91858 | 398745.7332 | kWh | RES
8784 | 0 | 0 | [6 empty] | 2019-11-10 | 1 | 0.85668 | 371873.9131 | kWh | RES
8784 | 0 | 0 | [6 empty] | 2019-11-10 | 2 | 0.82555 | 358362.7699 | kWh | RES
8784 | 0 | 0 | [6 empty] | 2019-11-10 | 3 | 0.81622 | 354309.4864 | kWh | RES
8784 | 0 | 0 | [6 empty] | 2019-11-10 | 4 | 0.82382 | 357612.4926 | kWh | RES
8784 | 0 | 0 | [6 empty] | 2019-11-10 | 5 | 0.84357 | 366182.6768 | kWh | RES
8784 | 0 | 0 | [6 empty] | 2019-11-10 | 6 | 0.89374 | 387963.3998 | kWh | RES
8784 | 0 | 0 | [6 empty] | 2019-11-10 | 7 | 1.0231 | 444106.017 | kWh | RES
8784 | 0 | 0 | [6 empty] | 2019-11-10 | 8 | 1.2789 | 555155.0497 | kWh | RES
8784 | 0 | 0 | [6 empty] | 2019-11-10 | 9 | 1.4609 | 634180.6715 | kWh | RES
8784 | 0 | 0 | [6 empty] | 2019-11-10 | 10 | 1.4369 | 623726.7029 | kWh | RES
8784 | 0 | 0 | [6 empty] | 2019-11-10 | 11 | 1.3375 | 580608.2685 | kWh | RES
8784 | 0 | 0 | [6 empty] | 2019-11-10 | 12 | 1.228 | 533069.6664 | kWh | RES
8784 | 0 | 0 | [6 empty] | 2019-11-10 | 13 | 1.1614 | 504168.0617 | kWh | RES
8784 | 0 | 0 | [6 empty] | 2019-11-10 | 14 | 1.1703 | 508015.0655 | kWh | RES
8784 | 0 | 0 | [6 empty] | 2019-11-10 | 15 | 1.1491 | 498802.4533 | kWh | RES
8784 | 0 | 0 | [6 empty] | 2019-11-10 | 16 | 1.1606 | 503797.741 | kWh | RES
8784 | 0 | 0 | [6 empty] | 2019-11-10 | 17 | 1.1741 | 509665.5276 | kWh | RES
8784 | 0 | 0 | [6 empty] | 2019-11-10 | 18 | 1.2612 | 547471.9117 | kWh | RES
8784 | 0 | 0 | [6 empty] | 2019-11-10 | 19 | 1.336 | 579941.3905 | kWh | RES
8784 | 0 | 0 | [6 empty] | 2019-11-10 | 20 | 1.307 | 567348.5655 | kWh | RES
8784 | 0 | 0 | [6 empty] | 2019-11-10 | 21 | 1.2118 | 526046.8758 | kWh | RES
8784 | 0 | 0 | [6 empty] | 2019-11-10 | 22 | 1.1548 | 501288.2949 | kWh | RES
8784 | 0 | 0 | [6 empty] | 2019-11-10 | 23 | 1.0331 | 448445.4821 | kWh | RES
8784 | 0 | 0 | [6 empty] | 2019-11-10 | 24 | 0.96233 | 417737.5132 | kWh | RES
8784 | 0 | 0 | [6 empty] | 2019-11-11 | 1 | 0.87624 | 380363.6777 | kWh | RES
8784 | 0 | 0 | [6 empty] | 2019-11-11 | 2 | 0.82175 | 356712.3029 | kWh | RES
8784 | 0 | 0 | [6 empty] | 2019-11-11 | 3 | 0.80289 | 348526.5998 | kWh | RES
8784 | 0 | 0 | [6 empty] | 2019-11-11 | 4 | 0.80421 | 349096.3271 | kWh | RES
8784 | 0 | 0 | [6 empty] | 2019-11-11 | 5 | 0.82199 | 356814.0432 | kWh | RES
8784 | 0 | 0 | [6 empty] | 2019-11-11 | 6 | 0.93643 | 406491.9068 | kWh | RES
8784 | 0 | 0 | [6 empty] | 2019-11-11 | 7 | 1.1059 | 480040.8229 | kWh | RES
8784 | 0 | 0 | [6 empty] | 2019-11-11 | 8 | 1.1799 | 512172.2917 | kWh | RES
8784 | 0 | 0 | [6 empty] | 2019-11-11 | 9 | 1.216 | 527866.3676 | kWh | RES
8784 | 0 | 0 | [6 empty] | 2019-11-11 | 10 | 1.1224 | 487234.781 | kWh | RES
8784 | 0 | 0 | [6 empty] | 2019-11-11 | 11 | 1.0717 | 465230.3656 | kWh | RES
8784 | 0 | 0 | [6 empty] | 2019-11-11 | 12 | 1.0223 | 443760.5457 | kWh | RES
8784 | 0 | 0 | [6 empty] | 2019-11-11 | 13 | 1.0189 | 442303.6713 | kWh | RES
8784 | 0 | 0 | [6 empty] | 2019-11-11 | 14 | 1.0225 | 443864.04 | kWh | RES
8784 | 0 | 0 | [6 empty] | 2019-11-11 | 15 | 1.039 | 451027.4662 | kWh | RES
8784 | 0 | 0 | [6 empty] | 2019-11-11 | 16 | 1.0681 | 463664.9307 | kWh | RES
8784 | 0 | 0 | [6 empty] | 2019-11-11 | 17 | 1.1322 | 491472.8831 | kWh | RES
8784 | 0 | 0 | [6 empty] | 2019-11-11 | 18 | 1.2596 | 546765.4249 | kWh | RES
8784 | 0 | 0 | [6 empty] | 2019-11-11 | 19 | 1.4101 | 612108.4916 | kWh | RES
8784 | 0 | 0 | [6 empty] | 2019-11-11 | 20 | 1.3818 | 599820.5569 | kWh | RES
8784 | 0 | 0 | [6 empty] | 2019-11-11 | 21 | 1.2964 | 562772.6357 | kWh | RES
8784 | 0 | 0 | [6 empty] | 2019-11-11 | 22 | 1.1763 | 510613.4569 | kWh | RES
8784 | 0 | 0 | [6 empty] | 2019-11-11 | 23 | 0.98568 | 427874.0143 | kWh | RES
8784 | 0 | 0 | [6 empty] | 2019-11-11 | 24 | 0.79828 | 346522.0545 | kWh | RES
8784 | 0 | 0 | [6 empty] | 2019-11-12 | 1 | 0.69294 | 300797.8387 | kWh | RES
8784 | 0 | 0 | [6 empty] | 2019-11-12 | 2 | 0.61982 | 269056.0834 | kWh | RES
8784 | 0 | 0 | [6 empty] | 2019-11-12 | 3 | 0.60479 | 262532.7899 | kWh | RES
8784 | 0 | 0 | [6 empty] | 2019-11-12 | 4 | 0.58476 | 253837.0216 | kWh | RES
8784 | 0 | 0 | [6 empty] | 2019-11-12 | 5 | 0.62284 | 270368.0744 | kWh | RES
8784 | 0 | 0 | [6 empty] | 2019-11-12 | 6 | 0.74929 | 325258.6341 | kWh | RES
8784 | 0 | 0 | [6 empty] | 2019-11-12 | 7 | 0.97082 | 421419.6403 | kWh | RES
8784 | 0 | 0 | [6 empty] | 2019-11-12 | 8 | 0.99817 | 433294.3193 | kWh | RES
8784 | 0 | 0 | [6 empty] | 2019-11-12 | 9 | 0.91418 | 396834.5248 | kWh | RES
8784 | 0 | 0 | [6 empty] | 2019-11-12 | 10 | 0.85004 | 368992.1087 | kWh | RES
8784 | 0 | 0 | [6 empty] | 2019-11-12 | 11 | 0.86576 | 375814.2467 | kWh | RES
8784 | 0 | 0 | [6 empty] | 2019-11-12 | 12 | 0.94421 | 409869.9034 | kWh | RES
8784 | 0 | 0 | [6 empty] | 2019-11-12 | 13 | 1.014 | 440186.3757 | kWh | RES
8784 | 0 | 0 | [6 empty] | 2019-11-12 | 14 | 1.0513 | 456363.2596 | kWh | RES
8784 | 0 | 0 | [6 empty] | 2019-11-12 | 15 | 1.082 | 469673.3539 | kWh | RES
8784 | 0 | 0 | [6 empty] | 2019-11-12 | 16 | 1.0613 | 460685.886 | kWh | RES
8784 | 0 | 0 | [6 empty] | 2019-11-12 | 17 | 1.115 | 483993.9703 | kWh | RES
8784 | 0 | 0 | [6 empty] | 2019-11-12 | 18 | 1.2245 | 531546.9748 | kWh | RES
8784 | 0 | 0 | [6 empty] | 2019-11-12 | 19 | 1.3493 | 585724.0796 | kWh | RES
8784 | 0 | 0 | [6 empty] | 2019-11-12 | 20 | 1.3656 | 592793.6195 | kWh | RES
8784 | 0 | 0 | [6 empty] | 2019-11-12 | 21 | 1.2775 | 554527.9214 | kWh | RES
8784 | 0 | 0 | [6 empty] | 2019-11-12 | 22 | 1.1425 | 495954.3645 | kWh | RES
8784 | 0 | 0 | [6 empty] | 2019-11-12 | 23 | 1.0296 | 446943.7204 | kWh | RES
8784 | 0 | 0 | [6 empty] | 2019-11-12 | 24 | 0.90455 | 392655.097 | kWh | RES
8784 | 0 | 0 | [6 empty] | 2019-11-13 | 1 | 0.82259 | 357075.6172 | kWh | RES
8784 | 0 | 0 | [6 empty] | 2019-11-13 | 2 | 0.7929 | 344188.5581 | kWh | RES
8784 | 0 | 0 | [6 empty] | 2019-11-13 | 3 | 0.8231 | 357298.6516 | kWh | RES
8784 | 0 | 0 | [6 empty] | 2019-11-13 | 4 | 0.90438 | 392581.1755 | kWh | RES
8784 | 0 | 0 | [6 empty] | 2019-11-13 | 5 | 1.0081 | 437619.9358 | kWh | RES
8784 | 0 | 0 | [6 empty] | 2019-11-13 | 6 | 1.2136 | 526794.151 | kWh | RES
8784 | 0 | 0 | [6 empty] | 2019-11-13 | 7 | 1.5475 | 671767.3227 | kWh | RES
8784 | 0 | 0 | [6 empty] | 2019-11-13 | 8 | 1.6531 | 717585.5687 | kWh | RES
8784 | 0 | 0 | [6 empty] | 2019-11-13 | 9 | 1.6145 | 700837.0848 | kWh | RES
8784 | 0 | 0 | [6 empty] | 2019-11-13 | 10 | 1.4919 | 647608.7513 | kWh | RES
8784 | 0 | 0 | [6 empty] | 2019-11-13 | 11 | 1.3832 | 600438.5512 | kWh | RES
8784 | 0 | 0 | [6 empty] | 2019-11-13 | 12 | 1.2931 | 561339.9063 | kWh | RES
8784 | 0 | 0 | [6 empty] | 2019-11-13 | 13 | 1.1757 | 510367.6235 | kWh | RES
8784 | 0 | 0 | [6 empty] | 2019-11-13 | 14 | 1.121 | 486599.4659 | kWh | RES
8784 | 0 | 0 | [6 empty] | 2019-11-13 | 15 | 1.1073 | 480644.5102 | kWh | RES
8784 | 0 | 0 | [6 empty] | 2019-11-13 | 16 | 1.1885 | 515904.3797 | kWh | RES
8784 | 0 | 0 | [6 empty] | 2019-11-13 | 17 | 1.2957 | 562467.4191 | kWh | RES
8784 | 0 | 0 | [6 empty] | 2019-11-13 | 18 | 1.5128 | 656687.564 | kWh | RES
8784 | 0 | 0 | [6 empty] | 2019-11-13 | 19 | 1.7276 | 749924.1995 | kWh | RES
8784 | 0 | 0 | [6 empty] | 2019-11-13 | 20 | 1.7725 | 769405.176 | kWh | RES
8784 | 0 | 0 | [6 empty] | 2019-11-13 | 21 | 1.7292 | 750645.6352 | kWh | RES
8784 | 0 | 0 | [6 empty] | 2019-11-13 | 22 | 1.6468 | 714848.6344 | kWh | RES
8784 | 0 | 0 | [6 empty] | 2019-11-13 | 23 | 1.5165 | 658303.946 | kWh | RES
8784 | 0 | 0 | [6 empty] | 2019-11-13 | 24 | 1.3191 | 572599.053 | kWh | RES
8784 | 0 | 0 | [6 empty] | 2019-11-14 | 1 | 1.2119 | 526071.148 | kWh | RES
8784 | 0 | 0 | [6 empty] | 2019-11-14 | 2 | 1.0894 | 472877.8864 | kWh | RES
8784 | 0 | 0 | [6 empty] | 2019-11-14 | 3 | 1.0109 | 438800.3968 | kWh | RES
8784 | 0 | 0 | [6 empty] | 2019-11-14 | 4 | 0.99396 | 431468.2383 | kWh | RES
8784 | 0 | 0 | [6 empty] | 2019-11-14 | 5 | 0.98007 | 425438.5921 | kWh | RES
8784 | 0 | 0 | [6 empty] | 2019-11-14 | 6 | 1.1131 | 483171.3393 | kWh | RES
8784 | 0 | 0 | [6 empty] | 2019-11-14 | 7 | 1.3184 | 572292.953 | kWh | RES
8784 | 0 | 0 | [6 empty] | 2019-11-14 | 8 | 1.3428 | 582891.0043 | kWh | RES
8784 | 0 | 0 | [6 empty] | 2019-11-14 | 9 | 1.2677 | 550309.2014 | kWh | RES
8784 | 0 | 0 | [6 empty] | 2019-11-14 | 10 | 1.1837 | 513833.2197 | kWh | RES
8784 | 0 | 0 | [6 empty] | 2019-11-14 | 11 | 1.0983 | 476771.7729 | kWh | RES
8784 | 0 | 0 | [6 empty] | 2019-11-14 | 12 | 1.0528 | 457003.0372 | kWh | RES
8784 | 0 | 0 | [6 empty] | 2019-11-14 | 13 | 1.0216 | 443485.4524 | kWh | RES
8784 | 0 | 0 | [6 empty] | 2019-11-14 | 14 | 0.97263 | 422205.2305 | kWh | RES
8784 | 0 | 0 | [6 empty] | 2019-11-14 | 15 | 0.95612 | 415040.6546 | kWh | RES
8784 | 0 | 0 | [6 empty] | 2019-11-14 | 16 | 1.0126 | 439553.2831 | kWh | RES
8784 | 0 | 0 | [6 empty] | 2019-11-14 | 17 | 1.143 | 496173.094 | kWh | RES
8784 | 0 | 0 | [6 empty] | 2019-11-14 | 18 | 1.34 | 581666.3767 | kWh | RES
8784 | 0 | 0 | [6 empty] | 2019-11-14 | 19 | 1.4435 | 626615.6387 | kWh | RES
8784 | 0 | 0 | [6 empty] | 2019-11-14 | 20 | 1.4756 | 640549.0386 | kWh | RES
8784 | 0 | 0 | [6 empty] | 2019-11-14 | 21 | 1.4754 | 640466.2648 | kWh | RES
8784 | 0 | 0 | [6 empty] | 2019-11-14 | 22 | 1.3788 | 598505.9617 | kWh | RES
8784 | 0 | 0 | [6 empty] | 2019-11-14 | 23 | 1.1747 | 509907.3689 | kWh | RES
8784 | 0 | 0 | [6 empty] | 2019-11-14 | 24 | 0.99092 | 430145.1874 | kWh | RES
8784 | 0 | 0 | [6 empty] | 2019-11-15 | 1 | 0.85668 | 371873.4289 | kWh | RES
8784 | 0 | 0 | [6 empty] | 2019-11-15 | 2 | 0.80554 | 349673.198 | kWh | RES
8784 | 0 | 0 | [6 empty] | 2019-11-15 | 3 | 0.78601 | 341199.5765 | kWh | RES
8784 | 0 | 0 | [6 empty] | 2019-11-15 | 4 | 0.79591 | 345493.6164 | kWh | RES
8784 | 0 | 0 | [6 empty] | 2019-11-15 | 5 | 0.81801 | 355086.7843 | kWh | RES
8784 | 0 | 0 | [6 empty] | 2019-11-15 | 6 | 0.95941 | 416467.3269 | kWh | RES
8784 | 0 | 0 | [6 empty] | 2019-11-15 | 7 | 1.1164 | 484602.1183 | kWh | RES
8784 | 0 | 0 | [6 empty] | 2019-11-15 | 8 | 1.1332 | 491909.5136 | kWh | RES
8784 | 0 | 0 | [6 empty] | 2019-11-15 | 9 | 1.1068 | 480437.004 | kWh | RES
8784 | 0 | 0 | [6 empty] | 2019-11-15 | 10 | 1.1467 | 497772.6648 | kWh | RES
8784 | 0 | 0 | [6 empty] | 2019-11-15 | 11 | 1.1724 | 508914.495 | kWh | RES
8784 | 0 | 0 | [6 empty] | 2019-11-15 | 12 | 1.2053 | 523204.5773 | kWh | RES
8784 | 0 | 0 | [6 empty] | 2019-11-15 | 13 | 1.1771 | 510954.5745 | kWh | RES
8784 | 0 | 0 | [6 empty] | 2019-11-15 | 14 | 1.1874 | 515420.6538 | kWh | RES
8784 | 0 | 0 | [6 empty] | 2019-11-15 | 15 | 1.1441 | 496628.2453 | kWh | RES
8784 | 0 | 0 | [6 empty] | 2019-11-15 | 16 | 1.2044 | 522806.2514 | kWh | RES
8784 | 0 | 0 | [6 empty] | 2019-11-15 | 17 | 1.3174 | 571856.3169 | kWh | RES
8784 | 0 | 0 | [6 empty] | 2019-11-15 | 18 | 1.4732 | 639517.1101 | kWh | RES
8784 | 0 | 0 | [6 empty] | 2019-11-15 | 19 | 1.5529 | 674080.5322 | kWh | RES
8784 | 0 | 0 | [6 empty] | 2019-11-15 | 20 | 1.5261 | 662466.9055 | kWh | RES
8784 | 0 | 0 | [6 empty] | 2019-11-15 | 21 | 1.4489 | 628954.0648 | kWh | RES
8784 | 0 | 0 | [6 empty] | 2019-11-15 | 22 | 1.3719 | 595536.1302 | kWh | RES
8784 | 0 | 0 | [6 empty] | 2019-11-15 | 23 | 1.2545 | 544568.5348 | kWh | RES
8784 | 0 | 0 | [6 empty] | 2019-11-15 | 24 | 1.1195 | 485955.2057 | kWh | RES
8784 | 0 | 0 | [6 empty] | 2019-11-16 | 1 | 1.0117 | 439184.9218 | kWh | RES
8784 | 0 | 0 | [6 empty] | 2019-11-16 | 2 | 0.95553 | 414782.2269 | kWh | RES
8784 | 0 | 0 | [6 empty] | 2019-11-16 | 3 | 0.89747 | 389581.9287 | kWh | RES
8784 | 0 | 0 | [6 empty] | 2019-11-16 | 4 | 0.87574 | 380149.7985 | kWh | RES
8784 | 0 | 0 | [6 empty] | 2019-11-16 | 5 | 0.91462 | 397025.4726 | kWh | RES
8784 | 0 | 0 | [6 empty] | 2019-11-16 | 6 | 0.95773 | 415741.225 | kWh | RES
8784 | 0 | 0 | [6 empty] | 2019-11-16 | 7 | 1.0863 | 471566.0172 | kWh | RES
8784 | 0 | 0 | [6 empty] | 2019-11-16 | 8 | 1.2646 | 548968.6193 | kWh | RES
8784 | 0 | 0 | [6 empty] | 2019-11-16 | 9 | 1.5049 | 653271.0277 | kWh | RES
8784 | 0 | 0 | [6 empty] | 2019-11-16 | 10 | 1.6444 | 713815.3192 | kWh | RES
8784 | 0 | 0 | [6 empty] | 2019-11-16 | 11 | 1.6835 | 730798.642 | kWh | RES
8784 | 0 | 0 | [6 empty] | 2019-11-16 | 12 | 1.6368 | 710506.061 | kWh | RES
8784 | 0 | 0 | [6 empty] | 2019-11-16 | 13 | 1.6117 | 699606.1548 | kWh | RES
8784 | 0 | 0 | [6 empty] | 2019-11-16 | 14 | 1.6187 | 702679.6231 | kWh | RES
8784 | 0 | 0 | [6 empty] | 2019-11-16 | 15 | 1.5296 | 664002.6983 | kWh | RES
8784 | 0 | 0 | [6 empty] | 2019-11-16 | 16 | 1.5688 | 680989.916 | kWh | RES
8784 | 0 | 0 | [6 empty] | 2019-11-16 | 17 | 1.6772 | 728059.8959 | kWh | RES
8784 | 0 | 0 | [6 empty] | 2019-11-16 | 18 | 1.7834 | 774170.6112 | kWh | RES
8784 | 0 | 0 | [6 empty] | 2019-11-16 | 19 | 1.8194 | 789773.2443 | kWh | RES
8784 | 0 | 0 | [6 empty] | 2019-11-16 | 20 | 1.778 | 771804.4581 | kWh | RES
8784 | 0 | 0 | [6 empty] | 2019-11-16 | 21 | 1.7436 | 756860.1446 | kWh | RES
8784 | 0 | 0 | [6 empty] | 2019-11-16 | 22 | 1.7055 | 740356.1319 | kWh | RES
8784 | 0 | 0 | [6 empty] | 2019-11-16 | 23 | 1.5801 | 685900.7713 | kWh | RES
8784 | 0 | 0 | [6 empty] | 2019-11-16 | 24 | 1.4067 | 610615.5637 | kWh | RES
8784 | 0 | 0 | [6 empty] | 2019-11-17 | 1 | 1.2781 | 554795.8146 | kWh | RES
8784 | 0 | 0 | [6 empty] | 2019-11-17 | 2 | 1.1807 | 512519.128 | kWh | RES
8784 | 0 | 0 | [6 empty] | 2019-11-17 | 3 | 1.1515 | 499849.4589 | kWh | RES
8784 | 0 | 0 | [6 empty] | 2019-11-17 | 4 | 1.1517 | 499942.4784 | kWh | RES
8784 | 0 | 0 | [6 empty] | 2019-11-17 | 5 | 1.1513 | 499776.3198 | kWh | RES
8784 | 0 | 0 | [6 empty] | 2019-11-17 | 6 | 1.2283 | 533211.2018 | kWh | RES
8784 | 0 | 0 | [6 empty] | 2019-11-17 | 7 | 1.2872 | 558769.9287 | kWh | RES
8784 | 0 | 0 | [6 empty] | 2019-11-17 | 8 | 1.5079 | 654547.3868 | kWh | RES
8784 | 0 | 0 | [6 empty] | 2019-11-17 | 9 | 1.7798 | 772581.365 | kWh | RES
8784 | 0 | 0 | [6 empty] | 2019-11-17 | 10 | 1.9216 | 834150.8965 | kWh | RES
8784 | 0 | 0 | [6 empty] | 2019-11-17 | 11 | 1.8904 | 820605.5871 | kWh | RES
8784 | 0 | 0 | [6 empty] | 2019-11-17 | 12 | 1.8379 | 797818.0636 | kWh | RES
8784 | 0 | 0 | [6 empty] | 2019-11-17 | 13 | 1.8135 | 787202.6252 | kWh | RES
8784 | 0 | 0 | [6 empty] | 2019-11-17 | 14 | 1.8079 | 784788.5566 | kWh | RES
8784 | 0 | 0 | [6 empty] | 2019-11-17 | 15 | 1.6376 | 710873.9951 | kWh | RES
8784 | 0 | 0 | [6 empty] | 2019-11-17 | 16 | 1.4764 | 640872.6883 | kWh | RES
8784 | 0 | 0 | [6 empty] | 2019-11-17 | 17 | 1.4158 | 614575.7076 | kWh | RES
8784 | 0 | 0 | [6 empty] | 2019-11-17 | 18 | 1.5948 | 692300.8214 | kWh | RES
8784 | 0 | 0 | [6 empty] | 2019-11-17 | 19 | 1.7397 | 755176.276 | kWh | RES
8784 | 0 | 0 | [6 empty] | 2019-11-17 | 20 | 1.7391 | 754920.9187 | kWh | RES
8784 | 0 | 0 | [6 empty] | 2019-11-17 | 21 | 1.6802 | 729371.2859 | kWh | RES
8784 | 0 | 0 | [6 empty] | 2019-11-17 | 22 | 1.5543 | 674720.8917 | kWh | RES
8784 | 0 | 0 | [6 empty] | 2019-11-17 | 23 | 1.3912 | 603918.2754 | kWh | RES
8784 | 0 | 0 | [6 empty] | 2019-11-17 | 24 | 1.2478 | 541675.38 | kWh | RES
8784 | 0 | 0 | [6 empty] | 2019-11-18 | 1 | 1.1939 | 518242.561 | kWh | RES
8784 | 0 | 0 | [6 empty] | 2019-11-18 | 2 | 1.118 | 485297.3039 | kWh | RES
8784 | 0 | 0 | [6 empty] | 2019-11-18 | 3 | 1.0996 | 477311.756 | kWh | RES
8784 | 0 | 0 | [6 empty] | 2019-11-18 | 4 | 1.1196 | 486013.2063 | kWh | RES
8784 | 0 | 0 | [6 empty] | 2019-11-18 | 5 | 1.1646 | 505558.7632 | kWh | RES
8784 | 0 | 0 | [6 empty] | 2019-11-18 | 6 | 1.3314 | 577931.7809 | kWh | RES
8784 | 0 | 0 | [6 empty] | 2019-11-18 | 7 | 1.5399 | 668436.5534 | kWh | RES
8784 | 0 | 0 | [6 empty] | 2019-11-18 | 8 | 1.5991 | 694166.3512 | kWh | RES
8784 | 0 | 0 | [6 empty] | 2019-11-18 | 9 | 1.4427 | 626259.9026 | kWh | RES
8784 | 0 | 0 | [6 empty] | 2019-11-18 | 10 | 1.2097 | 525105.8211 | kWh | RES
8784 | 0 | 0 | [6 empty] | 2019-11-18 | 11 | 1.0985 | 476851.2238 | kWh | RES
8784 | 0 | 0 | [6 empty] | 2019-11-18 | 12 | 1.0103 | 438553.6431 | kWh | RES
8784 | 0 | 0 | [6 empty] | 2019-11-18 | 13 | 0.92731 | 402532.3758 | kWh | RES
8784 | 0 | 0 | [6 empty] | 2019-11-18 | 14 | 0.90145 | 391308.6755 | kWh | RES
8784 | 0 | 0 | [6 empty] | 2019-11-18 | 15 | 0.87205 | 378547.0624 | kWh | RES
8784 | 0 | 0 | [6 empty] | 2019-11-18 | 16 | 0.91045 | 395214.4647 | kWh | RES
8784 | 0 | 0 | [6 empty] | 2019-11-18 | 17 | 1.0089 | 437939.7482 | kWh | RES
8784 | 0 | 0 | [6 empty] | 2019-11-18 | 18 | 1.174 | 509639.6854 | kWh | RES
8784 | 0 | 0 | [6 empty] | 2019-11-18 | 19 | 1.3823 | 600018.795 | kWh | RES
8784 | 0 | 0 | [6 empty] | 2019-11-18 | 20 | 1.4556 | 631850.2454 | kWh | RES
8784 | 0 | 0 | [6 empty] | 2019-11-18 | 21 | 1.4275 | 619681.7296 | kWh | RES
8784 | 0 | 0 | [6 empty] | 2019-11-18 | 22 | 1.3143 | 570515.8193 | kWh | RES
8784 | 0 | 0 | [6 empty] | 2019-11-18 | 23 | 1.1455 | 497244.5117 | kWh | RES
8784 | 0 | 0 | [6 empty] | 2019-11-18 | 24 | 1.0025 | 435171.6123 | kWh | RES
8784 | 0 | 0 | [6 empty] | 2019-11-19 | 1 | 0.91151 | 395677.4329 | kWh | RES
8784 | 0 | 0 | [6 empty] | 2019-11-19 | 2 | 0.88149 | 382645.1785 | kWh | RES
8784 | 0 | 0 | [6 empty] | 2019-11-19 | 3 | 0.85657 | 371826.3283 | kWh | RES
8784 | 0 | 0 | [6 empty] | 2019-11-19 | 4 | 0.89284 | 387569.562 | kWh | RES
8784 | 0 | 0 | [6 empty] | 2019-11-19 | 5 | 0.96931 | 420766.0004 | kWh | RES
8784 | 0 | 0 | [6 empty] | 2019-11-19 | 6 | 1.1839 | 513924.6959 | kWh | RES
8784 | 0 | 0 | [6 empty] | 2019-11-19 | 7 | 1.4594 | 633501.4412 | kWh | RES
8784 | 0 | 0 | [6 empty] | 2019-11-19 | 8 | 1.5428 | 669727.7831 | kWh | RES
8784 | 0 | 0 | [6 empty] | 2019-11-19 | 9 | 1.4245 | 618353.9912 | kWh | RES
8784 | 0 | 0 | [6 empty] | 2019-11-19 | 10 | 1.3012 | 564837.6835 | kWh | RES
8784 | 0 | 0 | [6 empty] | 2019-11-19 | 11 | 1.1466 | 497724.3045 | kWh | RES
8784 | 0 | 0 | [6 empty] | 2019-11-19 | 12 | 1.0789 | 468333.0438 | kWh | RES
8784 | 0 | 0 | [6 empty] | 2019-11-19 | 13 | 1.0093 | 438115.9686 | kWh | RES
8784 | 0 | 0 | [6 empty] | 2019-11-19 | 14 | 0.95087 | 412763.2976 | kWh | RES
8784 | 0 | 0 | [6 empty] | 2019-11-19 | 15 | 0.92512 | 401584.8031 | kWh | RES
8784 | 0 | 0 | [6 empty] | 2019-11-19 | 16 | 0.92132 | 399933.4687 | kWh | RES
8784 | 0 | 0 | [6 empty] | 2019-11-19 | 17 | 1.0455 | 453837.6125 | kWh | RES
8784 | 0 | 0 | [6 empty] | 2019-11-19 | 18 | 1.2614 | 547578.5208 | kWh | RES
8784 | 0 | 0 | [6 empty] | 2019-11-19 | 19 | 1.4581 | 632959.1695 | kWh | RES
8784 | 0 | 0 | [6 empty] | 2019-11-19 | 20 | 1.5955 | 692589.6399 | kWh | RES
8784 | 0 | 0 | [6 empty] | 2019-11-19 | 21 | 1.5247 | 661862.8684 | kWh | RES
8784 | 0 | 0 | [6 empty] | 2019-11-19 | 22 | 1.432 | 621622.4193 | kWh | RES
8784 | 0 | 0 | [6 empty] | 2019-11-19 | 23 | 1.2965 | 562778.2847 | kWh | RES
8784 | 0 | 0 | [6 empty] | 2019-11-19 | 24 | 1.2206 | 529848.2181 | kWh | RES
8784 | 0 | 0 | [6 empty] | 2019-11-20 | 1 | 1.1517 | 499917.6736 | kWh | RES
8784 | 0 | 0 | [6 empty] | 2019-11-20 | 2 | 1.0738 | 466139.8099 | kWh | RES
8784 | 0 | 0 | [6 empty] | 2019-11-20 | 3 | 1.0807 | 469111.7991 | kWh | RES
8784 | 0 | 0 | [6 empty] | 2019-11-20 | 4 | 1.1363 | 493244.42 | kWh | RES
8784 | 0 | 0 | [6 empty] | 2019-11-20 | 5 | 1.1864 | 515006.6083 | kWh | RES
8784 | 0 | 0 | [6 empty] | 2019-11-20 | 6 | 1.3761 | 597363.6418 | kWh | RES
8784 | 0 | 0 | [6 empty] | 2019-11-20 | 7 | 1.6542 | 718085.89 | kWh | RES
8784 | 0 | 0 | [6 empty] | 2019-11-20 | 8 | 1.7043 | 739814.0287 | kWh | RES
8784 | 0 | 0 | [6 empty] | 2019-11-20 | 9 | 1.5104 | 655651.788 | kWh | RES
8784 | 0 | 0 | [6 empty] | 2019-11-20 | 10 | 1.3098 | 568553.7539 | kWh | RES
8784 | 0 | 0 | [6 empty] | 2019-11-20 | 11 | 1.1326 | 491667.5618 | kWh | RES
8784 | 0 | 0 | [6 empty] | 2019-11-20 | 12 | 1.0086 | 437824.9393 | kWh | RES
8784 | 0 | 0 | [6 empty] | 2019-11-20 | 13 | 0.94306 | 409369.6996 | kWh | RES
8784 | 0 | 0 | [6 empty] | 2019-11-20 | 14 | 0.89249 | 387417.9792 | kWh | RES
8784 | 0 | 0 | [6 empty] | 2019-11-20 | 15 | 0.86613 | 375978.265 | kWh | RES
8784 | 0 | 0 | [6 empty] | 2019-11-20 | 16 | 0.89977 | 390578.9363 | kWh | RES
8784 | 0 | 0 | [6 empty] | 2019-11-20 | 17 | 1.0082 | 437661.2508 | kWh | RES
8784 | 0 | 0 | [6 empty] | 2019-11-20 | 18 | 1.223 | 530883.3305 | kWh | RES
8784 | 0 | 0 | [6 empty] | 2019-11-20 | 19 | 1.3681 | 593869.8172 | kWh | RES
8784 | 0 | 0 | [6 empty] | 2019-11-20 | 20 | 1.4174 | 615258.4777 | kWh | RES
8784 | 0 | 0 | [6 empty] | 2019-11-20 | 21 | 1.4132 | 613432.3076 | kWh | RES
8784 | 0 | 0 | [6 empty] | 2019-11-20 | 22 | 1.3654 | 592720.8404 | kWh | RES
8784 | 0 | 0 | [6 empty] | 2019-11-20 | 23 | 1.2182 | 528787.3445 | kWh | RES
8784 | 0 | 0 | [6 empty] | 2019-11-20 | 24 | 1.0938 | 474811.7297 | kWh | RES
8784 | 0 | 0 | [6 empty] | 2019-11-21 | 1 | 1.019 | 442320.3607 | kWh | RES
8784 | 0 | 0 | [6 empty] | 2019-11-21 | 2 | 0.99781 | 433136.8438 | kWh | RES
8784 | 0 | 0 | [6 empty] | 2019-11-21 | 3 | 1.0351 | 449339.6404 | kWh | RES
8784 | 0 | 0 | [6 empty] | 2019-11-21 | 4 | 1.0896 | 472963.2961 | kWh | RES
8784 | 0 | 0 | [6 empty] | 2019-11-21 | 5 | 1.1355 | 492890.546 | kWh | RES
8784 | 0 | 0 | [6 empty] | 2019-11-21 | 6 | 1.3837 | 600658.0041 | kWh | RES
8784 | 0 | 0 | [6 empty] | 2019-11-21 | 7 | 1.6138 | 700540.9511 | kWh | RES
8784 | 0 | 0 | [6 empty] | 2019-11-21 | 8 | 1.6475 | 715179.3078 | kWh | RES
8784 | 0 | 0 | [6 empty] | 2019-11-21 | 9 | 1.5058 | 653659.444 | kWh | RES
8784 | 0 | 0 | [6 empty] | 2019-11-21 | 10 | 1.2553 | 544905.6897 | kWh | RES
8784 | 0 | 0 | [6 empty] | 2019-11-21 | 11 | 1.1047 | 479516.7124 | kWh | RES
8784 | 0 | 0 | [6 empty] | 2019-11-21 | 12 | 0.98869 | 429178.2128 | kWh | RES
8784 | 0 | 0 | [6 empty] | 2019-11-21 | 13 | 0.90968 | 394881.9073 | kWh | RES
8784 | 0 | 0 | [6 empty] | 2019-11-21 | 14 | 0.88295 | 383280.1228 | kWh | RES
8784 | 0 | 0 | [6 empty] | 2019-11-21 | 15 | 0.86276 | 374515.0076 | kWh | RES
8784 | 0 | 0 | [6 empty] | 2019-11-21 | 16 | 0.88998 | 386328.6188 | kWh | RES
8784 | 0 | 0 | [6 empty] | 2019-11-21 | 17 | 0.99819 | 433302.8159 | kWh | RES
8784 | 0 | 0 | [6 empty] | 2019-11-21 | 18 | 1.1555 | 501610.2653 | kWh | RES
8784 | 0 | 0 | [6 empty] | 2019-11-21 | 19 | 1.3118 | 569457.3166 | kWh | RES
8784 | 0 | 0 | [6 empty] | 2019-11-21 | 20 | 1.3399 | 581631.2985 | kWh | RES
8784 | 0 | 0 | [6 empty] | 2019-11-21 | 21 | 1.3281 | 576501.0974 | kWh | RES
8784 | 0 | 0 | [6 empty] | 2019-11-21 | 22 | 1.316 | 571249.6457 | kWh | RES
8784 | 0 | 0 | [6 empty] | 2019-11-21 | 23 | 1.1252 | 488441.0637 | kWh | RES
8784 | 0 | 0 | [6 empty] | 2019-11-21 | 24 | 0.95951 | 416512.7987 | kWh | RES
8784 | 0 | 0 | [6 empty] | 2019-11-22 | 1 | 0.87966 | 381848.4404 | kWh | RES
8784 | 0 | 0 | [6 empty] | 2019-11-22 | 2 | 0.8196 | 355779.5851 | kWh | RES
8784 | 0 | 0 | [6 empty] | 2019-11-22 | 3 | 0.81295 | 352890.2766 | kWh | RES
8784 | 0 | 0 | [6 empty] | 2019-11-22 | 4 | 0.8164 | 354388.487 | kWh | RES
8784 | 0 | 0 | [6 empty] | 2019-11-22 | 5 | 0.875 | 379825.29 | kWh | RES
8784 | 0 | 0 | [6 empty] | 2019-11-22 | 6 | 1.0216 | 443449.9545 | kWh | RES
8784 | 0 | 0 | [6 empty] | 2019-11-22 | 7 | 1.2737 | 552893.9038 | kWh | RES
8784 | 0 | 0 | [6 empty] | 2019-11-22 | 8 | 1.3298 | 577238.4081 | kWh | RES
8784 | 0 | 0 | [6 empty] | 2019-11-22 | 9 | 1.2044 | 522802.6324 | kWh | RES
8784 | 0 | 0 | [6 empty] | 2019-11-22 | 10 | 1.0774 | 467700.7118 | kWh | RES
8784 | 0 | 0 | [6 empty] | 2019-11-22 | 11 | 0.98278 | 426613.1075 | kWh | RES
8784 | 0 | 0 | [6 empty] | 2019-11-22 | 12 | 0.92319 | 400744.9763 | kWh | RES
8784 | 0 | 0 | [6 empty] | 2019-11-22 | 13 | 0.91597 | 397610.5588 | kWh | RES
8784 | 0 | 0 | [6 empty] | 2019-11-22 | 14 | 0.89099 | 386767.2615 | kWh | RES
8784 | 0 | 0 | [6 empty] | 2019-11-22 | 15 | 0.87884 | 381495.9212 | kWh | RES
8784 | 0 | 0 | [6 empty] | 2019-11-22 | 16 | 0.94036 | 408199.3703 | kWh | RES
8784 | 0 | 0 | [6 empty] | 2019-11-22 | 17 | 0.98295 | 426688.1876 | kWh | RES
8784 | 0 | 0 | [6 empty] | 2019-11-22 | 18 | 1.1032 | 478866.8979 | kWh | RES
8784 | 0 | 0 | [6 empty] | 2019-11-22 | 19 | 1.1984 | 520222.7124 | kWh | RES
8784 | 0 | 0 | [6 empty] | 2019-11-22 | 20 | 1.1879 | 515651.834 | kWh | RES
8784 | 0 | 0 | [6 empty] | 2019-11-22 | 21 | 1.153 | 500502.196 | kWh | RES
8784 | 0 | 0 | [6 empty] | 2019-11-22 | 22 | 1.0721 | 465367.5464 | kWh | RES
8784 | 0 | 0 | [6 empty] | 2019-11-22 | 23 | 0.98011 | 425452.4565 | kWh | RES
8784 | 0 | 0 | [6 empty] | 2019-11-22 | 24 | 0.87238 | 378689.6329 | kWh | RES
8784 | 0 | 0 | [6 empty] | 2019-11-23 | 1 | 0.78251 | 339680.232 | kWh | RES
8784 | 0 | 0 | [6 empty] | 2019-11-23 | 2 | 0.7311 | 317359.6999 | kWh | RES
8784 | 0 | 0 | [6 empty] | 2019-11-23 | 3 | 0.69192 | 300354.2581 | kWh | RES
8784 | 0 | 0 | [6 empty] | 2019-11-23 | 4 | 0.68876 | 298980.463 | kWh | RES
8784 | 0 | 0 | [6 empty] | 2019-11-23 | 5 | 0.71591 | 310766.0497 | kWh | RES
8784 | 0 | 0 | [6 empty] | 2019-11-23 | 6 | 0.79302 | 344242.1096 | kWh | RES
8784 | 0 | 0 | [6 empty] | 2019-11-23 | 7 | 0.88851 | 385690.5463 | kWh | RES
8784 | 0 | 0 | [6 empty] | 2019-11-23 | 8 | 1.0684 | 463788.0422 | kWh | RES
8784 | 0 | 0 | [6 empty] | 2019-11-23 | 9 | 1.2414 | 538858.5846 | kWh | RES
8784 | 0 | 0 | [6 empty] | 2019-11-23 | 10 | 1.1873 | 515409.8809 | kWh | RES
8784 | 0 | 0 | [6 empty] | 2019-11-23 | 11 | 1.1649 | 505647.8585 | kWh | RES
8784 | 0 | 0 | [6 empty] | 2019-11-23 | 12 | 1.1365 | 493355.1726 | kWh | RES
8784 | 0 | 0 | [6 empty] | 2019-11-23 | 13 | 1.1337 | 492144.3271 | kWh | RES
8784 | 0 | 0 | [6 empty] | 2019-11-23 | 14 | 1.1579 | 502640.9943 | kWh | RES
8784 | 0 | 0 | [6 empty] | 2019-11-23 | 15 | 1.1716 | 508583.0128 | kWh | RES
8784 | 0 | 0 | [6 empty] | 2019-11-23 | 16 | 1.2085 | 524602.3383 | kWh | RES
8784 | 0 | 0 | [6 empty] | 2019-11-23 | 17 | 1.2161 | 527873.4115 | kWh | RES
8784 | 0 | 0 | [6 empty] | 2019-11-23 | 18 | 1.2501 | 542633.8826 | kWh | RES
8784 | 0 | 0 | [6 empty] | 2019-11-23 | 19 | 1.2657 | 549406.2465 | kWh | RES
8784 | 0 | 0 | [6 empty] | 2019-11-23 | 20 | 1.226 | 532186.0075 | kWh | RES
8784 | 0 | 0 | [6 empty] | 2019-11-23 | 21 | 1.1677 | 506898.5342 | kWh | RES
8784 | 0 | 0 | [6 empty] | 2019-11-23 | 22 | 1.0909 | 473531.0238 | kWh | RES
8784 | 0 | 0 | [6 empty] | 2019-11-23 | 23 | 1.0305 | 447319.5417 | kWh | RES
8784 | 0 | 0 | [6 empty] | 2019-11-23 | 24 | 0.8766 | 380522.4294 | kWh | RES
8784 | 0 | 0 | [6 empty] | 2019-11-24 | 1 | 0.76821 | 333471.6261 | kWh | RES
8784 | 0 | 0 | [6 empty] | 2019-11-24 | 2 | 0.68846 | 298854.2923 | kWh | RES
8784 | 0 | 0 | [6 empty] | 2019-11-24 | 3 | 0.62389 | 270824.4646 | kWh | RES
8784 | 0 | 0 | [6 empty] | 2019-11-24 | 4 | 0.58673 | 254690.29 | kWh | RES
8784 | 0 | 0 | [6 empty] | 2019-11-24 | 5 | 0.58524 | 254047.2115 | kWh | RES
8784 | 0 | 0 | [6 empty] | 2019-11-24 | 6 | 0.61155 | 265465.3179 | kWh | RES
8784 | 0 | 0 | [6 empty] | 2019-11-24 | 7 | 0.70065 | 304141.6059 | kWh | RES
8784 | 0 | 0 | [6 empty] | 2019-11-24 | 8 | 0.8972 | 389463.9629 | kWh | RES
8784 | 0 | 0 | [6 empty] | 2019-11-24 | 9 | 1.1191 | 485772.2307 | kWh | RES
8784 | 0 | 0 | [6 empty] | 2019-11-24 | 10 | 1.2093 | 524950.0487 | kWh | RES
8784 | 0 | 0 | [6 empty] | 2019-11-24 | 11 | 1.2376 | 537226.2355 | kWh | RES
8784 | 0 | 0 | [6 empty] | 2019-11-24 | 12 | 1.2301 | 533991.9892 | kWh | RES
8784 | 0 | 0 | [6 empty] | 2019-11-24 | 13 | 1.2065 | 523735.0735 | kWh | RES
8784 | 0 | 0 | [6 empty] | 2019-11-24 | 14 | 1.2453 | 540551.3856 | kWh | RES
8784 | 0 | 0 | [6 empty] | 2019-11-24 | 15 | 1.2045 | 522842.3382 | kWh | RES
8784 | 0 | 0 | [6 empty] | 2019-11-24 | 16 | 1.2312 | 534437.7354 | kWh | RES
8784 | 0 | 0 | [6 empty] | 2019-11-24 | 17 | 1.2817 | 556377.0739 | kWh | RES
8784 | 0 | 0 | [6 empty] | 2019-11-24 | 18 | 1.3699 | 594651.2668 | kWh | RES
8784 | 0 | 0 | [6 empty] | 2019-11-24 | 19 | 1.5155 | 657841.9663 | kWh | RES
8784 | 0 | 0 | [6 empty] | 2019-11-24 | 20 | 1.5346 | 666161.6147 | kWh | RES
8784 | 0 | 0 | [6 empty] | 2019-11-24 | 21 | 1.4847 | 644504.7249 | kWh | RES
8784 | 0 | 0 | [6 empty] | 2019-11-24 | 22 | 1.3632 | 591768.0651 | kWh | RES
8784 | 0 | 0 | [6 empty] | 2019-11-24 | 23 | 1.2713 | 551836.9299 | kWh | RES
8784 | 0 | 0 | [6 empty] | 2019-11-24 | 24 | 1.1406 | 495119.9739 | kWh | RES
8784 | 0 | 0 | [6 empty] | 2019-11-25 | 1 | 1.0837 | 470437.113 | kWh | RES
8784 | 0 | 0 | [6 empty] | 2019-11-25 | 2 | 1.0567 | 458697.4712 | kWh | RES
8784 | 0 | 0 | [6 empty] | 2019-11-25 | 3 | 1.0671 | 463227.4547 | kWh | RES
8784 | 0 | 0 | [6 empty] | 2019-11-25 | 4 | 1.1106 | 482109.9261 | kWh | RES
8784 | 0 | 0 | [6 empty] | 2019-11-25 | 5 | 1.1924 | 517627.479 | kWh | RES
8784 | 0 | 0 | [6 empty] | 2019-11-25 | 6 | 1.4385 | 624434.0757 | kWh | RES
8784 | 0 | 0 | [6 empty] | 2019-11-25 | 7 | 1.713 | 743578.7483 | kWh | RES
8784 | 0 | 0 | [6 empty] | 2019-11-25 | 8 | 1.807 | 784411.8491 | kWh | RES
8784 | 0 | 0 | [6 empty] | 2019-11-25 | 9 | 1.7468 | 758280.8496 | kWh | RES
8784 | 0 | 0 | [6 empty] | 2019-11-25 | 10 | 1.5236 | 661384.3257 | kWh | RES
8784 | 0 | 0 | [6 empty] | 2019-11-25 | 11 | 1.3315 | 577992.7521 | kWh | RES
8784 | 0 | 0 | [6 empty] | 2019-11-25 | 12 | 1.175 | 510058.7397 | kWh | RES
8784 | 0 | 0 | [6 empty] | 2019-11-25 | 13 | 1.0931 | 474517.7948 | kWh | RES
8784 | 0 | 0 | [6 empty] | 2019-11-25 | 14 | 1.0045 | 436038.1916 | kWh | RES
8784 | 0 | 0 | [6 empty] | 2019-11-25 | 15 | 0.95179 | 413158.47 | kWh | RES
8784 | 0 | 0 | [6 empty] | 2019-11-25 | 16 | 0.97491 | 423197.828 | kWh | RES
8784 | 0 | 0 | [6 empty] | 2019-11-25 | 17 | 1.0831 | 470161.0108 | kWh | RES
8784 | 0 | 0 | [6 empty] | 2019-11-25 | 18 | 1.2666 | 549809.215 | kWh | RES
8784 | 0 | 0 | [6 empty] | 2019-11-25 | 19 | 1.505 | 653296.9196 | kWh | RES
8784 | 0 | 0 | [6 empty] | 2019-11-25 | 20 | 1.556 | 675441.7422 | kWh | RES
8784 | 0 | 0 | [6 empty] | 2019-11-25 | 21 | 1.5188 | 659312.0014 | kWh | RES
8784 | 0 | 0 | [6 empty] | 2019-11-25 | 22 | 1.4688 | 637590.5953 | kWh | RES
8784 | 0 | 0 | [6 empty] | 2019-11-25 | 23 | 1.3779 | 598131.8313 | kWh | RES
8784 | 0 | 0 | [6 empty] | 2019-11-25 | 24 | 1.2843 | 557520.3035 | kWh | RES
8784 | 0 | 0 | [6 empty] | 2019-11-26 | 1 | 1.1835 | 513726.5388 | kWh | RES
8784 | 0 | 0 | [6 empty] | 2019-11-26 | 2 | 1.154 | 500953.6559 | kWh | RES
8784 | 0 | 0 | [6 empty] | 2019-11-26 | 3 | 1.1669 | 506518.9082 | kWh | RES
8784 | 0 | 0 | [6 empty] | 2019-11-26 | 4 | 1.2149 | 527357.8792 | kWh | RES
8784 | 0 | 0 | [6 empty] | 2019-11-26 | 5 | 1.3158 | 571166.3703 | kWh | RES
8784 | 0 | 0 | [6 empty] | 2019-11-26 | 6 | 1.5408 | 668834.4454 | kWh | RES
8784 | 0 | 0 | [6 empty] | 2019-11-26 | 7 | 1.8435 | 800242.4871 | kWh | RES
8784 | 0 | 0 | [6 empty] | 2019-11-26 | 8 | 1.9438 | 843763.3137 | kWh | RES
8784 | 0 | 0 | [6 empty] | 2019-11-26 | 9 | 1.7771 | 771425.5846 | kWh | RES
8784 | 0 | 0 | [6 empty] | 2019-11-26 | 10 | 1.4892 | 646431.6885 | kWh | RES
8784 | 0 | 0 | [6 empty] | 2019-11-26 | 11 | 1.2443 | 540127.7934 | kWh | RES
8784 | 0 | 0 | [6 empty] | 2019-11-26 | 12 | 1.1074 | 480709.0322 | kWh | RES
8784 | 0 | 0 | [6 empty] | 2019-11-26 | 13 | 1.0333 | 448544.1292 | kWh | RES
8784 | 0 | 0 | [6 empty] | 2019-11-26 | 14 | 0.9447 | 410082.6234 | kWh | RES
8784 | 0 | 0 | [6 empty] | 2019-11-26 | 15 | 0.91761 | 398324.4093 | kWh | RES
8784 | 0 | 0 | [6 empty] | 2019-11-26 | 16 | 0.95275 | 413578.3004 | kWh | RES
8784 | 0 | 0 | [6 empty] | 2019-11-26 | 17 | 1.0379 | 450532.8477 | kWh | RES
8784 | 0 | 0 | [6 empty] | 2019-11-26 | 18 | 1.2122 | 526205.9132 | kWh | RES
8784 | 0 | 0 | [6 empty] | 2019-11-26 | 19 | 1.359 | 589940.0076 | kWh | RES
8784 | 0 | 0 | [6 empty] | 2019-11-26 | 20 | 1.3848 | 601110.8342 | kWh | RES
8784 | 0 | 0 | [6 empty] | 2019-11-26 | 21 | 1.3834 | 600497.5417 | kWh | RES
8784 | 0 | 0 | [6 empty] | 2019-11-26 | 22 | 1.317 | 571714.5145 | kWh | RES
8784 | 0 | 0 | [6 empty] | 2019-11-26 | 23 | 1.1493 | 498876.7084 | kWh | RES
8784 | 0 | 0 | [6 empty] | 2019-11-26 | 24 | 1.0483 | 455049.2085 | kWh | RES
8784 | 0 | 0 | [6 empty] | 2019-11-27 | 1 | 0.97272 | 422246.8159 | kWh | RES
8784 | 0 | 0 | [6 empty] | 2019-11-27 | 2 | 0.93289 | 404956.8345 | kWh | RES
8784 | 0 | 0 | [6 empty] | 2019-11-27 | 3 | 0.93527 | 405989.3632 | kWh | RES
8784 | 0 | 0 | [6 empty] | 2019-11-27 | 4 | 0.93171 | 404443.5792 | kWh | RES
8784 | 0 | 0 | [6 empty] | 2019-11-27 | 5 | 0.98405 | 427165.7028 | kWh | RES
8784 | 0 | 0 | [6 empty] | 2019-11-27 | 6 | 1.1194 | 485912.2447 | kWh | RES
8784 | 0 | 0 | [6 empty] | 2019-11-27 | 7 | 1.2747 | 553328.0947 | kWh | RES
8784 | 0 | 0 | [6 empty] | 2019-11-27 | 8 | 1.4088 | 611536.9946 | kWh | RES
8784 | 0 | 0 | [6 empty] | 2019-11-27 | 9 | 1.3743 | 596550.5387 | kWh | RES
8784 | 0 | 0 | [6 empty] | 2019-11-27 | 10 | 1.2853 | 557935.232 | kWh | RES
8784 | 0 | 0 | [6 empty] | 2019-11-27 | 11 | 1.1584 | 502827.1993 | kWh | RES
8784 | 0 | 0 | [6 empty] | 2019-11-27 | 12 | 1.1226 | 487323.2847 | kWh | RES
8784 | 0 | 0 | [6 empty] | 2019-11-27 | 13 | 1.1026 | 478606.7847 | kWh | RES
8784 | 0 | 0 | [6 empty] | 2019-11-27 | 14 | 1.0763 | 467199.1712 | kWh | RES
8784 | 0 | 0 | [6 empty] | 2019-11-27 | 15 | 1.151 | 499631.1422 | kWh | RES
8784 | 0 | 0 | [6 empty] | 2019-11-27 | 16 | 1.2136 | 526819.5152 | kWh | RES
8784 | 0 | 0 | [6 empty] | 2019-11-27 | 17 | 1.275 | 553474.7667 | kWh | RES
8784 | 0 | 0 | [6 empty] | 2019-11-27 | 18 | 1.3632 | 591759.7439 | kWh | RES
8784 | 0 | 0 | [6 empty] | 2019-11-27 | 19 | 1.4329 | 622025.0087 | kWh | RES
8784 | 0 | 0 | [6 empty] | 2019-11-27 | 20 | 1.3982 | 606946.5993 | kWh | RES
8784 | 0 | 0 | [6 empty] | 2019-11-27 | 21 | 1.3302 | 577424.7645 | kWh | RES
8784 | 0 | 0 | [6 empty] | 2019-11-27 | 22 | 1.302 | 565188.1279 | kWh | RES
8784 | 0 | 0 | [6 empty] | 2019-11-27 | 23 | 1.1542 | 501034.1004 | kWh | RES
8784 | 0 | 0 | [6 empty] | 2019-11-27 | 24 | 1.0159 | 440993.1805 | kWh | RES
8784 | 0 | 0 | [6 empty] | 2019-11-28 | 1 | 0.8569 | 371970.0308 | kWh | RES
8784 | 0 | 0 | [6 empty] | 2019-11-28 | 2 | 0.73388 | 318570.4259 | kWh | RES
8784 | 0 | 0 | [6 empty] | 2019-11-28 | 3 | 0.65978 | 286404.0544 | kWh | RES
8784 | 0 | 0 | [6 empty] | 2019-11-28 | 4 | 0.62694 | 272146.6663 | kWh | RES
8784 | 0 | 0 | [6 empty] | 2019-11-28 | 5 | 0.61455 | 266768.3526 | kWh | RES
8784 | 0 | 0 | [6 empty] | 2019-11-28 | 6 | 0.67016 | 290908.5802 | kWh | RES
8784 | 0 | 0 | [6 empty] | 2019-11-28 | 7 | 0.75255 | 326671.5592 | kWh | RES
8784 | 0 | 0 | [6 empty] | 2019-11-28 | 8 | 0.95172 | 413128.0754 | kWh | RES
8784 | 0 | 0 | [6 empty] | 2019-11-28 | 9 | 1.226 | 532195.4302 | kWh | RES
8784 | 0 | 0 | [6 empty] | 2019-11-28 | 10 | 1.4953 | 649070.2735 | kWh | RES
8784 | 0 | 0 | [6 empty] | 2019-11-28 | 11 | 1.64 | 711912.2702 | kWh | RES
8784 | 0 | 0 | [6 empty] | 2019-11-28 | 12 | 1.7251 | 748853.4268 | kWh | RES
8784 | 0 | 0 | [6 empty] | 2019-11-28 | 13 | 1.7066 | 740834.3149 | kWh | RES
8784 | 0 | 0 | [6 empty] | 2019-11-28 | 14 | 1.6716 | 725611.2647 | kWh | RES
8784 | 0 | 0 | [6 empty] | 2019-11-28 | 15 | 1.6107 | 699193.4034 | kWh | RES
8784 | 0 | 0 | [6 empty] | 2019-11-28 | 16 | 1.4904 | 646960.3406 | kWh | RES
8784 | 0 | 0 | [6 empty] | 2019-11-28 | 17 | 1.3568 | 588985.9226 | kWh | RES
8784 | 0 | 0 | [6 empty] | 2019-11-28 | 18 | 1.2502 | 542703.6083 | kWh | RES
8784 | 0 | 0 | [6 empty] | 2019-11-28 | 19 | 1.1988 | 520367.3696 | kWh | RES
8784 | 0 | 0 | [6 empty] | 2019-11-28 | 20 | 1.1204 | 486367.803 | kWh | RES
8784 | 0 | 0 | [6 empty] | 2019-11-28 | 21 | 1.0847 | 470860.5905 | kWh | RES
8784 | 0 | 0 | [6 empty] | 2019-11-28 | 22 | 1.0225 | 443865.4189 | kWh | RES
8784 | 0 | 0 | [6 empty] | 2019-11-28 | 23 | 0.97115 | 421562.9611 | kWh | RES
8784 | 0 | 0 | [6 empty] | 2019-11-28 | 24 | 0.90664 | 393560.1564 | kWh | RES
8784 | 0 | 0 | [6 empty] | 2019-11-29 | 1 | 0.81926 | 355632.6803 | kWh | RES
8784 | 0 | 0 | [6 empty] | 2019-11-29 | 2 | 0.76245 | 330969.1143 | kWh | RES
8784 | 0 | 0 | [6 empty] | 2019-11-29 | 3 | 0.75729 | 328728.6286 | kWh | RES
8784 | 0 | 0 | [6 empty] | 2019-11-29 | 4 | 0.75446 | 327502.3884 | kWh | RES
8784 | 0 | 0 | [6 empty] | 2019-11-29 | 5 | 0.77947 | 338358.2835 | kWh | RES
8784 | 0 | 0 | [6 empty] | 2019-11-29 | 6 | 0.87824 | 381233.6105 | kWh | RES
8784 | 0 | 0 | [6 empty] | 2019-11-29 | 7 | 0.99502 | 431928.1033 | kWh | RES
8784 | 0 | 0 | [6 empty] | 2019-11-29 | 8 | 1.1849 | 514362.2848 | kWh | RES
8784 | 0 | 0 | [6 empty] | 2019-11-29 | 9 | 1.2856 | 558075.0383 | kWh | RES
8784 | 0 | 0 | [6 empty] | 2019-11-29 | 10 | 1.2506 | 542855.255 | kWh | RES
8784 | 0 | 0 | [6 empty] | 2019-11-29 | 11 | 1.1886 | 515940.3096 | kWh | RES
8784 | 0 | 0 | [6 empty] | 2019-11-29 | 12 | 1.1335 | 492018.9576 | kWh | RES
8784 | 0 | 0 | [6 empty] | 2019-11-29 | 13 | 1.0814 | 469439.5118 | kWh | RES
8784 | 0 | 0 | [6 empty] | 2019-11-29 | 14 | 1.051 | 456213.3317 | kWh | RES
8784 | 0 | 0 | [6 empty] | 2019-11-29 | 15 | 1.0795 | 468584.8555 | kWh | RES
8784 | 0 | 0 | [6 empty] | 2019-11-29 | 16 | 1.0681 | 463656.4242 | kWh | RES
8784 | 0 | 0 | [6 empty] | 2019-11-29 | 17 | 1.0482 | 454994.258 | kWh | RES
8784 | 0 | 0 | [6 empty] | 2019-11-29 | 18 | 1.1242 | 488010.7562 | kWh | RES
8784 | 0 | 0 | [6 empty] | 2019-11-29 | 19 | 1.1794 | 511979.3478 | kWh | RES
8784 | 0 | 0 | [6 empty] | 2019-11-29 | 20 | 1.2099 | 525224.4605 | kWh | RES
8784 | 0 | 0 | [6 empty] | 2019-11-29 | 21 | 1.1463 | 497597.7781 | kWh | RES
8784 | 0 | 0 | [6 empty] | 2019-11-29 | 22 | 1.0984 | 476816.5136 | kWh | RES
8784 | 0 | 0 | [6 empty] | 2019-11-29 | 23 | 1.0585 | 459472.9094 | kWh | RES
8784 | 0 | 0 | [6 empty] | 2019-11-29 | 24 | 0.98702 | 428452.3188 | kWh | RES
8784 | 0 | 0 | [6 empty] | 2019-11-30 | 1 | 0.89519 | 388591.8369 | kWh | RES
8784 | 0 | 0 | [6 empty] | 2019-11-30 | 2 | 0.8316 | 360987.2456 | kWh | RES
8784 | 0 | 0 | [6 empty] | 2019-11-30 | 3 | 0.82857 | 359673.6928 | kWh | RES
8784 | 0 | 0 | [6 empty] | 2019-11-30 | 4 | 0.82471 | 357997.1099 | kWh | RES
8784 | 0 | 0 | [6 empty] | 2019-11-30 | 5 | 0.84476 | 366700.2467 | kWh | RES
8784 | 0 | 0 | [6 empty] | 2019-11-30 | 6 | 0.9066 | 393543.7957 | kWh | RES
8784 | 0 | 0 | [6 empty] | 2019-11-30 | 7 | 1.0228 | 443984.7379 | kWh | RES
8784 | 0 | 0 | [6 empty] | 2019-11-30 | 8 | 1.2204 | 529757.1402 | kWh | RES
8784 | 0 | 0 | [6 empty] | 2019-11-30 | 9 | 1.3592 | 590027.7718 | kWh | RES
8784 | 0 | 0 | [6 empty] | 2019-11-30 | 10 | 1.3414 | 582286.1978 | kWh | RES
8784 | 0 | 0 | [6 empty] | 2019-11-30 | 11 | 1.2564 | 545388.6758 | kWh | RES
8784 | 0 | 0 | [6 empty] | 2019-11-30 | 12 | 1.1882 | 515775.8562 | kWh | RES
8784 | 0 | 0 | [6 empty] | 2019-11-30 | 13 | 1.1915 | 517198.966 | kWh | RES
8784 | 0 | 0 | [6 empty] | 2019-11-30 | 14 | 1.1586 | 502927.8539 | kWh | RES
8784 | 0 | 0 | [6 empty] | 2019-11-30 | 15 | 1.1779 | 511333.9224 | kWh | RES
8784 | 0 | 0 | [6 empty] | 2019-11-30 | 16 | 1.1946 | 518556.4976 | kWh | RES
8784 | 0 | 0 | [6 empty] | 2019-11-30 | 17 | 1.2258 | 532083.9765 | kWh | RES
8784 | 0 | 0 | [6 empty] | 2019-11-30 | 18 | 1.2036 | 522460.4084 | kWh | RES
8784 | 0 | 0 | [6 empty] | 2019-11-30 | 19 | 1.2676 | 550258.0199 | kWh | RES
8784 | 0 | 0 | [6 empty] | 2019-11-30 | 20 | 1.2171 | 528327.7051 | kWh | RES
8784 | 0 | 0 | [6 empty] | 2019-11-30 | 21 | 1.1673 | 506695.478 | kWh | RES
8784 | 0 | 0 | [6 empty] | 2019-11-30 | 22 | 1.0891 | 472753.4742 | kWh | RES
8784 | 0 | 0 | [6 empty] | 2019-11-30 | 23 | 1.0157 | 440904.7924 | kWh | RES
8784 | 0 | 0 | [6 empty] | 2019-11-30 | 24 | 0.88648 | 384811.154 | kWh | RES
8784 | 0 | 0 | [6 empty] | 2019-12-01 | 1 | 0.77537 | 336577.5269 | kWh | RES
8784 | 0 | 0 | [6 empty] | 2019-12-01 | 2 | 0.68724 | 298324.0498 | kWh | RES
8784 | 0 | 0 | [6 empty] | 2019-12-01 | 3 | 0.6338 | 275124.607 | kWh | RES
8784 | 0 | 0 | [6 empty] | 2019-12-01 | 4 | 0.61572 | 267276.5692 | kWh | RES
8784 | 0 | 0 | [6 empty] | 2019-12-01 | 5 | 0.60985 | 264727.5775 | kWh | RES
8784 | 0 | 0 | [6 empty] | 2019-12-01 | 6 | 0.63736 | 276670.8195 | kWh | RES
8784 | 0 | 0 | [6 empty] | 2019-12-01 | 7 | 0.68271 | 296358.1688 | kWh | RES
8784 | 0 | 0 | [6 empty] | 2019-12-01 | 8 | 0.81601 | 354218.2715 | kWh | RES
8784 | 0 | 0 | [6 empty] | 2019-12-01 | 9 | 0.99498 | 431907.0429 | kWh | RES
8784 | 0 | 0 | [6 empty] | 2019-12-01 | 10 | 1.116 | 484425.6564 | kWh | RES
8784 | 0 | 0 | [6 empty] | 2019-12-01 | 11 | 1.1586 | 502941.7715 | kWh | RES
8784 | 0 | 0 | [6 empty] | 2019-12-01 | 12 | 1.1856 | 514674.0208 | kWh | RES
8784 | 0 | 0 | [6 empty] | 2019-12-01 | 13 | 1.237 | 536983.4652 | kWh | RES
8784 | 0 | 0 | [6 empty] | 2019-12-01 | 14 | 1.2913 | 560521.7295 | kWh | RES
8784 | 0 | 0 | [6 empty] | 2019-12-01 | 15 | 1.3415 | 582324.255 | kWh | RES
8784 | 0 | 0 | [6 empty] | 2019-12-01 | 16 | 1.3483 | 585275.0378 | kWh | RES
8784 | 0 | 0 | [6 empty] | 2019-12-01 | 17 | 1.424 | 618136.0416 | kWh | RES
8784 | 0 | 0 | [6 empty] | 2019-12-01 | 18 | 1.5131 | 656809.0784 | kWh | RES
8784 | 0 | 0 | [6 empty] | 2019-12-01 | 19 | 1.5752 | 683777.0319 | kWh | RES
8784 | 0 | 0 | [6 empty] | 2019-12-01 | 20 | 1.5841 | 687633.4312 | kWh | RES
8784 | 0 | 0 | [6 empty] | 2019-12-01 | 21 | 1.5284 | 663454.1569 | kWh | RES
8784 | 0 | 0 | [6 empty] | 2019-12-01 | 22 | 1.4035 | 609251.3869 | kWh | RES
8784 | 0 | 0 | [6 empty] | 2019-12-01 | 23 | 1.1865 | 515056.5227 | kWh | RES
8784 | 0 | 0 | [6 empty] | 2019-12-01 | 24 | 0.98143 | 426027.8605 | kWh | RES
8784 | 0 | 0 | [6 empty] | 2019-12-02 | 1 | 0.79549 | 345313.4009 | kWh | RES
8784 | 0 | 0 | [6 empty] | 2019-12-02 | 2 | 0.67965 | 295029.5682 | kWh | RES
8784 | 0 | 0 | [6 empty] | 2019-12-02 | 3 | 0.61101 | 265232.3018 | kWh | RES
8784 | 0 | 0 | [6 empty] | 2019-12-02 | 4 | 0.58801 | 255248.4101 | kWh | RES
8784 | 0 | 0 | [6 empty] | 2019-12-02 | 5 | 0.60148 | 261095.2553 | kWh | RES
8784 | 0 | 0 | [6 empty] | 2019-12-02 | 6 | 0.73066 | 317170.6938 | kWh | RES
8784 | 0 | 0 | [6 empty] | 2019-12-02 | 7 | 0.97119 | 421580.9036 | kWh | RES
8784 | 0 | 0 | [6 empty] | 2019-12-02 | 8 | 1.0858 | 471344.4646 | kWh | RES
8784 | 0 | 0 | [6 empty] | 2019-12-02 | 9 | 1.0977 | 476508.6168 | kWh | RES
8784 | 0 | 0 | [6 empty] | 2019-12-02 | 10 | 1.0699 | 464429.4164 | kWh | RES
8784 | 0 | 0 | [6 empty] | 2019-12-02 | 11 | 1.0946 | 475151.9443 | kWh | RES
8784 | 0 | 0 | [6 empty] | 2019-12-02 | 12 | 1.0552 | 458069.7392 | kWh | RES
8784 | 0 | 0 | [6 empty] | 2019-12-02 | 13 | 1.0379 | 450551.4138 | kWh | RES
8784 | 0 | 0 | [6 empty] | 2019-12-02 | 14 | 1.0222 | 443711.0579 | kWh | RES
8784 | 0 | 0 | [6 empty] | 2019-12-02 | 15 | 1.0006 | 434365.931 | kWh | RES
8784 | 0 | 0 | [6 empty] | 2019-12-02 | 16 | 1.0289 | 446654.1293 | kWh | RES
8784 | 0 | 0 | [6 empty] | 2019-12-02 | 17 | 1.1665 | 506378.0662 | kWh | RES
8784 | 0 | 0 | [6 empty] | 2019-12-02 | 18 | 1.4553 | 631745.2459 | kWh | RES
8784 | 0 | 0 | [6 empty] | 2019-12-02 | 19 | 1.7151 | 744512.8453 | kWh | RES
8784 | 0 | 0 | [6 empty] | 2019-12-02 | 20 | 1.8376 | 797667.5026 | kWh | RES
8784 | 0 | 0 | [6 empty] | 2019-12-02 | 21 | 1.8485 | 802401.9245 | kWh | RES
8784 | 0 | 0 | [6 empty] | 2019-12-02 | 22 | 1.8094 | 785445.965 | kWh | RES
8784 | 0 | 0 | [6 empty] | 2019-12-02 | 23 | 1.6498 | 716179.4921 | kWh | RES
8784 | 0 | 0 | [6 empty] | 2019-12-02 | 24 | 1.5628 | 678389.0141 | kWh | RES
8784 | 0 | 0 | [6 empty] | 2019-12-03 | 1 | 1.4827 | 643619.0668 | kWh | RES
8784 | 0 | 0 | [6 empty] | 2019-12-03 | 2 | 1.4437 | 626681.4882 | kWh | RES
8784 | 0 | 0 | [6 empty] | 2019-12-03 | 3 | 1.4967 | 649689.2561 | kWh | RES
8784 | 0 | 0 | [6 empty] | 2019-12-03 | 4 | 1.5879 | 689289.355 | kWh | RES
8784 | 0 | 0 | [6 empty] | 2019-12-03 | 5 | 1.7227 | 747808.7741 | kWh | RES
8784 | 0 | 0 | [6 empty] | 2019-12-03 | 6 | 2.0271 | 879940.7615 | kWh | RES
8784 | 0 | 0 | [6 empty] | 2019-12-03 | 7 | 2.3342 | 1013228.249 | kWh | RES
8784 | 0 | 0 | [6 empty] | 2019-12-03 | 8 | 2.5237 | 1095494.187 | kWh | RES
8784 | 0 | 0 | [6 empty] | 2019-12-03 | 9 | 2.3384 | 1015070.66 | kWh | RES
8784 | 0 | 0 | [6 empty] | 2019-12-03 | 10 | 2.0506 | 890146.4251 | kWh | RES
8784 | 0 | 0 | [6 empty] | 2019-12-03 | 11 | 1.763 | 765275.6285 | kWh | RES
8784 | 0 | 0 | [6 empty] | 2019-12-03 | 12 | 1.5748 | 683593.9699 | kWh | RES
8784 | 0 | 0 | [6 empty] | 2019-12-03 | 13 | 1.4235 | 617935.3117 | kWh | RES
8784 | 0 | 0 | [6 empty] | 2019-12-03 | 14 | 1.2997 | 564198.1737 | kWh | RES
8784 | 0 | 0 | [6 empty] | 2019-12-03 | 15 | 1.2212 | 530087.8658 | kWh | RES
8784 | 0 | 0 | [6 empty] | 2019-12-03 | 16 | 1.2183 | 528850.2385 | kWh | RES
8784 | 0 | 0 | [6 empty] | 2019-12-03 | 17 | 1.3871 | 602134.6603 | kWh | RES
8784 | 0 | 0 | [6 empty] | 2019-12-03 | 18 | 1.6672 | 723717.7198 | kWh | RES
8784 | 0 | 0 | [6 empty] | 2019-12-03 | 19 | 1.9352 | 840067.9765 | kWh | RES
8784 | 0 | 0 | [6 empty] | 2019-12-03 | 20 | 2.066 | 896835.9997 | kWh | RES
8784 | 0 | 0 | [6 empty] | 2019-12-03 | 21 | 2.0662 | 896913.7572 | kWh | RES
8784 | 0 | 0 | [6 empty] | 2019-12-03 | 22 | 2.0207 | 877163.8485 | kWh | RES
8784 | 0 | 0 | [6 empty] | 2019-12-03 | 23 | 1.885 | 818236.7417 | kWh | RES
8784 | 0 | 0 | [6 empty] | 2019-12-03 | 24 | 1.7338 | 752626.9719 | kWh | RES
8784 | 0 | 0 | [6 empty] | 2019-12-04 | 1 | 1.6717 | 725664.8492 | kWh | RES
8784 | 0 | 0 | [6 empty] | 2019-12-04 | 2 | 1.6614 | 721196.6954 | kWh | RES
8784 | 0 | 0 | [6 empty] | 2019-12-04 | 3 | 1.6801 | 729311.9854 | kWh | RES
8784 | 0 | 0 | [6 empty] | 2019-12-04 | 4 | 1.712 | 743175.0823 | kWh | RES
8784 | 0 | 0 | [6 empty] | 2019-12-04 | 5 | 1.7908 | 777357.3404 | kWh | RES
8784 | 0 | 0 | [6 empty] | 2019-12-04 | 6 | 2.0182 | 876066.5883 | kWh | RES
8784 | 0 | 0 | [6 empty] | 2019-12-04 | 7 | 2.3054 | 1000746.655 | kWh | RES
8784 | 0 | 0 | [6 empty] | 2019-12-04 | 8 | 2.3658 | 1026981.872 | kWh | RES
8784 | 0 | 0 | [6 empty] | 2019-12-04 | 9 | 2.1138 | 917593.4954 | kWh | RES
8784 | 0 | 0 | [6 empty] | 2019-12-04 | 10 | 1.8382 | 797957.6445 | kWh | RES
8784 | 0 | 0 | [6 empty] | 2019-12-04 | 11 | 1.5655 | 679548.1589 | kWh | RES
8784 | 0 | 0 | [6 empty] | 2019-12-04 | 12 | 1.3936 | 604955.6144 | kWh | RES
8784 | 0 | 0 | [6 empty] | 2019-12-04 | 13 | 1.2061 | 523542.842 | kWh | RES
8784 | 0 | 0 | [6 empty] | 2019-12-04 | 14 | 1.0846 | 470800.7367 | kWh | RES
8784 | 0 | 0 | [6 empty] | 2019-12-04 | 15 | 1.0145 | 440372.6635 | kWh | RES
8784 | 0 | 0 | [6 empty] | 2019-12-04 | 16 | 1.0419 | 452293.6513 | kWh | RES
8784 | 0 | 0 | [6 empty] | 2019-12-04 | 17 | 1.144 | 496614.6935 | kWh | RES
8784 | 0 | 0 | [6 empty] | 2019-12-04 | 18 | 1.4077 | 611068.4619 | kWh | RES
8784 | 0 | 0 | [6 empty] | 2019-12-04 | 19 | 1.6789 | 728800.9188 | kWh | RES
8784 | 0 | 0 | [6 empty] | 2019-12-04 | 20 | 1.7609 | 764376.8832 | kWh | RES
8784 | 0 | 0 | [6 empty] | 2019-12-04 | 21 | 1.7943 | 778900.5811 | kWh | RES
8784 | 0 | 0 | [6 empty] | 2019-12-04 | 22 | 1.7274 | 749849.07 | kWh | RES
8784 | 0 | 0 | [6 empty] | 2019-12-04 | 23 | 1.5845 | 687830.6293 | kWh | RES
8784 | 0 | 0 | [6 empty] | 2019-12-04 | 24 | 1.4383 | 624353.5531 | kWh | RES
8784 | 0 | 0 | [6 empty] | 2019-12-05 | 1 | 1.3505 | 586255.8668 | kWh | RES
8784 | 0 | 0 | [6 empty] | 2019-12-05 | 2 | 1.3059 | 566860.0644 | kWh | RES
8784 | 0 | 0 | [6 empty] | 2019-12-05 | 3 | 1.3248 | 575065.9794 | kWh | RES
8784 | 0 | 0 | [6 empty] | 2019-12-05 | 4 | 1.3617 | 591116.4807 | kWh | RES
8784 | 0 | 0 | [6 empty] | 2019-12-05 | 5 | 1.4463 | 627836.2143 | kWh | RES
8784 | 0 | 0 | [6 empty] | 2019-12-05 | 6 | 1.6552 | 718491.6175 | kWh | RES
8784 | 0 | 0 | [6 empty] | 2019-12-05 | 7 | 1.9554 | 848794.2366 | kWh | RES
8784 | 0 | 0 | [6 empty] | 2019-12-05 | 8 | 2.0435 | 887054.1778 | kWh | RES
8784 | 0 | 0 | [6 empty] | 2019-12-05 | 9 | 1.856 | 805680.5679 | kWh | RES
8784 | 0 | 0 | [6 empty] | 2019-12-05 | 10 | 1.562 | 678027.5952 | kWh | RES
8784 | 0 | 0 | [6 empty] | 2019-12-05 | 11 | 1.3291 | 576949.9761 | kWh | RES
8784 | 0 | 0 | [6 empty] | 2019-12-05 | 12 | 1.1542 | 501037.8837 | kWh | RES
8784 | 0 | 0 | [6 empty] | 2019-12-05 | 13 | 1.025 | 444951.5705 | kWh | RES
8784 | 0 | 0 | [6 empty] | 2019-12-05 | 14 | 0.9774 | 424277.4862 | kWh | RES
8784 | 0 | 0 | [6 empty] | 2019-12-05 | 15 | 0.92697 | 402384.9533 | kWh | RES
8784 | 0 | 0 | [6 empty] | 2019-12-05 | 16 | 0.93674 | 406627.3001 | kWh | RES
8784 | 0 | 0 | [6 empty] | 2019-12-05 | 17 | 1.0849 | 470920.4079 | kWh | RES
8784 | 0 | 0 | [6 empty] | 2019-12-05 | 18 | 1.3176 | 571951.3285 | kWh | RES
8784 | 0 | 0 | [6 empty] | 2019-12-05 | 19 | 1.5147 | 657510.166 | kWh | RES
8784 | 0 | 0 | [6 empty] | 2019-12-05 | 20 | 1.6371 | 710660.6813 | kWh | RES
8784 | 0 | 0 | [6 empty] | 2019-12-05 | 21 | 1.651 | 716674.3655 | kWh | RES
8784 | 0 | 0 | [6 empty] | 2019-12-05 | 22 | 1.6168 | 701830.372 | kWh | RES
8784 | 0 | 0 | [6 empty] | 2019-12-05 | 23 | 1.5303 | 664274.7132 | kWh | RES
8784 | 0 | 0 | [6 empty] | 2019-12-05 | 24 | 1.4111 | 612530.4413 | kWh | RES
8784 | 0 | 0 | [6 empty] | 2019-12-06 | 1 | 1.3503 | 586167.2014 | kWh | RES
8784 | 0 | 0 | [6 empty] | 2019-12-06 | 2 | 1.3145 | 570594.9883 | kWh | RES
8784 | 0 | 0 | [6 empty] | 2019-12-06 | 3 | 1.3479 | 585096.2219 | kWh | RES
8784 | 0 | 0 | [6 empty] | 2019-12-06 | 4 | 1.3714 | 595299.2718 | kWh | RES
8784 | 0 | 0 | [6 empty] | 2019-12-06 | 5 | 1.4446 | 627096.3675 | kWh | RES
8784 | 0 | 0 | [6 empty] | 2019-12-06 | 6 | 1.664 | 722312.9966 | kWh | RES
8784 | 0 | 0 | [6 empty] | 2019-12-06 | 7 | 1.9705 | 855370.5406 | kWh | RES
8784 | 0 | 0 | [6 empty] | 2019-12-06 | 8 | 2.0456 | 887953.0599 | kWh | RES
8784 | 0 | 0 | [6 empty] | 2019-12-06 | 9 | 1.8164 | 788468.8959 | kWh | RES
8784 | 0 | 0 | [6 empty] | 2019-12-06 | 10 | 1.4907 | 647097.3086 | kWh | RES
8784 | 0 | 0 | [6 empty] | 2019-12-06 | 11 | 1.2697 | 551182.7712 | kWh | RES
8784 | 0 | 0 | [6 empty] | 2019-12-06 | 12 | 1.102 | 478361.6642 | kWh | RES
8784 | 0 | 0 | [6 empty] | 2019-12-06 | 13 | 1.004 | 435832.8055 | kWh | RES
8784 | 0 | 0 | [6 empty] | 2019-12-06 | 14 | 0.93397 | 405426.0306 | kWh | RES
8784 | 0 | 0 | [6 empty] | 2019-12-06 | 15 | 0.89155 | 387010.9768 | kWh | RES
8784 | 0 | 0 | [6 empty] | 2019-12-06 | 16 | 0.9383 | 407306.6912 | kWh | RES
8784 | 0 | 0 | [6 empty] | 2019-12-06 | 17 | 1.0356 | 449549.3486 | kWh | RES
8784 | 0 | 0 | [6 empty] | 2019-12-06 | 18 | 1.1806 | 512463.4179 | kWh | RES
8784 | 0 | 0 | [6 empty] | 2019-12-06 | 19 | 1.2993 | 563993.2824 | kWh | RES
8784 | 0 | 0 | [6 empty] | 2019-12-06 | 20 | 1.3245 | 574958.9744 | kWh | RES
8784 | 0 | 0 | [6 empty] | 2019-12-06 | 21 | 1.3246 | 574983.4391 | kWh | RES
8784 | 0 | 0 | [6 empty] | 2019-12-06 | 22 | 1.2443 | 540140.8678 | kWh | RES
8784 | 0 | 0 | [6 empty] | 2019-12-06 | 23 | 1.1629 | 504804.7253 | kWh | RES
8784 | 0 | 0 | [6 empty] | 2019-12-06 | 24 | 1.0691 | 464072.0907 | kWh | RES
8784 | 0 | 0 | [6 empty] | 2019-12-07 | 1 | 0.98903 | 429327.361 | kWh | RES
8784 | 0 | 0 | [6 empty] | 2019-12-07 | 2 | 0.94138 | 408640.1664 | kWh | RES
8784 | 0 | 0 | [6 empty] | 2019-12-07 | 3 | 0.92328 | 400783.9362 | kWh | RES
8784 | 0 | 0 | [6 empty] | 2019-12-07 | 4 | 0.94466 | 410065.4735 | kWh | RES
8784 | 0 | 0 | [6 empty] | 2019-12-07 | 5 | 0.99604 | 432368.0967 | kWh | RES
8784 | 0 | 0 | [6 empty] | 2019-12-07 | 6 | 1.123 | 487464.0116 | kWh | RES
8784 | 0 | 0 | [6 empty] | 2019-12-07 | 7 | 1.2708 | 551634.2472 | kWh | RES
8784 | 0 | 0 | [6 empty] | 2019-12-07 | 8 | 1.468 | 637259.6376 | kWh | RES
8784 | 0 | 0 | [6 empty] | 2019-12-07 | 9 | 1.5299 | 664120.3982 | kWh | RES
8784 | 0 | 0 | [6 empty] | 2019-12-07 | 10 | 1.4688 | 637570.153 | kWh | RES
8784 | 0 | 0 | [6 empty] | 2019-12-07 | 11 | 1.3531 | 587381.7895 | kWh | RES
8784 | 0 | 0 | [6 empty] | 2019-12-07 | 12 | 1.2478 | 541668.5494 | kWh | RES
8784 | 0 | 0 | [6 empty] | 2019-12-07 | 13 | 1.1722 | 508853.7497 | kWh | RES
8784 | 0 | 0 | [6 empty] | 2019-12-07 | 14 | 1.1547 | 501252.5531 | kWh | RES
8784 | 0 | 0 | [6 empty] | 2019-12-07 | 15 | 1.113 | 483150.7681 | kWh | RES
8784 | 0 | 0 | [6 empty] | 2019-12-07 | 16 | 1.1247 | 488206.5057 | kWh | RES
8784 | 0 | 0 | [6 empty] | 2019-12-07 | 17 | 1.1596 | 503375.1153 | kWh | RES
8784 | 0 | 0 | [6 empty] | 2019-12-07 | 18 | 1.26 | 546946.1904 | kWh | RES
8784 | 0 | 0 | [6 empty] | 2019-12-07 | 19 | 1.3333 | 578780.8306 | kWh | RES
8784 | 0 | 0 | [6 empty] | 2019-12-07 | 20 | 1.3047 | 566342.6975 | kWh | RES
8784 | 0 | 0 | [6 empty] | 2019-12-07 | 21 | 1.2732 | 552665.3502 | kWh | RES
8784 | 0 | 0 | [6 empty] | 2019-12-07 | 22 | 1.2372 | 537054.5287 | kWh | RES
8784 | 0 | 0 | [6 empty] | 2019-12-07 | 23 | 1.1299 | 490483.1516 | kWh | RES
8784 | 0 | 0 | [6 empty] | 2019-12-07 | 24 | 1.0419 | 452294.0064 | kWh | RES
8784 | 0 | 0 | [6 empty] | 2019-12-08 | 1 | 0.92545 | 401726.0585 | kWh | RES
8784 | 0 | 0 | [6 empty] | 2019-12-08 | 2 | 0.84653 | 367470.1583 | kWh | RES
8784 | 0 | 0 | [6 empty] | 2019-12-08 | 3 | 0.79809 | 346441.163 | kWh | RES
8784 | 0 | 0 | [6 empty] | 2019-12-08 | 4 | 0.79933 | 346978.3326 | kWh | RES
8784 | 0 | 0 | [6 empty] | 2019-12-08 | 5 | 0.79569 | 345401.1559 | kWh | RES
8784 | 0 | 0 | [6 empty] | 2019-12-08 | 6 | 0.80265 | 348420.4643 | kWh | RES
8784 | 0 | 0 | [6 empty] | 2019-12-08 | 7 | 0.86816 | 376857.6044 | kWh | RES
8784 | 0 | 0 | [6 empty] | 2019-12-08 | 8 | 1.0218 | 443569.3304 | kWh | RES
8784 | 0 | 0 | [6 empty] | 2019-12-08 | 9 | 1.1517 | 499925.4038 | kWh | RES
8784 | 0 | 0 | [6 empty] | 2019-12-08 | 10 | 1.2447 | 540324.2599 | kWh | RES
8784 | 0 | 0 | [6 empty] | 2019-12-08 | 11 | 1.2845 | 557583.9052 | kWh | RES
8784 | 0 | 0 | [6 empty] | 2019-12-08 | 12 | 1.2775 | 554562.9208 | kWh | RES
8784 | 0 | 0 | [6 empty] | 2019-12-08 | 13 | 1.2771 | 554373.1527 | kWh | RES
8784 | 0 | 0 | [6 empty] | 2019-12-08 | 14 | 1.2547 | 544664.7932 | kWh | RES
8784 | 0 | 0 | [6 empty] | 2019-12-08 | 15 | 1.274 | 553031.2962 | kWh | RES
8784 | 0 | 0 | [6 empty] | 2019-12-08 | 16 | 1.2468 | 541217.5919 | kWh | RES
8784 | 0 | 0 | [6 empty] | 2019-12-08 | 17 | 1.2879 | 559053.4629 | kWh | RES
8784 | 0 | 0 | [6 empty] | 2019-12-08 | 18 | 1.4334 | 622212.9285 | kWh | RES
8784 | 0 | 0 | [6 empty] | 2019-12-08 | 19 | 1.5178 | 658842.215 | kWh | RES
8784 | 0 | 0 | [6 empty] | 2019-12-08 | 20 | 1.5216 | 660517.6862 | kWh | RES
8784 | 0 | 0 | [6 empty] | 2019-12-08 | 21 | 1.4153 | 614380.5224 | kWh | RES
8784 | 0 | 0 | [6 empty] | 2019-12-08 | 22 | 1.3016 | 565007.6478 | kWh | RES
8784 | 0 | 0 | [6 empty] | 2019-12-08 | 23 | 1.1657 | 506013.3836 | kWh | RES
8784 | 0 | 0 | [6 empty] | 2019-12-08 | 24 | 0.9584 | 416028.6972 | kWh | RES
8784 | 0 | 0 | [6 empty] | 2019-12-09 | 1 | 0.78266 | 339742.4884 | kWh | RES
8784 | 0 | 0 | [6 empty] | 2019-12-09 | 2 | 0.68877 | 298987.4666 | kWh | RES
8784 | 0 | 0 | [6 empty] | 2019-12-09 | 3 | 0.65698 | 285188.9666 | kWh | RES
8784 | 0 | 0 | [6 empty] | 2019-12-09 | 4 | 0.63331 | 274910.7645 | kWh | RES
8784 | 0 | 0 | [6 empty] | 2019-12-09 | 5 | 0.67318 | 292220.0262 | kWh | RES
8784 | 0 | 0 | [6 empty] | 2019-12-09 | 6 | 0.80634 | 350023.1038 | kWh | RES
8784 | 0 | 0 | [6 empty] | 2019-12-09 | 7 | 1.0197 | 442656.2038 | kWh | RES
8784 | 0 | 0 | [6 empty] | 2019-12-09 | 8 | 1.078 | 467926.0214 | kWh | RES
8784 | 0 | 0 | [6 empty] | 2019-12-09 | 9 | 0.98493 | 427545.5441 | kWh | RES
8784 | 0 | 0 | [6 empty] | 2019-12-09 | 10 | 0.92468 | 401392.0649 | kWh | RES
8784 | 0 | 0 | [6 empty] | 2019-12-09 | 11 | 0.90144 | 391303.7487 | kWh | RES
8784 | 0 | 0 | [6 empty] | 2019-12-09 | 12 | 0.92828 | 402953.6674 | kWh | RES
8784 | 0 | 0 | [6 empty] | 2019-12-09 | 13 | 0.92699 | 402395.8781 | kWh | RES
8784 | 0 | 0 | [6 empty] | 2019-12-09 | 14 | 0.96789 | 420150.7143 | kWh | RES
8784 | 0 | 0 | [6 empty] | 2019-12-09 | 15 | 0.9807 | 425708.4365 | kWh | RES
8784 | 0 | 0 | [6 empty] | 2019-12-09 | 16 | 1.0203 | 442883.7946 | kWh | RES
8784 | 0 | 0 | [6 empty] | 2019-12-09 | 17 | 1.1403 | 495006.0107 | kWh | RES
8784 | 0 | 0 | [6 empty] | 2019-12-09 | 18 | 1.3336 | 578890.4657 | kWh | RES
8784 | 0 | 0 | [6 empty] | 2019-12-09 | 19 | 1.4976 | 650070.8265 | kWh | RES
8784 | 0 | 0 | [6 empty] | 2019-12-09 | 20 | 1.4736 | 639665.7229 | kWh | RES
8784 | 0 | 0 | [6 empty] | 2019-12-09 | 21 | 1.3966 | 606226.4674 | kWh | RES
8784 | 0 | 0 | [6 empty] | 2019-12-09 | 22 | 1.2699 | 551229.1919 | kWh | RES
8784 | 0 | 0 | [6 empty] | 2019-12-09 | 23 | 1.0621 | 461052.3564 | kWh | RES
8784 | 0 | 0 | [6 empty] | 2019-12-09 | 24 | 0.87803 | 381142.152 | kWh | RES
8784 | 0 | 0 | [6 empty] | 2019-12-10 | 1 | 0.73375 | 318510.9909 | kWh | RES
8784 | 0 | 0 | [6 empty] | 2019-12-10 | 2 | 0.62928 | 273163.6203 | kWh | RES
8784 | 0 | 0 | [6 empty] | 2019-12-10 | 3 | 0.60161 | 261151.6944 | kWh | RES
8784 | 0 | 0 | [6 empty] | 2019-12-10 | 4 | 0.58524 | 254047.7163 | kWh | RES
8784 | 0 | 0 | [6 empty] | 2019-12-10 | 5 | 0.62125 | 269678.8184 | kWh | RES
8784 | 0 | 0 | [6 empty] | 2019-12-10 | 6 | 0.74303 | 322541.4046 | kWh | RES
8784 | 0 | 0 | [6 empty] | 2019-12-10 | 7 | 0.97087 | 421442.0497 | kWh | RES
8784 | 0 | 0 | [6 empty] | 2019-12-10 | 8 | 1.0108 | 438795.9131 | kWh | RES
8784 | 0 | 0 | [6 empty] | 2019-12-10 | 9 | 0.97858 | 424787.8728 | kWh | RES
8784 | 0 | 0 | [6 empty] | 2019-12-10 | 10 | 0.92258 | 400479.1054 | kWh | RES
8784 | 0 | 0 | [6 empty] | 2019-12-10 | 11 | 0.88558 | 384421.6567 | kWh | RES
8784 | 0 | 0 | [6 empty] | 2019-12-10 | 12 | 0.92388 | 401045.8871 | kWh | RES
8784 | 0 | 0 | [6 empty] | 2019-12-10 | 13 | 0.97252 | 422160.6753 | kWh | RES
8784 | 0 | 0 | [6 empty] | 2019-12-10 | 14 | 1.0603 | 460263.4446 | kWh | RES
8784 | 0 | 0 | [6 empty] | 2019-12-10 | 15 | 1.0925 | 474254.1715 | kWh | RES
8784 | 0 | 0 | [6 empty] | 2019-12-10 | 16 | 1.1526 | 500327.3092 | kWh | RES
8784 | 0 | 0 | [6 empty] | 2019-12-10 | 17 | 1.2346 | 535939.3416 | kWh | RES
8784 | 0 | 0 | [6 empty] | 2019-12-10 | 18 | 1.3766 | 597577.8492 | kWh | RES
8784 | 0 | 0 | [6 empty] | 2019-12-10 | 19 | 1.5338 | 665794.8892 | kWh | RES
8784 | 0 | 0 | [6 empty] | 2019-12-10 | 20 | 1.5513 | 673384.8177 | kWh | RES
8784 | 0 | 0 | [6 empty] | 2019-12-10 | 21 | 1.4667 | 636686.3291 | kWh | RES
8784 | 0 | 0 | [6 empty] | 2019-12-10 | 22 | 1.3506 | 586289.0945 | kWh | RES
8784 | 0 | 0 | [6 empty] | 2019-12-10 | 23 | 1.1636 | 505095.8504 | kWh | RES
8784 | 0 | 0 | [6 empty] | 2019-12-10 | 24 | 0.96926 | 420745.7162 | kWh | RES
8784 | 0 | 0 | [6 empty] | 2019-12-11 | 1 | 0.80412 | 349060.7464 | kWh | RES
8784 | 0 | 0 | [6 empty] | 2019-12-11 | 2 | 0.68383 | 296841.5283 | kWh | RES
8784 | 0 | 0 | [6 empty] | 2019-12-11 | 3 | 0.63653 | 276311.5614 | kWh | RES
8784 | 0 | 0 | [6 empty] | 2019-12-11 | 4 | 0.61778 | 268169.2501 | kWh | RES
8784 | 0 | 0 | [6 empty] | 2019-12-11 | 5 | 0.63375 | 275104.2736 | kWh | RES
8784 | 0 | 0 | [6 empty] | 2019-12-11 | 6 | 0.7454 | 323570.0507 | kWh | RES
8784 | 0 | 0 | [6 empty] | 2019-12-11 | 7 | 0.9132 | 396410.9411 | kWh | RES
8784 | 0 | 0 | [6 empty] | 2019-12-11 | 8 | 0.93711 | 406786.6776 | kWh | RES
8784 | 0 | 0 | [6 empty] | 2019-12-11 | 9 | 0.89243 | 387391.4687 | kWh | RES
8784 | 0 | 0 | [6 empty] | 2019-12-11 | 10 | 0.87025 | 377766.9475 | kWh | RES
8784 | 0 | 0 | [6 empty] | 2019-12-11 | 11 | 0.85059 | 369231.2783 | kWh | RES
8784 | 0 | 0 | [6 empty] | 2019-12-11 | 12 | 0.87313 | 379015.3404 | kWh | RES
8784 | 0 | 0 | [6 empty] | 2019-12-11 | 13 | 0.91787 | 398435.7117 | kWh | RES
8784 | 0 | 0 | [6 empty] | 2019-12-11 | 14 | 0.9211 | 399837.1799 | kWh | RES
8784 | 0 | 0 | [6 empty] | 2019-12-11 | 15 | 0.94888 | 411897.1395 | kWh | RES
8784 | 0 | 0 | [6 empty] | 2019-12-11 | 16 | 0.99782 | 433140.0066 | kWh | RES
8784 | 0 | 0 | [6 empty] | 2019-12-11 | 17 | 1.1633 | 504963.6328 | kWh | RES
8784 | 0 | 0 | [6 empty] | 2019-12-11 | 18 | 1.3375 | 580600.1017 | kWh | RES
8784 | 0 | 0 | [6 empty] | 2019-12-11 | 19 | 1.5065 | 653968.7424 | kWh | RES
8784 | 0 | 0 | [6 empty] | 2019-12-11 | 20 | 1.542 | 669345.9968 | kWh | RES
8784 | 0 | 0 | [6 empty] | 2019-12-11 | 21 | 1.4773 | 641275.2389 | kWh | RES
8784 | 0 | 0 | [6 empty] | 2019-12-11 | 22 | 1.3856 | 601454.0038 | kWh | RES
8784 | 0 | 0 | [6 empty] | 2019-12-11 | 23 | 1.2132 | 526615.9811 | kWh | RES
8784 | 0 | 0 | [6 empty] | 2019-12-11 | 24 | 1.0414 | 452076.7635 | kWh | RES
8784 | 0 | 0 | [6 empty] | 2019-12-12 | 1 | 0.92987 | 403646.3184 | kWh | RES
8784 | 0 | 0 | [6 empty] | 2019-12-12 | 2 | 0.86482 | 375406.0968 | kWh | RES
8784 | 0 | 0 | [6 empty] | 2019-12-12 | 3 | 0.82006 | 355977.2442 | kWh | RES
8784 | 0 | 0 | [6 empty] | 2019-12-12 | 4 | 0.81421 | 353438.5841 | kWh | RES
8784 | 0 | 0 | [6 empty] | 2019-12-12 | 5 | 0.844 | 366372.0027 | kWh | RES
8784 | 0 | 0 | [6 empty] | 2019-12-12 | 6 | 0.95111 | 412865.6273 | kWh | RES
8784 | 0 | 0 | [6 empty] | 2019-12-12 | 7 | 1.177 | 510925.2972 | kWh | RES
8784 | 0 | 0 | [6 empty] | 2019-12-12 | 8 | 1.2146 | 527243.4122 | kWh | RES
8784 | 0 | 0 | [6 empty] | 2019-12-12 | 9 | 1.0937 | 474748.2157 | kWh | RES
8784 | 0 | 0 | [6 empty] | 2019-12-12 | 10 | 1.0637 | 461752.8072 | kWh | RES
8784 | 0 | 0 | [6 empty] | 2019-12-12 | 11 | 1.0034 | 435551.3043 | kWh | RES
8784 | 0 | 0 | [6 empty] | 2019-12-12 | 12 | 0.9719 | 421888.9904 | kWh | RES
8784 | 0 | 0 | [6 empty] | 2019-12-12 | 13 | 0.96481 | 418813.5234 | kWh | RES
8784 | 0 | 0 | [6 empty] | 2019-12-12 | 14 | 0.94337 | 409504.6526 | kWh | RES
8784 | 0 | 0 | [6 empty] | 2019-12-12 | 15 | 0.92522 | 401628.8145 | kWh | RES
8784 | 0 | 0 | [6 empty] | 2019-12-12 | 16 | 0.95041 | 412561.1247 | kWh | RES
8784 | 0 | 0 | [6 empty] | 2019-12-12 | 17 | 1.0882 | 472384.5151 | kWh | RES
8784 | 0 | 0 | [6 empty] | 2019-12-12 | 18 | 1.2625 | 548030.2333 | kWh | RES
8784 | 0 | 0 | [6 empty] | 2019-12-12 | 19 | 1.431 | 621195.0622 | kWh | RES
8784 | 0 | 0 | [6 empty] | 2019-12-12 | 20 | 1.4673 | 636921.2544 | kWh | RES
8784 | 0 | 0 | [6 empty] | 2019-12-12 | 21 | 1.3921 | 604284.1846 | kWh | RES
8784 | 0 | 0 | [6 empty] | 2019-12-12 | 22 | 1.3002 | 564408.9925 | kWh | RES
8784 | 0 | 0 | [6 empty] | 2019-12-12 | 23 | 1.127 | 489232.0157 | kWh | RES
8784 | 0 | 0 | [6 empty] | 2019-12-12 | 24 | 0.96447 | 418664.9058 | kWh | RES
8784 | 0 | 0 | [6 empty] | 2019-12-13 | 1 | 0.84234 | 365647.648 | kWh | RES
8784 | 0 | 0 | [6 empty] | 2019-12-13 | 2 | 0.7491 | 325175.8153 | kWh | RES
8784 | 0 | 0 | [6 empty] | 2019-12-13 | 3 | 0.68789 | 298606.4403 | kWh | RES
8784 | 0 | 0 | [6 empty] | 2019-12-13 | 4 | 0.66333 | 287945.318 | kWh | RES
8784 | 0 | 0 | [6 empty] | 2019-12-13 | 5 | 0.67717 | 293951.5435 | kWh | RES
8784 | 0 | 0 | [6 empty] | 2019-12-13 | 6 | 0.78828 | 342182.8202 | kWh | RES
8784 | 0 | 0 | [6 empty] | 2019-12-13 | 7 | 0.9583 | 415988.129 | kWh | RES
8784 | 0 | 0 | [6 empty] | 2019-12-13 | 8 | 0.99341 | 431229.2687 | kWh | RES
8784 | 0 | 0 | [6 empty] | 2019-12-13 | 9 | 0.99855 | 433460.3912 | kWh | RES
8784 | 0 | 0 | [6 empty] | 2019-12-13 | 10 | 0.98062 | 425674.6046 | kWh | RES
8784 | 0 | 0 | [6 empty] | 2019-12-13 | 11 | 0.98122 | 425934.8859 | kWh | RES
8784 | 0 | 0 | [6 empty] | 2019-12-13 | 12 | 0.94311 | 409391.0311 | kWh | RES
8784 | 0 | 0 | [6 empty] | 2019-12-13 | 13 | 0.92854 | 403067.7043 | kWh | RES
8784 | 0 | 0 | [6 empty] | 2019-12-13 | 14 | 0.92653 | 402195.5545 | kWh | RES
8784 | 0 | 0 | [6 empty] | 2019-12-13 | 15 | 0.93445 | 405634.6678 | kWh | RES
8784 | 0 | 0 | [6 empty] | 2019-12-13 | 16 | 0.95848 | 416064.2337 | kWh | RES
8784 | 0 | 0 | [6 empty] | 2019-12-13 | 17 | 1.0516 | 456489.9858 | kWh | RES
8784 | 0 | 0 | [6 empty] | 2019-12-13 | 18 | 1.1701 | 507930.2263 | kWh | RES
8784 | 0 | 0 | [6 empty] | 2019-12-13 | 19 | 1.2582 | 546158.6937 | kWh | RES
8784 | 0 | 0 | [6 empty] | 2019-12-13 | 20 | 1.2407 | 538568.6218 | kWh | RES
8784 | 0 | 0 | [6 empty] | 2019-12-13 | 21 | 1.194 | 518283.3867 | kWh | RES
8784 | 0 | 0 | [6 empty] | 2019-12-13 | 22 | 1.1505 | 499422.0234 | kWh | RES
8784 | 0 | 0 | [6 empty] | 2019-12-13 | 23 | 1.049 | 455370.8596 | kWh | RES
8784 | 0 | 0 | [6 empty] | 2019-12-13 | 24 | 0.91797 | 398478.6064 | kWh | RES
8784 | 0 | 0 | [6 empty] | 2019-12-14 | 1 | 0.80898 | 351168.4342 | kWh | RES
8784 | 0 | 0 | [6 empty] | 2019-12-14 | 2 | 0.69291 | 300785.357 | kWh | RES
8784 | 0 | 0 | [6 empty] | 2019-12-14 | 3 | 0.65338 | 283624.9788 | kWh | RES
8784 | 0 | 0 | [6 empty] | 2019-12-14 | 4 | 0.62322 | 270533.5126 | kWh | RES
8784 | 0 | 0 | [6 empty] | 2019-12-14 | 5 | 0.62162 | 269837.7805 | kWh | RES
8784 | 0 | 0 | [6 empty] | 2019-12-14 | 6 | 0.64521 | 280078.2745 | kWh | RES
8784 | 0 | 0 | [6 empty] | 2019-12-14 | 7 | 0.71098 | 308626.1743 | kWh | RES
8784 | 0 | 0 | [6 empty] | 2019-12-14 | 8 | 0.84341 | 366114.3229 | kWh | RES
8784 | 0 | 0 | [6 empty] | 2019-12-14 | 9 | 1.021 | 443220.5611 | kWh | RES
8784 | 0 | 0 | [6 empty] | 2019-12-14 | 10 | 1.1682 | 507086.7163 | kWh | RES
8784 | 0 | 0 | [6 empty] | 2019-12-14 | 11 | 1.1663 | 506255.816 | kWh | RES
8784 | 0 | 0 | [6 empty] | 2019-12-14 | 12 | 1.126 | 488796.0796 | kWh | RES
8784 | 0 | 0 | [6 empty] | 2019-12-14 | 13 | 1.1256 | 488615.9469 | kWh | RES
8784 | 0 | 0 | [6 empty] | 2019-12-14 | 14 | 1.097 | 476191.0763 | kWh | RES
8784 | 0 | 0 | [6 empty] | 2019-12-14 | 15 | 1.0861 | 471472.0669 | kWh | RES
8784 | 0 | 0 | [6 empty] | 2019-12-14 | 16 | 1.1202 | 486248.5722 | kWh | RES
8784 | 0 | 0 | [6 empty] | 2019-12-14 | 17 | 1.1177 | 485172.7231 | kWh | RES
8784 | 0 | 0 | [6 empty] | 2019-12-14 | 18 | 1.1851 | 514434.2439 | kWh | RES
8784 | 0 | 0 | [6 empty] | 2019-12-14 | 19 | 1.2522 | 543553.2271 | kWh | RES
8784 | 0 | 0 | [6 empty] | 2019-12-14 | 20 | 1.2766 | 554151.4516 | kWh | RES
8784 | 0 | 0 | [6 empty] | 2019-12-14 | 21 | 1.248 | 541742.1997 | kWh | RES
8784 | 0 | 0 | [6 empty] | 2019-12-14 | 22 | 1.2594 | 546697.0334 | kWh | RES
8784 | 0 | 0 | [6 empty] | 2019-12-14 | 23 | 1.2032 | 522314.4998 | kWh | RES
8784 | 0 | 0 | [6 empty] | 2019-12-14 | 24 | 1.1079 | 480934.4326 | kWh | RES
8784 | 0 | 0 | [6 empty] | 2019-12-15 | 1 | 1.0631 | 461461.8827 | kWh | RES
8784 | 0 | 0 | [6 empty] | 2019-12-15 | 2 | 0.99533 | 432060.7822 | kWh | RES
8784 | 0 | 0 | [6 empty] | 2019-12-15 | 3 | 0.99461 | 431747.525 | kWh | RES
8784 | 0 | 0 | [6 empty] | 2019-12-15 | 4 | 1.0259 | 445348.8631 | kWh | RES
8784 | 0 | 0 | [6 empty] | 2019-12-15 | 5 | 1.0614 | 460753.753 | kWh | RES
8784 | 0 | 0 | [6 empty] | 2019-12-15 | 6 | 1.185 | 514390.992 | kWh | RES
8784 | 0 | 0 | [6 empty] | 2019-12-15 | 7 | 1.2984 | 563599.6349 | kWh | RES
8784 | 0 | 0 | [6 empty] | 2019-12-15 | 8 | 1.5427 | 669664.8785 | kWh | RES
8784 | 0 | 0 | [6 empty] | 2019-12-15 | 9 | 1.715 | 744474.1458 | kWh | RES
8784 | 0 | 0 | [6 empty] | 2019-12-15 | 10 | 1.5764 | 684308.751 | kWh | RES
8784 | 0 | 0 | [6 empty] | 2019-12-15 | 11 | 1.4962 | 649476.3247 | kWh | RES
8784 | 0 | 0 | [6 empty] | 2019-12-15 | 12 | 1.3783 | 598301.2401 | kWh | RES
8784 | 0 | 0 | [6 empty] | 2019-12-15 | 13 | 1.3042 | 566128.9864 | kWh | RES
8784 | 0 | 0 | [6 empty] | 2019-12-15 | 14 | 1.2361 | 536584.87 | kWh | RES
8784 | 0 | 0 | [6 empty] | 2019-12-15 | 15 | 1.213 | 526569.2991 | kWh | RES
8784 | 0 | 0 | [6 empty] | 2019-12-15 | 16 | 1.2457 | 540743.8672 | kWh | RES
8784 | 0 | 0 | [6 empty] | 2019-12-15 | 17 | 1.2798 | 555532.4832 | kWh | RES
8784 | 0 | 0 | [6 empty] | 2019-12-15 | 18 | 1.4263 | 619139.0209 | kWh | RES
8784 | 0 | 0 | [6 empty] | 2019-12-15 | 19 | 1.5823 | 686872.0609 | kWh | RES
8784 | 0 | 0 | [6 empty] | 2019-12-15 | 20 | 1.6196 | 703056.5053 | kWh | RES
8784 | 0 | 0 | [6 empty] | 2019-12-15 | 21 | 1.6041 | 696320.2331 | kWh | RES
8784 | 0 | 0 | [6 empty] | 2019-12-15 | 22 | 1.5292 | 663808.6204 | kWh | RES
8784 | 0 | 0 | [6 empty] | 2019-12-15 | 23 | 1.3835 | 600546.3947 | kWh | RES
8784 | 0 | 0 | [6 empty] | 2019-12-15 | 24 | 1.22 | 529603.9967 | kWh | RES
8784 | 0 | 0 | [6 empty] | 2019-12-16 | 1 | 1.1001 | 477540.1679 | kWh | RES
8784 | 0 | 0 | [6 empty] | 2019-12-16 | 2 | 1.0302 | 447181.4778 | kWh | RES
8784 | 0 | 0 | [6 empty] | 2019-12-16 | 3 | 1.0268 | 445715.9204 | kWh | RES
8784 | 0 | 0 | [6 empty] | 2019-12-16 | 4 | 1.0404 | 451611.5993 | kWh | RES
8784 | 0 | 0 | [6 empty] | 2019-12-16 | 5 | 1.1146 | 483844.104 | kWh | RES
8784 | 0 | 0 | [6 empty] | 2019-12-16 | 6 | 1.249 | 542174.901 | kWh | RES
8784 | 0 | 0 | [6 empty] | 2019-12-16 | 7 | 1.4674 | 636979.2766 | kWh | RES
8784 | 0 | 0 | [6 empty] | 2019-12-16 | 8 | 1.5828 | 687071.8108 | kWh | RES
8784 | 0 | 0 | [6 empty] | 2019-12-16 | 9 | 1.436 | 623355.8527 | kWh | RES
8784 | 0 | 0 | [6 empty] | 2019-12-16 | 10 | 1.2088 | 524742.1898 | kWh | RES
8784 | 0 | 0 | [6 empty] | 2019-12-16 | 11 | 1.0357 | 449566.2594 | kWh | RES
8784 | 0 | 0 | [6 empty] | 2019-12-16 | 12 | 0.96811 | 420243.8891 | kWh | RES
8784 | 0 | 0 | [6 empty] | 2019-12-16 | 13 | 0.9301 | 403746.0915 | kWh | RES
8784 | 0 | 0 | [6 empty] | 2019-12-16 | 14 | 0.93322 | 405099.6082 | kWh | RES
8784 | 0 | 0 | [6 empty] | 2019-12-16 | 15 | 0.93203 | 404584.8893 | kWh | RES
8784 | 0 | 0 | [6 empty] | 2019-12-16 | 16 | 0.96505 | 418917.205 | kWh | RES
8784 | 0 | 0 | [6 empty] | 2019-12-16 | 17 | 1.066 | 462755.7263 | kWh | RES
8784 | 0 | 0 | [6 empty] | 2019-12-16 | 18 | 1.2522 | 543552.7291 | kWh | RES
8784 | 0 | 0 | [6 empty] | 2019-12-16 | 19 | 1.4055 | 610102.6278 | kWh | RES
8784 | 0 | 0 | [6 empty] | 2019-12-16 | 20 | 1.4702 | 638185.3745 | kWh | RES
8784 | 0 | 0 | [6 empty] | 2019-12-16 | 21 | 1.4052 | 609992.1658 | kWh | RES
8784 | 0 | 0 | [6 empty] | 2019-12-16 | 22 | 1.2896 | 559802.2424 | kWh | RES
8784 | 0 | 0 | [6 empty] | 2019-12-16 | 23 | 1.1321 | 491420.2023 | kWh | RES
8784 | 0 | 0 | [6 empty] | 2019-12-16 | 24 | 0.92751 | 402619.4382 | kWh | RES
8784 | 0 | 0 | [6 empty] | 2019-12-17 | 1 | 0.76403 | 331656.9411 | kWh | RES
8784 | 0 | 0 | [6 empty] | 2019-12-17 | 2 | 0.66372 | 288111.3615 | kWh | RES
8784 | 0 | 0 | [6 empty] | 2019-12-17 | 3 | 0.61978 | 269039.5507 | kWh | RES
8784 | 0 | 0 | [6 empty] | 2019-12-17 | 4 | 0.60397 | 262177.1623 | kWh | RES
8784 | 0 | 0 | [6 empty] | 2019-12-17 | 5 | 0.61532 | 267103.745 | kWh | RES
8784 | 0 | 0 | [6 empty] | 2019-12-17 | 6 | 0.73879 | 320697.9633 | kWh | RES
8784 | 0 | 0 | [6 empty] | 2019-12-17 | 7 | 0.92871 | 403141.3672 | kWh | RES
8784 | 0 | 0 | [6 empty] | 2019-12-17 | 8 | 0.96135 | 417309.5285 | kWh | RES
8784 | 0 | 0 | [6 empty] | 2019-12-17 | 9 | 0.93915 | 407673.1082 | kWh | RES
8784 | 0 | 0 | [6 empty] | 2019-12-17 | 10 | 0.91635 | 397778.3571 | kWh | RES
8784 | 0 | 0 | [6 empty] | 2019-12-17 | 11 | 0.91067 | 395309.2307 | kWh | RES
8784 | 0 | 0 | [6 empty] | 2019-12-17 | 12 | 0.92942 | 403451.6012 | kWh | RES
8784 | 0 | 0 | [6 empty] | 2019-12-17 | 13 | 0.99801 | 433224.1138 | kWh | RES
8784 | 0 | 0 | [6 empty] | 2019-12-17 | 14 | 1.0018 | 434888.7889 | kWh | RES
8784 | 0 | 0 | [6 empty] | 2019-12-17 | 15 | 1.0275 | 446028.4569 | kWh | RES
8784 | 0 | 0 | [6 empty] | 2019-12-17 | 16 | 1.0918 | 473932.5948 | kWh | RES
8784 | 0 | 0 | [6 empty] | 2019-12-17 | 17 | 1.1824 | 513262.5393 | kWh | RES
8784 | 0 | 0 | [6 empty] | 2019-12-17 | 18 | 1.3624 | 591416.0792 | kWh | RES
8784 | 0 | 0 | [6 empty] | 2019-12-17 | 19 | 1.4614 | 634362.8546 | kWh | RES
8784 | 0 | 0 | [6 empty] | 2019-12-17 | 20 | 1.4814 | 643045.6546 | kWh | RES
8784 | 0 | 0 | [6 empty] | 2019-12-17 | 21 | 1.3734 | 596161.097 | kWh | RES
8784 | 0 | 0 | [6 empty] | 2019-12-17 | 22 | 1.2904 | 560128.802 | kWh | RES
8784 | 0 | 0 | [6 empty] | 2019-12-17 | 23 | 1.1453 | 497149.0674 | kWh | RES
8784 | 0 | 0 | [6 empty] | 2019-12-17 | 24 | 0.92906 | 403291.6774 | kWh | RES
8784 | 0 | 0 | [6 empty] | 2019-12-18 | 1 | 0.76966 | 334100.5474 | kWh | RES
8784 | 0 | 0 | [6 empty] | 2019-12-18 | 2 | 0.66574 | 288988.7006 | kWh | RES
8784 | 0 | 0 | [6 empty] | 2019-12-18 | 3 | 0.62701 | 272178.7698 | kWh | RES
8784 | 0 | 0 | [6 empty] | 2019-12-18 | 4 | 0.62855 | 272845.877 | kWh | RES
8784 | 0 | 0 | [6 empty] | 2019-12-18 | 5 | 0.68388 | 296863.4374 | kWh | RES
8784 | 0 | 0 | [6 empty] | 2019-12-18 | 6 | 0.88773 | 385353.0597 | kWh | RES
8784 | 0 | 0 | [6 empty] | 2019-12-18 | 7 | 1.2166 | 528127.2055 | kWh | RES
8784 | 0 | 0 | [6 empty] | 2019-12-18 | 8 | 1.3956 | 605808.0206 | kWh | RES
8784 | 0 | 0 | [6 empty] | 2019-12-18 | 9 | 1.4284 | 620047.2085 | kWh | RES
8784 | 0 | 0 | [6 empty] | 2019-12-18 | 10 | 1.4372 | 623852.2905 | kWh | RES
8784 | 0 | 0 | [6 empty] | 2019-12-18 | 11 | 1.3325 | 578404.3981 | kWh | RES
8784 | 0 | 0 | [6 empty] | 2019-12-18 | 12 | 1.2408 | 538614.2804 | kWh | RES
8784 | 0 | 0 | [6 empty] | 2019-12-18 | 13 | 1.1711 | 508358.0539 | kWh | RES
8784 | 0 | 0 | [6 empty] | 2019-12-18 | 14 | 1.1082 | 481048.4625 | kWh | RES
8784 | 0 | 0 | [6 empty] | 2019-12-18 | 15 | 1.0592 | 459807.0917 | kWh | RES
8784 | 0 | 0 | [6 empty] | 2019-12-18 | 16 | 1.0721 | 465372.0264 | kWh | RES
8784 | 0 | 0 | [6 empty] | 2019-12-18 | 17 | 1.2358 | 536463.4119 | kWh | RES
8784 | 0 | 0 | [6 empty] | 2019-12-18 | 18 | 1.5146 | 657467.4333 | kWh | RES
8784 | 0 | 0 | [6 empty] | 2019-12-18 | 19 | 1.8231 | 791401.2532 | kWh | RES
8784 | 0 | 0 | [6 empty] | 2019-12-18 | 20 | 1.9504 | 846647.0087 | kWh | RES
8784 | 0 | 0 | [6 empty] | 2019-12-18 | 21 | 1.9822 | 860469.2868 | kWh | RES
8784 | 0 | 0 | [6 empty] | 2019-12-18 | 22 | 1.9677 | 854173.0245 | kWh | RES
8784 | 0 | 0 | [6 empty] | 2019-12-18 | 23 | 1.8728 | 812974.3727 | kWh | RES
8784 | 0 | 0 | [6 empty] | 2019-12-18 | 24 | 1.8275 | 793287.7116 | kWh | RES
8784 | 0 | 0 | [6 empty] | 2019-12-19 | 1 | 1.7694 | 768068.1649 | kWh | RES
8784 | 0 | 0 | [6 empty] | 2019-12-19 | 2 | 1.7442 | 757139.7622 | kWh | RES
8784 | 0 | 0 | [6 empty] | 2019-12-19 | 3 | 1.7675 | 767243.1677 | kWh | RES
8784 | 0 | 0 | [6 empty] | 2019-12-19 | 4 | 1.897 | 823449.1639 | kWh | RES
8784 | 0 | 0 | [6 empty] | 2019-12-19 | 5 | 2.0247 | 878887.5636 | kWh | RES
8784 | 0 | 0 | [6 empty] | 2019-12-19 | 6 | 2.3026 | 999517.0835 | kWh | RES
8784 | 0 | 0 | [6 empty] | 2019-12-19 | 7 | 2.5373 | 1101412.901 | kWh | RES
8784 | 0 | 0 | [6 empty] | 2019-12-19 | 8 | 2.6228 | 1138516.102 | kWh | RES
8784 | 0 | 0 | [6 empty] | 2019-12-19 | 9 | 2.495 | 1083053.903 | kWh | RES
8784 | 0 | 0 | [6 empty] | 2019-12-19 | 10 | 2.2028 | 956193.4904 | kWh | RES
8784 | 0 | 0 | [6 empty] | 2019-12-19 | 11 | 1.8461 | 801385.4098 | kWh | RES
8784 | 0 | 0 | [6 empty] | 2019-12-19 | 12 | 1.5775 | 684759.5309 | kWh | RES
8784 | 0 | 0 | [6 empty] | 2019-12-19 | 13 | 1.392 | 604253.1422 | kWh | RES
8784 | 0 | 0 | [6 empty] | 2019-12-19 | 14 | 1.242 | 539137.0523 | kWh | RES
8784 | 0 | 0 | [6 empty] | 2019-12-19 | 15 | 1.1594 | 503296.637 | kWh | RES
8784 | 0 | 0 | [6 empty] | 2019-12-19 | 16 | 1.1774 | 511093.9528 | kWh | RES
8784 | 0 | 0 | [6 empty] | 2019-12-19 | 17 | 1.364 | 592083.1959 | kWh | RES
8784 | 0 | 0 | [6 empty] | 2019-12-19 | 18 | 1.6465 | 714717.2462 | kWh | RES
8784 | 0 | 0 | [6 empty] | 2019-12-19 | 19 | 1.8242 | 791849.5813 | kWh | RES
8784 | 0 | 0 | [6 empty] | 2019-12-19 | 20 | 1.9084 | 828392.8782 | kWh | RES
8784 | 0 | 0 | [6 empty] | 2019-12-19 | 21 | 1.9197 | 833315.7196 | kWh | RES
8784 | 0 | 0 | [6 empty] | 2019-12-19 | 22 | 1.8444 | 800640.4562 | kWh | RES
8784 | 0 | 0 | [6 empty] | 2019-12-19 | 23 | 1.7177 | 745630.1914 | kWh | RES
8784 | 0 | 0 | [6 empty] | 2019-12-19 | 24 | 1.5323 | 665142.8688 | kWh | RES
8784 | 0 | 0 | [6 empty] | 2019-12-20 | 1 | 1.4436 | 626648.3374 | kWh | RES
8784 | 0 | 0 | [6 empty] | 2019-12-20 | 2 | 1.3716 | 595381.9477 | kWh | RES
8784 | 0 | 0 | [6 empty] | 2019-12-20 | 3 | 1.2999 | 564252.4326 | kWh | RES
8784 | 0 | 0 | [6 empty] | 2019-12-20 | 4 | 1.279 | 555197.31 | kWh | RES
8784 | 0 | 0 | [6 empty] | 2019-12-20 | 5 | 1.3028 | 565529.2062 | kWh | RES
8784 | 0 | 0 | [6 empty] | 2019-12-20 | 6 | 1.4136 | 613635.622 | kWh | RES
8784 | 0 | 0 | [6 empty] | 2019-12-20 | 7 | 1.5462 | 671177.6021 | kWh | RES
8784 | 0 | 0 | [6 empty] | 2019-12-20 | 8 | 1.6013 | 695124.09 | kWh | RES
8784 | 0 | 0 | [6 empty] | 2019-12-20 | 9 | 1.5955 | 692575.777 | kWh | RES
8784 | 0 | 0 | [6 empty] | 2019-12-20 | 10 | 1.5265 | 662635.6003 | kWh | RES
8784 | 0 | 0 | [6 empty] | 2019-12-20 | 11 | 1.372 | 595577.7673 | kWh | RES
8784 | 0 | 0 | [6 empty] | 2019-12-20 | 12 | 1.2769 | 554268.9711 | kWh | RES
8784 | 0 | 0 | [6 empty] | 2019-12-20 | 13 | 1.2251 | 531780.9997 | kWh | RES
8784 | 0 | 0 | [6 empty] | 2019-12-20 | 14 | 1.1935 | 518063.2344 | kWh | RES
8784 | 0 | 0 | [6 empty] | 2019-12-20 | 15 | 1.2023 | 521909.6082 | kWh | RES
8784 | 0 | 0 | [6 empty] | 2019-12-20 | 16 | 1.2568 | 545567.9082 | kWh | RES
8784 | 0 | 0 | [6 empty] | 2019-12-20 | 17 | 1.3284 | 576662.4774 | kWh | RES
8784 | 0 | 0 | [6 empty] | 2019-12-20 | 18 | 1.5035 | 652654.1881 | kWh | RES
8784 | 0 | 0 | [6 empty] | 2019-12-20 | 19 | 1.6257 | 705684.215 | kWh | RES
8784 | 0 | 0 | [6 empty] | 2019-12-20 | 20 | 1.5993 | 694229.0561 | kWh | RES
8784 | 0 | 0 | [6 empty] | 2019-12-20 | 21 | 1.5583 | 676420.1554 | kWh | RES
8784 | 0 | 0 | [6 empty] | 2019-12-20 | 22 | 1.5067 | 654033.9545 | kWh | RES
8784 | 0 | 0 | [6 empty] | 2019-12-20 | 23 | 1.3726 | 595819.6013 | kWh | RES
8784 | 0 | 0 | [6 empty] | 2019-12-20 | 24 | 1.25 | 542594.4943 | kWh | RES
8784 | 0 | 0 | [6 empty] | 2019-12-21 | 1 | 1.1043 | 479354.3045 | kWh | RES
8784 | 0 | 0 | [6 empty] | 2019-12-21 | 2 | 1.0353 | 449406.4986 | kWh | RES
8784 | 0 | 0 | [6 empty] | 2019-12-21 | 3 | 0.96401 | 418466.0347 | kWh | RES
8784 | 0 | 0 | [6 empty] | 2019-12-21 | 4 | 0.95733 | 415564.7173 | kWh | RES
8784 | 0 | 0 | [6 empty] | 2019-12-21 | 5 | 0.93411 | 405485.364 | kWh | RES
8784 | 0 | 0 | [6 empty] | 2019-12-21 | 6 | 0.97982 | 425326.4285 | kWh | RES
8784 | 0 | 0 | [6 empty] | 2019-12-21 | 7 | 1.0689 | 464004.2742 | kWh | RES
8784 | 0 | 0 | [6 empty] | 2019-12-21 | 8 | 1.2083 | 524516.4792 | kWh | RES
8784 | 0 | 0 | [6 empty] | 2019-12-21 | 9 | 1.3702 | 594779.5084 | kWh | RES
8784 | 0 | 0 | [6 empty] | 2019-12-21 | 10 | 1.3594 | 590115.4638 | kWh | RES
8784 | 0 | 0 | [6 empty] | 2019-12-21 | 11 | 1.3034 | 565802.0741 | kWh | RES
8784 | 0 | 0 | [6 empty] | 2019-12-21 | 12 | 1.2647 | 548995.721 | kWh | RES
8784 | 0 | 0 | [6 empty] | 2019-12-21 | 13 | 1.2188 | 529059.114 | kWh | RES
8784 | 0 | 0 | [6 empty] | 2019-12-21 | 14 | 1.1841 | 513993.1683 | kWh | RES
8784 | 0 | 0 | [6 empty] | 2019-12-21 | 15 | 1.1711 | 508361.5152 | kWh | RES
8784 | 0 | 0 | [6 empty] | 2019-12-21 | 16 | 1.1607 | 503839.5973 | kWh | RES
8784 | 0 | 0 | [6 empty] | 2019-12-21 | 17 | 1.2191 | 529209.019 | kWh | RES
8784 | 0 | 0 | [6 empty] | 2019-12-21 | 18 | 1.3193 | 572700.3237 | kWh | RES
8784 | 0 | 0 | [6 empty] | 2019-12-21 | 19 | 1.3812 | 599550.7959 | kWh | RES
8784 | 0 | 0 | [6 empty] | 2019-12-21 | 20 | 1.3628 | 591564.9387 | kWh | RES
8784 | 0 | 0 | [6 empty] | 2019-12-21 | 21 | 1.3101 | 568709.8367 | kWh | RES
8784 | 0 | 0 | [6 empty] | 2019-12-21 | 22 | 1.2632 | 548328.8991 | kWh | RES
8784 | 0 | 0 | [6 empty] | 2019-12-21 | 23 | 1.1716 | 508558.4833 | kWh | RES
8784 | 0 | 0 | [6 empty] | 2019-12-21 | 24 | 1.0683 | 463725.3044 | kWh | RES
8784 | 0 | 0 | [6 empty] | 2019-12-22 | 1 | 0.91977 | 399262.6809 | kWh | RES
8784 | 0 | 0 | [6 empty] | 2019-12-22 | 2 | 0.80604 | 349892.0407 | kWh | RES
8784 | 0 | 0 | [6 empty] | 2019-12-22 | 3 | 0.75486 | 327676.8892 | kWh | RES
8784 | 0 | 0 | [6 empty] | 2019-12-22 | 4 | 0.71546 | 310570.8245 | kWh | RES
8784 | 0 | 0 | [6 empty] | 2019-12-22 | 5 | 0.69386 | 301196.6856 | kWh | RES
8784 | 0 | 0 | [6 empty] | 2019-12-22 | 6 | 0.70701 | 306906.3033 | kWh | RES
8784 | 0 | 0 | [6 empty] | 2019-12-22 | 7 | 0.76286 | 331150.0324 | kWh | RES
8784 | 0 | 0 | [6 empty] | 2019-12-22 | 8 | 0.87569 | 380125.0431 | kWh | RES
8784 | 0 | 0 | [6 empty] | 2019-12-22 | 9 | 1.0843 | 470689.1775 | kWh | RES
8784 | 0 | 0 | [6 empty] | 2019-12-22 | 10 | 1.2173 | 528422.7546 | kWh | RES
8784 | 0 | 0 | [6 empty] | 2019-12-22 | 11 | 1.2761 | 553924.6321 | kWh | RES
8784 | 0 | 0 | [6 empty] | 2019-12-22 | 12 | 1.2828 | 556853.1414 | kWh | RES
8784 | 0 | 0 | [6 empty] | 2019-12-22 | 13 | 1.2781 | 554808.9996 | kWh | RES
8784 | 0 | 0 | [6 empty] | 2019-12-22 | 14 | 1.2855 | 558025.2836 | kWh | RES
8784 | 0 | 0 | [6 empty] | 2019-12-22 | 15 | 1.2529 | 543848.6264 | kWh | RES
8784 | 0 | 0 | [6 empty] | 2019-12-22 | 16 | 1.2317 | 534674.9162 | kWh | RES
8784 | 0 | 0 | [6 empty] | 2019-12-22 | 17 | 1.2837 | 557217.0783 | kWh | RES
8784 | 0 | 0 | [6 empty] | 2019-12-22 | 18 | 1.4097 | 611951.6965 | kWh | RES
8784 | 0 | 0 | [6 empty] | 2019-12-22 | 19 | 1.4397 | 624975.8383 | kWh | RES
8784 | 0 | 0 | [6 empty] | 2019-12-22 | 20 | 1.387 | 602068.4402 | kWh | RES
8784 | 0 | 0 | [6 empty] | 2019-12-22 | 21 | 1.3603 | 590492.3528 | kWh | RES
8784 | 0 | 0 | [6 empty] | 2019-12-22 | 22 | 1.2729 | 552569.5326 | kWh | RES
8784 | 0 | 0 | [6 empty] | 2019-12-22 | 23 | 1.1366 | 493372.192 | kWh | RES
8784 | 0 | 0 | [6 empty] | 2019-12-22 | 24 | 0.97185 | 421870.373 | kWh | RES
8784 | 0 | 0 | [6 empty] | 2019-12-23 | 1 | 0.79896 | 346819.2168 | kWh | RES
8784 | 0 | 0 | [6 empty] | 2019-12-23 | 2 | 0.70043 | 304047.1165 | kWh | RES
8784 | 0 | 0 | [6 empty] | 2019-12-23 | 3 | 0.65508 | 284362.3883 | kWh | RES
8784 | 0 | 0 | [6 empty] | 2019-12-23 | 4 | 0.63732 | 276654.4062 | kWh | RES
8784 | 0 | 0 | [6 empty] | 2019-12-23 | 5 | 0.64814 | 281350.7732 | kWh | RES
8784 | 0 | 0 | [6 empty] | 2019-12-23 | 6 | 0.73652 | 319714.742 | kWh | RES
8784 | 0 | 0 | [6 empty] | 2019-12-23 | 7 | 0.87003 | 377668.2386 | kWh | RES
8784 | 0 | 0 | [6 empty] | 2019-12-23 | 8 | 0.97353 | 422595.745 | kWh | RES
8784 | 0 | 0 | [6 empty] | 2019-12-23 | 9 | 1.1034 | 478970.9322 | kWh | RES
8784 | 0 | 0 | [6 empty] | 2019-12-23 | 10 | 1.1647 | 505573.2572 | kWh | RES
8784 | 0 | 0 | [6 empty] | 2019-12-23 | 11 | 1.1168 | 484776.0986 | kWh | RES
8784 | 0 | 0 | [6 empty] | 2019-12-23 | 12 | 1.0905 | 473366.0364 | kWh | RES
8784 | 0 | 0 | [6 empty] | 2019-12-23 | 13 | 1.0317 | 447845.2852 | kWh | RES
8784 | 0 | 0 | [6 empty] | 2019-12-23 | 14 | 1.0462 | 454148.3352 | kWh | RES
8784 | 0 | 0 | [6 empty] | 2019-12-23 | 15 | 1.0626 | 461249.8929 | kWh | RES
8784 | 0 | 0 | [6 empty] | 2019-12-23 | 16 | 1.0831 | 470153.8533 | kWh | RES
8784 | 0 | 0 | [6 empty] | 2019-12-23 | 17 | 1.0877 | 472163.9533 | kWh | RES
8784 | 0 | 0 | [6 empty] | 2019-12-23 | 18 | 1.2371 | 537025.7327 | kWh | RES
8784 | 0 | 0 | [6 empty] | 2019-12-23 | 19 | 1.348 | 585147.7835 | kWh | RES
8784 | 0 | 0 | [6 empty] | 2019-12-23 | 20 | 1.3515 | 586688.1192 | kWh | RES
8784 | 0 | 0 | [6 empty] | 2019-12-23 | 21 | 1.3422 | 582627.344 | kWh | RES
8784 | 0 | 0 | [6 empty] | 2019-12-23 | 22 | 1.2582 | 546188.3058 | kWh | RES
8784 | 0 | 0 | [6 empty] | 2019-12-23 | 23 | 1.1609 | 503930.8369 | kWh | RES
8784 | 0 | 0 | [6 empty] | 2019-12-23 | 24 | 1.0368 | 450081.5508 | kWh | RES
8784 | 0 | 0 | [6 empty] | 2019-12-24 | 1 | 0.9021 | 391591.1222 | kWh | RES
8784 | 0 | 0 | [6 empty] | 2019-12-24 | 2 | 0.81465 | 353630.2554 | kWh | RES
8784 | 0 | 0 | [6 empty] | 2019-12-24 | 3 | 0.76817 | 333454.608 | kWh | RES
8784 | 0 | 0 | [6 empty] | 2019-12-24 | 4 | 0.75181 | 326349.9037 | kWh | RES
8784 | 0 | 0 | [6 empty] | 2019-12-24 | 5 | 0.77249 | 335329.7487 | kWh | RES
8784 | 0 | 0 | [6 empty] | 2019-12-24 | 6 | 0.83993 | 364605.062 | kWh | RES
8784 | 0 | 0 | [6 empty] | 2019-12-24 | 7 | 0.93502 | 405880.6366 | kWh | RES
8784 | 0 | 0 | [6 empty] | 2019-12-24 | 8 | 1.0474 | 454673.6413 | kWh | RES
8784 | 0 | 0 | [6 empty] | 2019-12-24 | 9 | 1.2182 | 528820.3109 | kWh | RES
8784 | 0 | 0 | [6 empty] | 2019-12-24 | 10 | 1.3245 | 574931.5979 | kWh | RES
8784 | 0 | 0 | [6 empty] | 2019-12-24 | 11 | 1.3776 | 598016.4617 | kWh | RES
8784 | 0 | 0 | [6 empty] | 2019-12-24 | 12 | 1.4127 | 613230.0059 | kWh | RES
8784 | 0 | 0 | [6 empty] | 2019-12-24 | 13 | 1.3701 | 594722.3114 | kWh | RES
8784 | 0 | 0 | [6 empty] | 2019-12-24 | 14 | 1.3706 | 594962.6004 | kWh | RES
8784 | 0 | 0 | [6 empty] | 2019-12-24 | 15 | 1.3746 | 596717.9885 | kWh | RES
8784 | 0 | 0 | [6 empty] | 2019-12-24 | 16 | 1.401 | 608149.0249 | kWh | RES
8784 | 0 | 0 | [6 empty] | 2019-12-24 | 17 | 1.3917 | 604101.5979 | kWh | RES
8784 | 0 | 0 | [6 empty] | 2019-12-24 | 18 | 1.4558 | 631953.9951 | kWh | RES
8784 | 0 | 0 | [6 empty] | 2019-12-24 | 19 | 1.5126 | 656595.8502 | kWh | RES
8784 | 0 | 0 | [6 empty] | 2019-12-24 | 20 | 1.4769 | 641085.1103 | kWh | RES
8784 | 0 | 0 | [6 empty] | 2019-12-24 | 21 | 1.4077 | 611077.831 | kWh | RES
8784 | 0 | 0 | [6 empty] | 2019-12-24 | 22 | 1.3325 | 578409.6464 | kWh | RES
8784 | 0 | 0 | [6 empty] | 2019-12-24 | 23 | 1.2488 | 542071.9486 | kWh | RES
8784 | 0 | 0 | [6 empty] | 2019-12-24 | 24 | 1.1783 | 511494.3474 | kWh | RES
8784 | 0 | 0 | [6 empty] | 2019-12-25 | 1 | 1.0382 | 450675.1479 | kWh | RES
8784 | 0 | 0 | [6 empty] | 2019-12-25 | 2 | 0.90238 | 391711.3163 | kWh | RES
8784 | 0 | 0 | [6 empty] | 2019-12-25 | 3 | 0.84799 | 368101.9597 | kWh | RES
8784 | 0 | 0 | [6 empty] | 2019-12-25 | 4 | 0.81982 | 355872.6543 | kWh | RES
8784 | 0 | 0 | [6 empty] | 2019-12-25 | 5 | 0.82287 | 357199.4711 | kWh | RES
8784 | 0 | 0 | [6 empty] | 2019-12-25 | 6 | 0.84145 | 365262.4403 | kWh | RES
8784 | 0 | 0 | [6 empty] | 2019-12-25 | 7 | 0.94686 | 411022.1262 | kWh | RES
8784 | 0 | 0 | [6 empty] | 2019-12-25 | 8 | 1.1572 | 502315.5385 | kWh | RES
8784 | 0 | 0 | [6 empty] | 2019-12-25 | 9 | 1.3466 | 584533.3485 | kWh | RES
8784 | 0 | 0 | [6 empty] | 2019-12-25 | 10 | 1.4732 | 639482.9181 | kWh | RES
8784 | 0 | 0 | [6 empty] | 2019-12-25 | 11 | 1.5296 | 663978.0998 | kWh | RES
8784 | 0 | 0 | [6 empty] | 2019-12-25 | 12 | 1.5162 | 658146.4433 | kWh | RES
8784 | 0 | 0 | [6 empty] | 2019-12-25 | 13 | 1.5039 | 652828.719 | kWh | RES
8784 | 0 | 0 | [6 empty] | 2019-12-25 | 14 | 1.4271 | 619499.2799 | kWh | RES
8784 | 0 | 0 | [6 empty] | 2019-12-25 | 15 | 1.3746 | 596689.3305 | kWh | RES
8784 | 0 | 0 | [6 empty] | 2019-12-25 | 16 | 1.3182 | 572205.5906 | kWh | RES
8784 | 0 | 0 | [6 empty] | 2019-12-25 | 17 | 1.2795 | 555418.8737 | kWh | RES
8784 | 0 | 0 | [6 empty] | 2019-12-25 | 18 | 1.3225 | 574071.7426 | kWh | RES
8784 | 0 | 0 | [6 empty] | 2019-12-25 | 19 | 1.3391 | 581288.5741 | kWh | RES
8784 | 0 | 0 | [6 empty] | 2019-12-25 | 20 | 1.3247 | 575022.7562 | kWh | RES
8784 | 0 | 0 | [6 empty] | 2019-12-25 | 21 | 1.3399 | 581630.1905 | kWh | RES
8784 | 0 | 0 | [6 empty] | 2019-12-25 | 22 | 1.2496 | 542428.5179 | kWh | RES
8784 | 0 | 0 | [6 empty] | 2019-12-25 | 23 | 1.1571 | 502294.3849 | kWh | RES
8784 | 0 | 0 | [6 empty] | 2019-12-25 | 24 | 1.0483 | 455046.2285 | kWh | RES
8784 | 0 | 0 | [6 empty] | 2019-12-26 | 1 | 0.90513 | 392906.8349 | kWh | RES
8784 | 0 | 0 | [6 empty] | 2019-12-26 | 2 | 0.82211 | 356866.1629 | kWh | RES
8784 | 0 | 0 | [6 empty] | 2019-12-26 | 3 | 0.7818 | 339368.7993 | kWh | RES
8784 | 0 | 0 | [6 empty] | 2019-12-26 | 4 | 0.78436 | 340480.6151 | kWh | RES
8784 | 0 | 0 | [6 empty] | 2019-12-26 | 5 | 0.78855 | 342299.6531 | kWh | RES
8784 | 0 | 0 | [6 empty] | 2019-12-26 | 6 | 0.84211 | 365548.3457 | kWh | RES
8784 | 0 | 0 | [6 empty] | 2019-12-26 | 7 | 0.91491 | 397150.4413 | kWh | RES
8784 | 0 | 0 | [6 empty] | 2019-12-26 | 8 | 0.96811 | 420244.9863 | kWh | RES
8784 | 0 | 0 | [6 empty] | 2019-12-26 | 9 | 1.0677 | 463468.2868 | kWh | RES
8784 | 0 | 0 | [6 empty] | 2019-12-26 | 10 | 1.1316 | 491220.6179 | kWh | RES
8784 | 0 | 0 | [6 empty] | 2019-12-26 | 11 | 1.14 | 494839.7326 | kWh | RES
8784 | 0 | 0 | [6 empty] | 2019-12-26 | 12 | 1.1164 | 484617.9235 | kWh | RES
8784 | 0 | 0 | [6 empty] | 2019-12-26 | 13 | 1.0736 | 466042.0307 | kWh | RES
8784 | 0 | 0 | [6 empty] | 2019-12-26 | 14 | 1.0584 | 459434.9466 | kWh | RES
8784 | 0 | 0 | [6 empty] | 2019-12-26 | 15 | 1.0344 | 449002.5707 | kWh | RES
8784 | 0 | 0 | [6 empty] | 2019-12-26 | 16 | 1.0576 | 459084.168 | kWh | RES
8784 | 0 | 0 | [6 empty] | 2019-12-26 | 17 | 1.0838 | 470470.5954 | kWh | RES
8784 | 0 | 0 | [6 empty] | 2019-12-26 | 18 | 1.2535 | 544135.7295 | kWh | RES
8784 | 0 | 0 | [6 empty] | 2019-12-26 | 19 | 1.3425 | 582774.7365 | kWh | RES
8784 | 0 | 0 | [6 empty] | 2019-12-26 | 20 | 1.3589 | 589875.1924 | kWh | RES
8784 | 0 | 0 | [6 empty] | 2019-12-26 | 21 | 1.2827 | 556804.4954 | kWh | RES
8784 | 0 | 0 | [6 empty] | 2019-12-26 | 22 | 1.2073 | 524090.0991 | kWh | RES
8784 | 0 | 0 | [6 empty] | 2019-12-26 | 23 | 1.0904 | 473330.507 | kWh | RES
8784 | 0 | 0 | [6 empty] | 2019-12-26 | 24 | 0.94786 | 411455.4628 | kWh | RES
8784 | 0 | 0 | [6 empty] | 2019-12-27 | 1 | 0.82967 | 360148.5079 | kWh | RES
8784 | 0 | 0 | [6 empty] | 2019-12-27 | 2 | 0.71599 | 310800.5963 | kWh | RES
8784 | 0 | 0 | [6 empty] | 2019-12-27 | 3 | 0.66152 | 287156.2943 | kWh | RES
8784 | 0 | 0 | [6 empty] | 2019-12-27 | 4 | 0.63011 | 273522.5278 | kWh | RES
8784 | 0 | 0 | [6 empty] | 2019-12-27 | 5 | 0.64701 | 280858.0983 | kWh | RES
8784 | 0 | 0 | [6 empty] | 2019-12-27 | 6 | 0.721 | 312975.774 | kWh | RES
8784 | 0 | 0 | [6 empty] | 2019-12-27 | 7 | 0.80775 | 350635.9389 | kWh | RES
8784 | 0 | 0 | [6 empty] | 2019-12-27 | 8 | 0.89019 | 386421.0096 | kWh | RES
8784 | 0 | 0 | [6 empty] | 2019-12-27 | 9 | 0.97973 | 425288.1596 | kWh | RES
8784 | 0 | 0 | [6 empty] | 2019-12-27 | 10 | 1.0206 | 443040.4324 | kWh | RES
8784 | 0 | 0 | [6 empty] | 2019-12-27 | 11 | 1.0317 | 447836.5513 | kWh | RES
8784 | 0 | 0 | [6 empty] | 2019-12-27 | 12 | 1.0438 | 453101.4184 | kWh | RES
8784 | 0 | 0 | [6 empty] | 2019-12-27 | 13 | 1.1004 | 477683.4352 | kWh | RES
8784 | 0 | 0 | [6 empty] | 2019-12-27 | 14 | 1.0837 | 470431.2915 | kWh | RES
8784 | 0 | 0 | [6 empty] | 2019-12-27 | 15 | 1.08 | 468809.8535 | kWh | RES
8784 | 0 | 0 | [6 empty] | 2019-12-27 | 16 | 1.0829 | 470068.9848 | kWh | RES
8784 | 0 | 0 | [6 empty] | 2019-12-27 | 17 | 1.1286 | 489915.5555 | kWh | RES
8784 | 0 | 0 | [6 empty] | 2019-12-27 | 18 | 1.2375 | 537187.3855 | kWh | RES
8784 | 0 | 0 | [6 empty] | 2019-12-27 | 19 | 1.2918 | 560754.5619 | kWh | RES
8784 | 0 | 0 | [6 empty] | 2019-12-27 | 20 | 1.2585 | 546310.8589 | kWh | RES
8784 | 0 | 0 | [6 empty] | 2019-12-27 | 21 | 1.2123 | 526229.067 | kWh | RES
8784 | 0 | 0 | [6 empty] | 2019-12-27 | 22 | 1.131 | 490966.7288 | kWh | RES
8784 | 0 | 0 | [6 empty] | 2019-12-27 | 23 | 1.0593 | 459812.5173 | kWh | RES
8784 | 0 | 0 | [6 empty] | 2019-12-27 | 24 | 0.95261 | 413518.735 | kWh | RES
8784 | 0 | 0 | [6 empty] | 2019-12-28 | 1 | 0.79093 | 343331.6476 | kWh | RES
8784 | 0 | 0 | [6 empty] | 2019-12-28 | 2 | 0.69558 | 301944.069 | kWh | RES
8784 | 0 | 0 | [6 empty] | 2019-12-28 | 3 | 0.63433 | 275356.7631 | kWh | RES
8784 | 0 | 0 | [6 empty] | 2019-12-28 | 4 | 0.60624 | 263161.2985 | kWh | RES
8784 | 0 | 0 | [6 empty] | 2019-12-28 | 5 | 0.59456 | 258093.4943 | kWh | RES
8784 | 0 | 0 | [6 empty] | 2019-12-28 | 6 | 0.61436 | 266685.8059 | kWh | RES
8784 | 0 | 0 | [6 empty] | 2019-12-28 | 7 | 0.64479 | 279896.9482 | kWh | RES
8784 | 0 | 0 | [6 empty] | 2019-12-28 | 8 | 0.74563 | 323671.1366 | kWh | RES
8784 | 0 | 0 | [6 empty] | 2019-12-28 | 9 | 0.91098 | 395447.3588 | kWh | RES
8784 | 0 | 0 | [6 empty] | 2019-12-28 | 10 | 1.0411 | 451931.8606 | kWh | RES
8784 | 0 | 0 | [6 empty] | 2019-12-28 | 11 | 1.1382 | 494099.8163 | kWh | RES
8784 | 0 | 0 | [6 empty] | 2019-12-28 | 12 | 1.1825 | 513321.0943 | kWh | RES
8784 | 0 | 0 | [6 empty] | 2019-12-28 | 13 | 1.2378 | 537294.2072 | kWh | RES
8784 | 0 | 0 | [6 empty] | 2019-12-28 | 14 | 1.2218 | 530389.544 | kWh | RES
8784 | 0 | 0 | [6 empty] | 2019-12-28 | 15 | 1.2358 | 536463.7807 | kWh | RES
8784 | 0 | 0 | [6 empty] | 2019-12-28 | 16 | 1.2553 | 544909.7695 | kWh | RES
8784 | 0 | 0 | [6 empty] | 2019-12-28 | 17 | 1.2097 | 525117.3314 | kWh | RES
8784 | 0 | 0 | [6 empty] | 2019-12-28 | 18 | 1.2584 | 546273.2516 | kWh | RES
8784 | 0 | 0 | [6 empty] | 2019-12-28 | 19 | 1.3361 | 579975.1837 | kWh | RES
8784 | 0 | 0 | [6 empty] | 2019-12-28 | 20 | 1.3178 | 572026.2548 | kWh | RES
8784 | 0 | 0 | [6 empty] | 2019-12-28 | 21 | 1.2548 | 544714.5691 | kWh | RES
8784 | 0 | 0 | [6 empty] | 2019-12-28 | 22 | 1.2099 | 525189.795 | kWh | RES
8784 | 0 | 0 | [6 empty] | 2019-12-28 | 23 | 1.1086 | 481219.9273 | kWh | RES
8784 | 0 | 0 | [6 empty] | 2019-12-28 | 24 | 0.96814 | 420258.6176 | kWh | RES
8784 | 0 | 0 | [6 empty] | 2019-12-29 | 1 | 0.84385 | 366303.3248 | kWh | RES
8784 | 0 | 0 | [6 empty] | 2019-12-29 | 2 | 0.72378 | 314185.4937 | kWh | RES
8784 | 0 | 0 | [6 empty] | 2019-12-29 | 3 | 0.66312 | 287853.1519 | kWh | RES
8784 | 0 | 0 | [6 empty] | 2019-12-29 | 4 | 0.6252 | 271391.4253 | kWh | RES
8784 | 0 | 0 | [6 empty] | 2019-12-29 | 5 | 0.61486 | 266904.1855 | kWh | RES
8784 | 0 | 0 | [6 empty] | 2019-12-29 | 6 | 0.61595 | 267375.8981 | kWh | RES
8784 | 0 | 0 | [6 empty] | 2019-12-29 | 7 | 0.66605 | 289122.4908 | kWh | RES
8784 | 0 | 0 | [6 empty] | 2019-12-29 | 8 | 0.75899 | 329468.3188 | kWh | RES
8784 | 0 | 0 | [6 empty] | 2019-12-29 | 9 | 0.94583 | 410574.6042 | kWh | RES
8784 | 0 | 0 | [6 empty] | 2019-12-29 | 10 | 1.0777 | 467796.8487 | kWh | RES
8784 | 0 | 0 | [6 empty] | 2019-12-29 | 11 | 1.1636 | 505112.7608 | kWh | RES
8784 | 0 | 0 | [6 empty] | 2019-12-29 | 12 | 1.224 | 531343.2738 | kWh | RES
8784 | 0 | 0 | [6 empty] | 2019-12-29 | 13 | 1.2564 | 545401.3811 | kWh | RES
8784 | 0 | 0 | [6 empty] | 2019-12-29 | 14 | 1.2082 | 524484.6188 | kWh | RES
8784 | 0 | 0 | [6 empty] | 2019-12-29 | 15 | 1.2074 | 524123.8157 | kWh | RES
8784 | 0 | 0 | [6 empty] | 2019-12-29 | 16 | 1.259 | 546522.7585 | kWh | RES
8784 | 0 | 0 | [6 empty] | 2019-12-29 | 17 | 1.2971 | 563056.4325 | kWh | RES
8784 | 0 | 0 | [6 empty] | 2019-12-29 | 18 | 1.3573 | 589180.4559 | kWh | RES
8784 | 0 | 0 | [6 empty] | 2019-12-29 | 19 | 1.499 | 650707.6022 | kWh | RES
8784 | 0 | 0 | [6 empty] | 2019-12-29 | 20 | 1.4757 | 640570.9409 | kWh | RES
8784 | 0 | 0 | [6 empty] | 2019-12-29 | 21 | 1.4042 | 609539.3179 | kWh | RES
8784 | 0 | 0 | [6 empty] | 2019-12-29 | 22 | 1.2709 | 551701.4222 | kWh | RES
8784 | 0 | 0 | [6 empty] | 2019-12-29 | 23 | 1.1263 | 488906.8027 | kWh | RES
8784 | 0 | 0 | [6 empty] | 2019-12-29 | 24 | 0.99646 | 432552.6184 | kWh | RES
8784 | 0 | 0 | [6 empty] | 2019-12-30 | 1 | 0.85679 | 371920.1782 | kWh | RES
8784 | 0 | 0 | [6 empty] | 2019-12-30 | 2 | 0.74448 | 323168.3203 | kWh | RES
8784 | 0 | 0 | [6 empty] | 2019-12-30 | 3 | 0.69252 | 300614.2755 | kWh | RES
8784 | 0 | 0 | [6 empty] | 2019-12-30 | 4 | 0.66895 | 290381.2374 | kWh | RES
8784 | 0 | 0 | [6 empty] | 2019-12-30 | 5 | 0.66668 | 289398.9413 | kWh | RES
8784 | 0 | 0 | [6 empty] | 2019-12-30 | 6 | 0.72605 | 315168.5179 | kWh | RES
8784 | 0 | 0 | [6 empty] | 2019-12-30 | 7 | 0.79648 | 345743.5836 | kWh | RES
8784 | 0 | 0 | [6 empty] | 2019-12-30 | 8 | 0.88544 | 384357.2454 | kWh | RES
8784 | 0 | 0 | [6 empty] | 2019-12-30 | 9 | 0.97519 | 423316.5688 | kWh | RES
8784 | 0 | 0 | [6 empty] | 2019-12-30 | 10 | 1.0458 | 453990.4031 | kWh | RES
8784 | 0 | 0 | [6 empty] | 2019-12-30 | 11 | 1.1217 | 486901.2237 | kWh | RES
8784 | 0 | 0 | [6 empty] | 2019-12-30 | 12 | 1.1588 | 503008.1919 | kWh | RES
8784 | 0 | 0 | [6 empty] | 2019-12-30 | 13 | 1.1691 | 507476.923 | kWh | RES
8784 | 0 | 0 | [6 empty] | 2019-12-30 | 14 | 1.1949 | 518709.3921 | kWh | RES
8784 | 0 | 0 | [6 empty] | 2019-12-30 | 15 | 1.181 | 512647.5712 | kWh | RES
8784 | 0 | 0 | [6 empty] | 2019-12-30 | 16 | 1.1904 | 516742.1823 | kWh | RES
8784 | 0 | 0 | [6 empty] | 2019-12-30 | 17 | 1.2339 | 535615.892 | kWh | RES
8784 | 0 | 0 | [6 empty] | 2019-12-30 | 18 | 1.3723 | 595710.5566 | kWh | RES
8784 | 0 | 0 | [6 empty] | 2019-12-30 | 19 | 1.4856 | 644897.3999 | kWh | RES
8784 | 0 | 0 | [6 empty] | 2019-12-30 | 20 | 1.4861 | 645110.7237 | kWh | RES
8784 | 0 | 0 | [6 empty] | 2019-12-30 | 21 | 1.3691 | 594303.3714 | kWh | RES
8784 | 0 | 0 | [6 empty] | 2019-12-30 | 22 | 1.2739 | 552976.1139 | kWh | RES
8784 | 0 | 0 | [6 empty] | 2019-12-30 | 23 | 1.1055 | 479903.2994 | kWh | RES
8784 | 0 | 0 | [6 empty] | 2019-12-30 | 24 | 0.9375 | 406958.1776 | kWh | RES
8784 | 0 | 0 | [6 empty] | 2019-12-31 | 1 | 0.78519 | 340842.0644 | kWh | RES
8784 | 0 | 0 | [6 empty] | 2019-12-31 | 2 | 0.68175 | 295938.8437 | kWh | RES
8784 | 0 | 0 | [6 empty] | 2019-12-31 | 3 | 0.65125 | 282700.4646 | kWh | RES
8784 | 0 | 0 | [6 empty] | 2019-12-31 | 4 | 0.65002 | 282167.7132 | kWh | RES
8784 | 0 | 0 | [6 empty] | 2019-12-31 | 5 | 0.68447 | 297119.1181 | kWh | RES
8784 | 0 | 0 | [6 empty] | 2019-12-31 | 6 | 0.78405 | 340346.3504 | kWh | RES
8784 | 0 | 0 | [6 empty] | 2019-12-31 | 7 | 0.92459 | 401355.4826 | kWh | RES
8784 | 0 | 0 | [6 empty] | 2019-12-31 | 8 | 1.0602 | 460207.7717 | kWh | RES
8784 | 0 | 0 | [6 empty] | 2019-12-31 | 9 | 1.2598 | 546878.1797 | kWh | RES
8784 | 0 | 0 | [6 empty] | 2019-12-31 | 10 | 1.305 | 566492.7925 | kWh | RES
8784 | 0 | 0 | [6 empty] | 2019-12-31 | 11 | 1.2556 | 545026.5313 | kWh | RES
8784 | 0 | 0 | [6 empty] | 2019-12-31 | 12 | 1.1963 | 519302.0206 | kWh | RES
8784 | 0 | 0 | [6 empty] | 2019-12-31 | 13 | 1.2092 | 524906.9925 | kWh | RES
8784 | 0 | 0 | [6 empty] | 2019-12-31 | 14 | 1.1459 | 497411.3108 | kWh | RES
8784 | 0 | 0 | [6 empty] | 2019-12-31 | 15 | 1.1764 | 510645.3446 | kWh | RES
8784 | 0 | 0 | [6 empty] | 2019-12-31 | 16 | 1.1746 | 509894.4592 | kWh | RES
8784 | 0 | 0 | [6 empty] | 2019-12-31 | 17 | 1.2524 | 543653.9839 | kWh | RES
8784 | 0 | 0 | [6 empty] | 2019-12-31 | 18 | 1.3804 | 599202.4665 | kWh | RES
8784 | 0 | 0 | [6 empty] | 2019-12-31 | 19 | 1.5129 | 656749.3478 | kWh | RES
8784 | 0 | 0 | [6 empty] | 2019-12-31 | 20 | 1.5407 | 668788.1001 | kWh | RES
8784 | 0 | 0 | [6 empty] | 2019-12-31 | 21 | 1.4915 | 647459.2772 | kWh | RES
8784 | 0 | 0 | [6 empty] | 2019-12-31 | 22 | 1.4159 | 614607.6783 | kWh | RES
8784 | 0 | 0 | [6 empty] | 2019-12-31 | 23 | 1.3652 | 592617.4276 | kWh | RES
8784 | 0 | 0 | [6 empty] | 2019-12-31 | 24 | 1.3521 | 586950.4504 | kWh | RES
Note on A8: The date for hour 1 of the time series.

## Holiday_Dates
Title: | Dates of Holidays
Units: | Date
Description: | Holidays observed by the federal government. For all hourly profiles (see Hourly_Profiles tab), holidays must be specified for the year to which the hourly profile is applicable.
Source: | https://keisan.casio.com/exec/system/14688910252402
Holiday Names à
Holiday Years â | New Years | MLK Jr. | Presidents | Memorial | Independence | Labor | Columbus | Veterans | Thanksgiving | Christmas
2002 | 2002-01-01 | 2002-01-21 | 2002-02-18 | 2002-05-27 | 2002-07-04 | 2002-09-02 | 2002-10-14 | 2002-11-11 | 2002-11-28 | 2002-12-25
2012 | 2012-01-02 | 2012-01-16 | 2012-02-02 | 2012-05-28 | 2012-07-04 | 2012-09-03 | 2012-10-08 | 2012-11-12 | 2012-11-22 | 2012-12-25
2013 | 2013-01-01 | 2013-01-21 | 2013-02-18 | 2013-05-27 | 2013-07-04 | 2013-09-02 | 2013-10-14 | 2013-11-11 | 2013-11-28 | 2013-12-25
2014 | 2014-01-01 | 2014-01-20 | 2014-02-17 | 2014-05-26 | 2014-07-04 | 2014-09-01 | 2014-10-13 | 2014-11-11 | 2014-11-27 | 2014-12-25
2015 | 2015-01-01 | 2015-01-19 | 2015-02-16 | 2015-05-25 | 2015-07-04 | 2015-09-07 | 2015-10-12 | 2015-11-11 | 2015-11-26 | 2015-12-25
2016 | 2016-01-01 | 2016-01-18 | 2016-02-15 | 2016-05-30 | 2016-07-04 | 2016-09-05 | 2016-10-10 | 2016-11-11 | 2016-11-24 | 2016-12-26
2017 | 2017-01-02 | 2017-01-16 | 2017-02-20 | 2017-05-29 | 2017-07-04 | 2017-09-04 | 2017-10-09 | 2017-11-10 | 2017-11-23 | 2017-12-25
2018 | 2018-01-01 | 2018-01-15 | 2018-02-19 | 2018-05-28 | 2018-07-04 | 2018-09-03 | 2018-10-08 | 2018-11-12 | 2018-11-22 | 2018-12-25
2019 | 2019-01-01 | 2019-01-21 | 2019-02-18 | 2019-05-27 | 2019-07-04 | 2019-09-02 | 2019-10-14 | 2019-11-11 | 2019-11-28 | 2019-12-25
2020 | 2020-01-01 | 2020-01-20 | 2020-02-17 | 2020-05-25 | 2020-07-03 | 2020-09-07 | 2020-10-12 | 2020-11-11 | 2020-11-26 | 2020-12-25

## Climate_Zone_Map
Title: | Climate Zone Map
Units: | text
Description: | Maps the climate zones (as indicated in the PV_Climate_Zone index) to each of the spatial IDs.
Source:
All Spatial IDs â | Value
All | Jacksonville

## Total_PV_Area
| Title: | TotalArea | CHECKING with Jim/B&V on the years covered in JEA's IRP report (since we received their updated forecast values from 2022 through 2052). Need to update once confirmed |  | Residential: | The "Forecast" sheet from "CY21 Residential"
| Units: | m2 |  |  |  | H:\CSPA Projects\611150 - JEA IRP\b_Data Request\2. Load Forecast Files\CY21 Residential.xlsx
| Description: | Total area by type and sector and spatial ID (one-year values) |  |  | Commercial: | The "Forecast" sheet from "CY21 Commercial"
| Source: | N/A |  |  |  | H:\CSPA Projects\611150 - JEA IRP\b_Data Request\2. Load Forecast Files\CY21 Commercial.xlsx
| Note: | We have number of customers by year - do we need to create time series for this input? |  |  | Industrial: | The "Forecast" sheet from "CY21 Industrial"
All Sectors à
Area Type | All Spatial IDs â | Building Stock Year â | Residential | NonResidential |  |  | Residential | [8 empty] | Commercial | [18 empty] | Industrial |  |  |  | Benchmarking:
Roof | All | 2002 | 40777430.663 | 8069305.319 |  | CY | # Account |  | RASS Stock % |  | Base year CY=2021 |  |  |  | Year | Total Inventory (SF) | # Account | MWh Sales | Energy Information Administration (EIA)- About the Commercial Buildings Energy Consumption Survey (CBECS) | [14 empty] | Year | # Account | Table9_1.xlsx (eia.gov) |  |  | From "NREL's Rooftop Solar PV Technical Potential in the United States"
Roof | All | 2003 | 41462470.4396 | 8197363.9179 |  | 2011 | 369760.75 |  | Single Family | 77.93% | 340020.9872 |  |  |  | 2011 | 23982593 | 46605.4167 | 3922773.4349 | Table B10. Number of floors, number of buildings and floorspace, 2018 | [14 empty] | 2011 | 215.0833 | Table 9.1 Enclosed Floorspace and Number of Establishment Buildings, 2018 |  |  | Data source: "C:\Users\wzhu\Resource-Innovations\NYPA Internal Team Site -- Product Portfolio - Modeling Files\DER\Raw Data Sets\Rooftop_PV_Technical_Potential.xlsx"
Roof | All | 2004 | 42159018.5308 | 8327454.7865 |  | 2012 | 372429.75 |  | Multi-Family | 18.55% | 80935.2281 |  |  |  | 2012 | 23828923 | 47126.5833 | 3888127.3622 | [15 empty] | 2012 | 218.1667 |  |  |  | If select "Jacksonville, FL"
Roof | All | 2005 | 42867268.2701 | 8459610.1766 |  | 2013 | 377325.75 |  | Mobile Home | 3.518% | 15349.7846 |  |  |  | 2013 | 24000208 | 47691.1667 | 3834940.9692 |  | Number of buildings (thousand) | [5 empty] | Total floorspace (million square feet) | [7 empty] | 2013 | 219.1667 | Subsector and Industry | Average Enclosed Floorspace per Establishment (sqft) | Average Number of Buildings Onsite per Establishment (counts)
Roof | All | 2006 | 43587416.2393 | 8593862.8518 |  | 2014 | 383997.5833 | [7 empty] | 2014 | 23819336 | 49363.5833 | 3893417.7379 | Census region | All | One floor | Two floors | Three floors | Four to nine floors | Ten or more floors | All | One floor | Two floors | Three floors | Four to nine floors | Ten or more floors |  |  | 2014 | 214.5 | Total | 69061.6 | 2.2 | Total Roof Area (sq meters) | 40567213 | any size available | 22788707.2115 | with 10m2+ | 20799719.1913
Roof | All | 2007 | 44319662.3225 | 8730246.0958 |  | 2015 | 391218.6667 |  | Energy Information Administration (EIA)- About the Residential Energy Consumption Survey (RECS)Table HC1.1 Fuels used and end uses in U.S. homes by housing unit type, 2015 | [5 empty] | 2015 | 24270947 | 50821.3333 | 3962483.9533 | South | 2143 | 1636 | 375 | 90 | 37 | 5 | 34878 | 17663 | 7821 | 3152 | 4454 | 1787 |  |  | 2015 | 207.3333 |  |  |  | with lidar coverage |  | Total Area (sq meters) - with any size available area |  | Total Area (sq meters) - with 10m2+ available area
Roof | All | 2008 | 45064209.7618 | 8868793.7203 |  | 2016 | 398387.0833 |  | Table HC10.12 Average square footage of South homes, 2015 | [5 empty] | 2016 | 24357698 | 51441.25 | 4040592.3878 | Number of floor |  | 1 | 2 | 3 | 6.5 | 10 |  | 1 | 2 | 3 | 6.5 | 10 |  |  | 2016 | 202.0833 | Average sqft per building |  | 31391.6364
Roof | All | 2009 | 45821265.2135 | 9009540.0736 |  | 2017 | 404806.25 | [7 empty] | 2017 | 24357698 | 51969.9167 | 3994729.019 | [6 empty] | Average # of floors |  | 2.5685 | [6 empty] | 2017 | 202.4167 |  |  |  | Our estimates: | 65272131.0036
Roof | All | 2010 | 46591038.8058 | 9152520.0493 |  | 2018 | 412070.4167 |  |  | Average square footage |  |  |  |  | 2018 | 24567708 | 52525.4167 | 3977928.3762 | [15 empty] | 2018 | 196.3333
Roof | All | 2011 | 47373744.197 | 9297769.0946 |  | 2019 | 420830.8333 |  |  | per housing unit |  |  |  |  | 2019 | 25323633 | 53153 | 3988686.3902 | [15 empty] | 2019 | 194 | Ind Summary
Roof | All | 2012 | 47715696.4546 | 9251204.4476 |  | 2020 | 429574.6667 |  | Single-family detached | 2379 |  |  |  |  | 2020 | 22752210 | 53700.5833 | 3814115.447 | https://www.eia.gov/consumption/commercial/data/2012/c&e/pdf/c15.pdf | [14 empty] | 2020 | 196.0833 |  | est roof area (m2)
Roof | All | 2013 | 48342971.9337 | 9316046.0481 |  | 2021 | 436306 |  | Single-family attached | 1647 |  |  |  |  | 2021 | 24335475.2971 | 54427 | 3916207.1529 | Table C15. Electricity consumption and conditional energy intensity by Census region, 2012 | [14 empty] | 2021 | 197 | Industrial | 574526.5553
Roof | All | 2014 | 49197767.1645 | 9237045.0407 |  | 2022 | 443443 |  | Apartments in buildings with 2-4 units | 983 |  |  |  |  | 2022 | 24482921.3615 | 55142 | 3968077.927 | Electricity energy intensity (kwh/square foot) | 16.1 | kWh/sqft | [12 empty] | 2022 | 197
Roof | All | 2015 | 50122932.3008 | 9379416.7192 |  | 2023 | 450767 |  | Apartments in buildings with 5 or more units | 964 |  |  |  |  | 2023 | 24649287.5661 | 55844 | 3978024.1271 | Est Total sqft | 243242680.3034 | sqft | [12 empty] | 2023 | 197
Roof | All | 2016 | 51041349.7842 | 9395469.103 |  | 2024 | 458345 |  | Mobile homes | 1250 |  |  |  |  | 2024 | 24731814.2831 | 56540 | 3987133.8635 | [15 empty] | 2024 | 197
Roof | All | 2017 | 51863773.3638 | 9396441.2291 |  | 2025 | 465909 | [7 empty] | 2025 | 24772949.9002 | 57232 | 3995816.6646 | [15 empty] | 2025 | 197
Roof | All | 2018 | 52794458.3364 | 9454625.5239 |  | 2026 | 472860 |  | Energy Information Administration (EIA)- About the Residential Energy Consumption Survey (RECS)Table HC1.1 Fuels used and end uses in U.S. homes by housing unit type, 2015 | [5 empty] | 2026 | 24812958.305 | 57921 | 4003974.6749 | Com Summary | [14 empty] | 2026 | 197
Roof | All | 2019 | 53916842.8464 | 9721112.6598 |  | 2027 | 479193 |  | Table HC10.4 Total square footage of South homes, 2015 | [5 empty] | 2027 | 24851886.801 | 58607 | 4011554.7598 |  | total sf | est roof area (m2) | [12 empty] | 2027 | 197
Roof | All | 2020 | 55037102.7 | 8797533.5441 |  | 2028 | 485029 | [7 empty] | 2028 | 24896492.5464 | 59290 | 4019384.5207 | Commercial | 243242680.3034 | 8798083.3779 | [12 empty] | 2028 | 197
Roof | All | 2021 | 55899521.0703 | 9372609.9332 |  | 2029 | 490578 |  | Number of stories | Number of housing units (million) | Total square footage (billion square feet) |  |  |  | 2029 | 24944119.7155 | 59969 | 4027566.4929 | [15 empty] | 2029 | 197
Roof | All | 2022 | 56813913.4506 | 9425916.5875 |  | 2030 | 495940 |  | One story | 21.7 | 42.9 |  |  |  | 2030 | 24989734.6671 | 60644 | 4035634.0688 | [15 empty] | 2030 | 197
Roof | All | 2023 | 57752264.2694 | 9486063.5015 |  | 2031 | 501088 |  | Two stories | 8.4 | 26.9 |  |  |  | 2031 | 25033993.5478 | 61316 | 4043825.9189 | [15 empty] | 2031 | 197
Roof | All | 2024 | 58723157.566 | 9515899.6534 |  | 2032 | 505965 |  | Three or more stories | 0.4 | 1.2 |  |  |  | 2032 | 25080408.8924 | 61984 | 4052340.5257 | [15 empty] | 2032 | 197
Roof | All | 2025 | 59692257.1827 | 9530771.5466 |  | 2033 | 510615 |  | Split level | 0.4 | 1.1 |  |  |  | 2033 | 25126332.9461 | 62649 | 4061171.569 |  | Benchmarking | [13 empty] | 2033 | 197
Roof | All | 2026 | 60582819.2445 | 9545235.915 |  | 2034 | 515094 |  | Not asked (apartments and mobile homes) | 13.5 | 14.1 |  |  |  | 2034 | 25172142.9254 | 63310 | 4070160.1881 |  |  | https://www.eia.gov/consumption/residential/data/2015/c&e/pdf/ce4.4.pdf | [12 empty] | 2034 | 197
Roof | All | 2027 | 61394203.1516 | 9559309.8606 |  | 2035 | 519482 | [7 empty] | 2035 | 25219708.2787 | 63968 | 4079266.71 |  |  | Table CE4.4 Annual household site end‐use consumption by fuel in the South—totals, 2015 | [12 empty] | 2035 | 197
Roof | All | 2028 | 62141911.4228 | 9575436.3205 |  | 2036 | 523717 |  | Average # of stores |  | 1.4216 | only for single family |  |  | 2036 | 25265250.5642 | 64621 | 4088449.306 | [15 empty] | 2036 | 197
Roof | All | 2029 | 62852849.2563 | 9592655.1255 |  | 2037 | 527782 | [7 empty] | 2037 | 25310414.7384 | 65272 | 4097732.5563 |  |  | Census division | Number of housing units (million) | Electricity (billion kWh) | [10 empty] | 2037 | 197
Roof | All | 2030 | 63539828.6515 | 9609146.447 |  | 2038 | 531737 |  |  | Number of housing units (million) | Total square footage (billion square feet) |  |  |  | 2038 | 25356595.6161 | 65918 | 4107102.6826 |  |  | South Atlantic | 23.5 | 316 |  |  | average kwh | 13446.8085 | kWh/household | [5 empty] | 2038 | 197
Roof | All | 2031 | 64199390.3684 | 9625147.5038 |  | 2039 | 535597 |  | Single-family detached | 28.7 | 68.3 |  |  |  | 2039 | 25404187.147 | 66561 | 4116652.386 | [15 empty] | 2039 | 197
Roof | All | 2032 | 64824231.5676 | 9641928.1941 |  | 2040 | 539393 |  | Single-family attached | 2.3 | 3.8 |  |  |  | 2040 | 25453338.6199 | 67201 | 4126362.7984 |  |  | https://www.eia.gov/consumption/residential/data/2015/c&e/pdf/ce5.3a.pdf | [12 empty] | 2040 | 197
Roof | All | 2033 | 65419989.5287 | 9658531.2662 |  | 2041 | 543068 |  | Apartments in buildings with 2-4 units | 2.4 | 2.4 |  |  |  | 2041 | 25504305.3808 | 67836 | 4136242.9252 |  |  | https://www.eia.gov/consumption/residential/data/2015/c&e/pdf/ce5.3a.pdf | [12 empty] | 2041 | 197
Roof | All | 2034 | 65993838.9713 | 9675093.0968 |  | 2042 | 546662 |  | Apartments in buildings with 5 or more units | 7.2 | 6.9 |  |  |  | 2042 | 25556253.0984 | 68467 | 4146392.8376 | [15 empty] | 2042 | 197
Roof | All | 2035 | 66556029.4946 | 9692289.5533 |  | 2043 | 550176 |  | Mobile homes | 3.9 | 4.9 |  |  |  | 2043 | 25605964.3931 | 69094 | 4156826.8218 |  |  |  | Space heating | Air handlers for heating | Air conditioning | Air handlers for cooling | Evaporative coolers | Ceiling fans | Dehumidifiers | Humidifiers | Water heating | Clothes washers | Clothes dryers | Lighting | 2043 | 197
Roof | All | 2036 | 67098617.6591 | 9708754.6037 |  | 2044 | 553609 | [7 empty] | 2044 | 25655940.0594 | 69717 | 4167503.9146 |  |  | South Atlantic | 3088 | 135 | 3136 | 177 | 1718 | 332 | 1203 | 365 | 3043 | 57 | 719 | 1224 | 2044 | 197
Roof | All | 2037 | 67619425.4251 | 9725082.9542 |  | 2045 | 556995 |  |  | Average sqft |  |  |  |  | 2045 | 25709593.3499 | 70336 | 4178444.2826 |  |  | Average site electricity consumption | 15197 | per household | [10 empty] | 2045 | 197
Roof | All | 2038 | 68126139.992 | 9741778.8768 |  | 2046 | 560304 |  | Single Family | 2325.8065 |  |  |  |  | 2046 | 25763792.5453 | 70951 | 4189635.1376 | [15 empty] | 2046 | 197
Roof | All | 2039 | 68620683.1598 | 9758984.7974 |  | 2047 | 563514 |  | Multi-Family | 968.75 |  |  |  |  | 2047 | 25816446.8141 | 71562 | 4201090.1424 |  |  | https://www.eia.gov/consumption/residential/data/2015/hc/php/hc10.4.php | [12 empty] | 2047 | 197
Roof | All | 2040 | 69107026.648 | 9776754.689 |  | 2048 | 566656 |  | Mobile Home | 1256.4103 |  |  |  |  | 2048 | 25868740.6506 | 72168 | 4212739.6728 | [15 empty] | 2048 | 197
Roof | All | 2041 | 69577867.6173 | 9795180.8675 |  | 2049 | 569752 | [7 empty] | 2049 | 25923303.2981 | 72771 | 4224665.9205 |  |  |  | Number of housing units (million) | Total square footage (billion square feet) | [10 empty] | 2049 | 197
Roof | All | 2042 | 70038330.8672 | 9813961.6944 |  | 2050 | 572808 | Res Summary | [6 empty] | 2050 | 25979260.1752 | 73369 | 4236919.3089 |  |  | South Atlantic | 23.5 | 46.9 |  |  | average kWh/sqft | 6.7377 | kWh/sqft | [5 empty] | 2050 | 197
Roof | All | 2043 | 70488544.5178 | 9831933.9802 |  | 2051 | 575880.3916 |  |  | Stock (Base year CY=2021) | # of 'buidlings' | Estimated Roof Size (sqft) per building |  | Total Roof Area (m2) | 2051 | 26035337.8383 | 73971.9141 | 4249716.5979 | [15 empty] | 2051 | 197
Roof | All | 2044 | 70928380.4491 | 9850001.845 |  | 2052 | 578969.2627 |  | Single Family | 340020.9872 | 340020.9872 | 1636.0063 |  | 51679775.7114 | 2052 | 26091536.5481 | 74579.7827 | 4263400.7573 |  |  | Est. total residential sqft for JEA | 822839456.8568 | sqft | [10 empty] | 2052 | 197
Roof | All | 2045 | 71362194.7408 | 9869399.2933 |  |  |  |  | Multi-Family | 80935.2281 | 13489.2047 | 1937.5 | assume six units per building, 3-store building | 2428051.992 | [6 empty] | Total Roof Area (m2) | 53772030.2378 | m2
Roof | All | 2046 | 71786143.7931 | 9888994.1044 |  |  |  |  | Mobile Home | 15349.7846 | 15349.7846 | 1256.4103 | assume one store | 1791693.3669
Roof | All | 2047 | 72197408.9662 | 9908030.3731 |  |  |  |  | Total Residential |  |  |  |  | 55899521.0703
Roof | All | 2048 | 72599961.9799 | 9926936.3335
Roof | All | 2049 | 72996621.474 | 9946662.5446
Roof | All | 2050 | 73388156.1685 | 9966892.816
Roof | All | 2051 | 73781790.9521 | 9987166.7556
Roof | All | 2052 | 74177537.0893 | 10007484.4576
Note on C7: [Threaded comment] Your version of Excel allows you to read this threaded comment; however, any edits to it will get removed if the file is opened in a newer version of Excel. Learn more: https://go.microsoft.com/fwlink/?linkid=870924 [Tasks] There is a task anchored to this comment that cannot be viewed in your client. Comment: @Wenjia Zhu for any inputs indexed by building stock year, can you please extrapolate back to 2002 (first year of the building stock data index)? simple extrapolated growth rate is fine. We need that to calibrate to historical data. Thanks! Also, FYI I change end year to 2052 just to ensure we have sufficient data. I can always output an earlier year if needed.

## PV_Suitability
Title: | PV Suitability Factor |  |  | Please see the file saved in the "Suitability Factor" folder | [6 empty] | Benchmarking:
Units: | % | [9 empty] | From "NREL's Rooftop Solar PV Technical Potential in the United States"
Description: | The factors are varied by sector and the type of PV installation. They are used to determine the percent of area that are suitable for PV installation. |  |  |  | Total Roof Area (sq meters) | 40567212.642 |  |  |  |  | Data source: "C:\Users\wzhu\Resource-Innovations\NYPA Internal Team Site -- Product Portfolio - Modeling Files\DER\Raw Data Sets\Rooftop_PV_Technical_Potential.xlsx"
Source: | From "NREL's Rooftop Solar PV Technical Potential in the United States" | [7 empty] | Suitability Factor |  | If select "Jacksonville, FL"
Note: |  |  |  |  | Area (sq meters) - SMALL | 23522770.1648 | Area (sq meters) - SMALL - with 10m2+ available area | 7936699.9427 | 33.74%
[5 empty] | Area (sq meters) - MEDIUM | 7140938.8785 | Area (sq meters) - MEDIUM with 10m2+ available area | 4539050.5188 | 63.56%
[5 empty] | Area (sq meters) - LARGE | 9903503.5987 | Area (sq meters) - LARGE - with 10m2+ available area | 8323968.7298 | 84.05%
[5 empty] | Total Area (sq meters) | 40567212.642 | Total Area (sq meters) - with 10m2+ available area | 20799719.1913 | 51.27%
[5 empty] | Total Roof Area (sq meters) |  | 40567213 |  | with 10m2+ | 20799719.1913
with lidar coverage
[8 empty] | Suitability | Suitable area
| Area Type |  |  |  | Our estimates - Residential: |  | 55899521.0703 | 33.74% | 18860777.135
All Sectors â | Roof | Parking | Land |  | Our estimates - Non - Residential: |  | 9372609.9332 | 63.56% | 5957584.9484
Residential | 33.74% | 0% | 0% | [5 empty] | 24818362.0834 | 119.3%
NonResidential | 63.56% | 0% | 0%

## NewConstr_Suitability
Title: | New Construction Suitability
Units: | fraction
Description: | The percentage of new construction homes suitable for PV systems.
Source:
All Sectors à
New Construction Suitability Scenario â | Residential | NonResidential
Low | 100% | 100%
Medium | 100% | 100%
High | 100% | 100%

## Stock_Basis
Title: | Stock Basis
Units:
Description: | Select the units basis used for each PV sector.
Source:
All Sectors â | Stock Basis
Residential | m2 of Roofspace
NonResidential | m2 of Roofspace

## PV_Module_To_Area
Title: | PV Module to Area Ratio
Units: | module m2/installat m2
Description: | The ratios are varied by sector and the type of PV installation. They are used to determine the module area.
Source: | Copied from our NYPA inputs, please update if necessary
All PV Sectors â | Value
Residential | 0.7
NonResidential | 0.7

## PV_Power_Density
Title: | Power Density
Units: | W-DC/m2
Description: | The power density of common solar PV modules.
Source: | Copied from our NYPA inputs, please update if necessary
All PV Sectors â | Value
Residential | 200
NonResidential | 200

## Solar_Profile_Map
Title: | Map the hourly profile name to the selected profile for each sector and PV climate zone. Each input in the matrix must be one of the options in the Hourly Profile Names on the categorical indexes tab.
Units:
Description:
Source:
Data Validation List Name | HourlyProfileNames
All Sectors à
PV Climate Zones â | Residential | NonResidential | EV Combined
Jacksonville | Solar_Jacksonville (W-hr/system) | Solar_Jacksonville (W-hr/system) | Solar_Jacksonville (W-hr/system)

## Hourly_Profiles
Title: | 8760/8784 Hourly Profiles
Units: | See profile name
Description: | The solar production profiles are AC system outputs (W-hr) from the PVWatts Calculator for 1 kW DC system.
Source: | Derived from PVWatts Calculator.
Note: | It is important to specify a start date/year correctly such that the day of the week for the starting point of hour 1 is correct. This format enables use of actual load profile data from a given year. If data are modeled, simply choose any start date that aligns the first day of the week with the output of the modeled data.
Profile Names à
Loadshape Rows â | Solar_Jacksonville (W-hr/system)
Start Date (eg, 1/1/2019) | 2019-01-01
1 | 0
2 | 0
3 | 0
4 | 0
5 | 0
6 | 0
7 | 0
8 | 0
9 | 41.479
10 | 196.914
11 | 302.618
12 | 572.075
13 | 583.524
14 | 558.362
15 | 487.974
16 | 368.105
17 | 186.73
18 | 0
19 | 0
20 | 0
21 | 0
22 | 0
23 | 0
24 | 0
25 | 0
26 | 0
27 | 0
28 | 0
29 | 0
30 | 0
31 | 0
32 | 0
33 | 208.19
34 | 378.904
35 | 498.12
36 | 565.772
37 | 584.847
38 | 559.944
39 | 487.893
40 | 177.215
41 | 201.912
42 | 0
43 | 0
44 | 0
45 | 0
46 | 0
47 | 0
48 | 0
49 | 0
50 | 0
51 | 0
52 | 0
53 | 0
54 | 0
55 | 0
56 | 0
57 | 222.259
58 | 393.589
59 | 509.985
60 | 575.666
61 | 593.622
62 | 569.269
63 | 499.238
64 | 383.396
65 | 212.409
66 | 0
67 | 0
68 | 0
69 | 0
70 | 0
71 | 0
72 | 0
73 | 0
74 | 0
75 | 0
76 | 0
77 | 0
78 | 0
79 | 0
80 | 0
81 | 206.684
82 | 380.05
83 | 512.424
84 | 579.716
85 | 600.675
86 | 576.784
87 | 505.064
88 | 387.086
89 | 209.246
90 | 0
91 | 0
92 | 0
93 | 0
94 | 0
95 | 0
96 | 0
97 | 0
98 | 0
99 | 0
100 | 0
101 | 0
102 | 0
103 | 0
104 | 0
105 | 239.09
106 | 438.471
107 | 562.3
108 | 634.498
109 | 656.513
110 | 628.484
111 | 556.252
112 | 426.597
113 | 242.631
114 | 32.542
115 | 0
116 | 0
117 | 0
118 | 0
119 | 0
120 | 0
121 | 0
122 | 0
123 | 0
124 | 0
125 | 0
126 | 0
127 | 0
128 | 0
129 | 34.924
130 | 160.734
131 | 275.086
132 | 195.925
133 | 427.424
134 | 231.621
135 | 488.11
136 | 356.526
137 | 99.693
138 | 6.576
139 | 0
140 | 0
141 | 0
142 | 0
143 | 0
144 | 0
145 | 0
146 | 0
147 | 0
148 | 0
149 | 0
150 | 0
151 | 0
152 | 0
153 | 0
154 | 80.802
155 | 68.681
156 | 142.954
157 | 255.895
158 | 330.088
159 | 490.084
160 | 365.482
161 | 193.967
162 | 12.751
163 | 0
164 | 0
165 | 0
166 | 0
167 | 0
168 | 0
169 | 0
170 | 0
171 | 0
172 | 0
173 | 0
174 | 0
175 | 0
176 | 0
177 | 188.449
178 | 364.258
179 | 484.275
180 | 554.298
181 | 321.234
182 | 389.351
183 | 490.323
184 | 368.633
185 | 196.174
186 | 14.84
187 | 0
188 | 0
189 | 0
190 | 0
191 | 0
192 | 0
193 | 0
194 | 0
195 | 0
196 | 0
197 | 0
198 | 0
199 | 0
200 | 0
201 | 206.485
202 | 171.587
203 | 259.082
204 | 573.714
205 | 583.698
206 | 563.568
207 | 490.291
208 | 373.966
209 | 210.676
210 | 7.926
211 | 0
212 | 0
213 | 0
214 | 0
215 | 0
216 | 0
217 | 0
218 | 0
219 | 0
220 | 0
221 | 0
222 | 0
223 | 0
224 | 0
225 | 199.75
226 | 301.846
227 | 155.21
228 | 65.769
229 | 224.583
230 | 149.063
231 | 236.337
232 | 385.721
233 | 217.992
234 | 35.632
235 | 0
236 | 0
237 | 0
238 | 0
239 | 0
240 | 0
241 | 0
242 | 0
243 | 0
244 | 0
245 | 0
246 | 0
247 | 0
248 | 0
249 | 234.731
250 | 419.85
251 | 541.235
252 | 609.515
253 | 632.155
254 | 608.117
255 | 539.881
256 | 423.228
257 | 254.191
258 | 57.238
259 | 0
260 | 0
261 | 0
262 | 0
263 | 0
264 | 0
265 | 0
266 | 0
267 | 0
268 | 0
269 | 0
270 | 0
271 | 0
272 | 0
273 | 232.274
274 | 414.753
275 | 534.303
276 | 602.071
277 | 624.467
278 | 599.818
279 | 534.838
280 | 420.166
281 | 249.767
282 | 53.941
283 | 0
284 | 0
285 | 0
286 | 0
287 | 0
288 | 0
289 | 0
290 | 0
291 | 0
292 | 0
293 | 0
294 | 0
295 | 0
296 | 0
297 | 221.922
298 | 399.049
299 | 518.991
300 | 582.802
301 | 626.495
302 | 601.369
303 | 529.345
304 | 398.744
305 | 231.563
306 | 41.874
307 | 0
308 | 0
309 | 0
310 | 0
311 | 0
312 | 0
313 | 0
314 | 0
315 | 0
316 | 0
317 | 0
318 | 0
319 | 0
320 | 0
321 | 243.866
322 | 452.312
323 | 591.657
324 | 672.332
325 | 697.18
326 | 675.216
327 | 599.437
328 | 472.76
329 | 275.87
330 | 64.639
331 | 0
332 | 0
333 | 0
334 | 0
335 | 0
336 | 0
337 | 0
338 | 0
339 | 0
340 | 0
341 | 0
342 | 0
343 | 0
344 | 0
345 | 231.232
346 | 421.678
347 | 565.894
348 | 623.766
349 | 648.074
350 | 626.869
351 | 555.987
352 | 437.929
353 | 261.126
354 | 59.143
355 | 0
356 | 0
357 | 0
358 | 0
359 | 0
360 | 0
361 | 0
362 | 0
363 | 0
364 | 0
365 | 0
366 | 0
367 | 0
368 | 0
369 | 226.319
370 | 413.614
371 | 540.101
372 | 613.622
373 | 637.205
374 | 613.366
375 | 542.491
376 | 428.908
377 | 259.34
378 | 23.869
379 | 0
380 | 0
381 | 0
382 | 0
383 | 0
384 | 0
385 | 0
386 | 0
387 | 0
388 | 0
389 | 0
390 | 0
391 | 0
392 | 0
393 | 176.249
394 | 127.278
395 | 101.24
396 | 161.494
397 | 171.047
398 | 246.678
399 | 142.335
400 | 46.12
401 | 39.48
402 | 24.318
403 | 0
404 | 0
405 | 0
406 | 0
407 | 0
408 | 0
409 | 0
410 | 0
411 | 0
412 | 0
413 | 0
414 | 0
415 | 0
416 | 0
417 | 181.777
418 | 363.402
419 | 508.455
420 | 470.495
421 | 522.893
422 | 480.131
423 | 430.137
424 | 54.921
425 | 117.712
426 | 9.732
427 | 0
428 | 0
429 | 0
430 | 0
431 | 0
432 | 0
433 | 0
434 | 0
435 | 0
436 | 0
437 | 0
438 | 0
439 | 0
440 | 0
441 | 81.773
442 | 317.898
443 | 359.788
444 | 251.989
445 | 159.458
446 | 124.135
447 | 146.818
448 | 54.801
449 | 62.609
450 | 48.451
451 | 0
452 | 0
453 | 0
454 | 0
455 | 0
456 | 0
457 | 0
458 | 0
459 | 0
460 | 0
461 | 0
462 | 0
463 | 0
464 | 0
465 | 37.623
466 | 402.881
467 | 546.555
468 | 633.505
469 | 667.668
470 | 653.363
471 | 584.557
472 | 466.112
473 | 286.449
474 | 76.359
475 | 0
476 | 0
477 | 0
478 | 0
479 | 0
480 | 0
481 | 0
482 | 0
483 | 0
484 | 0
485 | 0
486 | 0
487 | 0
488 | 0
489 | 247.414
490 | 445.703
491 | 578.929
492 | 655.549
493 | 682.261
494 | 659.696
495 | 588.666
496 | 469.435
497 | 294.088
498 | 84.426
499 | 0
500 | 0
501 | 0
502 | 0
503 | 0
504 | 0
505 | 0
506 | 0
507 | 0
508 | 0
509 | 0
510 | 0
511 | 0
512 | 0
513 | 198.539
514 | 421.29
515 | 488.966
516 | 629.121
517 | 648.15
518 | 581.032
519 | 425.725
520 | 392.098
521 | 160.743
522 | 28.304
523 | 0
524 | 0
525 | 0
526 | 0
527 | 0
528 | 0
529 | 0
530 | 0
531 | 0
532 | 0
533 | 0
534 | 0
535 | 0
536 | 0
537 | 140.13
538 | 306.341
539 | 370.904
540 | 433.693
541 | 451.908
542 | 346.069
543 | 409.486
544 | 218.502
545 | 96.415
546 | 12.404
547 | 0
548 | 0
549 | 0
550 | 0
551 | 0
552 | 0
553 | 0
554 | 0
555 | 0
556 | 0
557 | 0
558 | 0
559 | 0
560 | 0
561 | 66.285
562 | 69.666
563 | 108.059
564 | 139.471
565 | 178.206
566 | 73.151
567 | 51.727
568 | 16.745
569 | 45.735
570 | 29.668
571 | 0
572 | 0
573 | 0
574 | 0
575 | 0
576 | 0
577 | 0
578 | 0
579 | 0
580 | 0
581 | 0
582 | 0
583 | 0
584 | 0
585 | 252.134
586 | 461.984
587 | 604.182
588 | 688.842
589 | 717.163
590 | 604.408
591 | 415.893
592 | 496.242
593 | 300.835
594 | 88.773
595 | 0
596 | 0
597 | 0
598 | 0
599 | 0
600 | 0
601 | 0
602 | 0
603 | 0
604 | 0
605 | 0
606 | 0
607 | 0
608 | 0
609 | 253.589
610 | 467.343
611 | 621.06
612 | 707.256
613 | 738.813
614 | 715.404
615 | 637.336
616 | 509.652
617 | 308.513
618 | 90.593
619 | 0
620 | 0
621 | 0
622 | 0
623 | 0
624 | 0
625 | 0
626 | 0
627 | 0
628 | 0
629 | 0
630 | 0
631 | 0
632 | 4.788
633 | 219.088
634 | 416.308
635 | 411.441
636 | 491.152
637 | 580.446
638 | 679.396
639 | 549.75
640 | 487.696
641 | 302.929
642 | 89.011
643 | 0
644 | 0
645 | 0
646 | 0
647 | 0
648 | 0
649 | 0
650 | 0
651 | 0
652 | 0
653 | 0
654 | 0
655 | 0
656 | 0
657 | 35.131
658 | 243.445
659 | 275.712
660 | 151.531
661 | 159.668
662 | 61.717
663 | 164.389
664 | 126.092
665 | 56.548
666 | 7.83
667 | 0
668 | 0
669 | 0
670 | 0
671 | 0
672 | 0
673 | 0
674 | 0
675 | 0
676 | 0
677 | 0
678 | 0
679 | 0
680 | 0
681 | 45.708
682 | 82.329
683 | 153.738
684 | 240.949
685 | 261.527
686 | 194.702
687 | 237.93
688 | 233.731
689 | 167.464
690 | 43.035
691 | 0
692 | 0
693 | 0
694 | 0
695 | 0
696 | 0
697 | 0
698 | 0
699 | 0
700 | 0
701 | 0
702 | 0
703 | 0
704 | 0
705 | 41.075
706 | 109.4
707 | 241.169
708 | 201.834
709 | 219.56
710 | 473.315
711 | 537.421
712 | 28.081
713 | 220.185
714 | 17.339
715 | 0
716 | 0
717 | 0
718 | 0
719 | 0
720 | 0
721 | 0
722 | 0
723 | 0
724 | 0
725 | 0
726 | 0
727 | 0
728 | 0
729 | 10.918
730 | 142.865
731 | 131.261
732 | 211.279
733 | 519.741
734 | 450.697
735 | 597.479
736 | 396.37
737 | 234.115
738 | 92.486
739 | 0
740 | 0
741 | 0
742 | 0
743 | 0
744 | 0
745 | 0
746 | 0
747 | 0
748 | 0
749 | 0
750 | 0
751 | 0
752 | 11.411
753 | 212.563
754 | 427.664
755 | 558.765
756 | 631.202
757 | 659.218
758 | 565.898
759 | 512.535
760 | 353.415
761 | 128.915
762 | 58.458
763 | 0
764 | 0
765 | 0
766 | 0
767 | 0
768 | 0
769 | 0
770 | 0
771 | 0
772 | 0
773 | 0
774 | 0
775 | 0
776 | 0
777 | 22.05
778 | 141.676
779 | 370.297
780 | 315.589
781 | 357.597
782 | 377.017
783 | 233.67
784 | 91.1
785 | 61.224
786 | 16.609
787 | 0
788 | 0
789 | 0
790 | 0
791 | 0
792 | 0
793 | 0
794 | 0
795 | 0
796 | 0
797 | 0
798 | 0
799 | 0
800 | 5.793
801 | 192.497
802 | 269.537
803 | 526.222
804 | 321.82
805 | 448.255
806 | 484.12
807 | 417.959
808 | 233.116
809 | 77.96
810 | 16.505
811 | 0
812 | 0
813 | 0
814 | 0
815 | 0
816 | 0
817 | 0
818 | 0
819 | 0
820 | 0
821 | 0
822 | 0
823 | 0
824 | 18.555
825 | 212.226
826 | 48.19
827 | 137.35
828 | 137.188
829 | 25.993
830 | 101.838
831 | 169.477
832 | 79.395
833 | 270.974
834 | 65.319
835 | 0
836 | 0
837 | 0
838 | 0
839 | 0
840 | 0
841 | 0
842 | 0
843 | 0
844 | 0
845 | 0
846 | 0
847 | 0
848 | 33.841
849 | 248.584
850 | 456.026
851 | 603.298
852 | 687.841
853 | 717.925
854 | 695.478
855 | 623.903
856 | 499.177
857 | 309.43
858 | 95.792
859 | 0
860 | 0
861 | 0
862 | 0
863 | 0
864 | 0
865 | 0
866 | 0
867 | 0
868 | 0
869 | 0
870 | 0
871 | 0
872 | 4.736
873 | 232.742
874 | 430.627
875 | 571.274
876 | 650.093
877 | 601.649
878 | 588.393
879 | 413.377
880 | 236.956
881 | 125.247
882 | 28.756
883 | 0
884 | 0
885 | 0
886 | 0
887 | 0
888 | 0
889 | 0
890 | 0
891 | 0
892 | 0
893 | 0
894 | 0
895 | 0
896 | 0.218
897 | 55.35
898 | 111.049
899 | 352.254
900 | 270.604
901 | 134.154
902 | 137.131
903 | 127.738
904 | 258.284
905 | 243.839
906 | 53.926
907 | 0
908 | 0
909 | 0
910 | 0
911 | 0
912 | 0
913 | 0
914 | 0
915 | 0
916 | 0
917 | 0
918 | 0
919 | 0
920 | 6.996
921 | 186.313
922 | 372.502
923 | 534.644
924 | 625.533
925 | 658.723
926 | 620.445
927 | 552.66
928 | 435.574
929 | 267.578
930 | 75.63
931 | 0
932 | 0
933 | 0
934 | 0
935 | 0
936 | 0
937 | 0
938 | 0
939 | 0
940 | 0
941 | 0
942 | 0
943 | 0
944 | 2.808
945 | 77.824
946 | 396.407
947 | 527.796
948 | 459.448
949 | 584.234
950 | 632.097
951 | 560.689
952 | 444.208
953 | 277.749
954 | 82.826
955 | 0
956 | 0
957 | 0
958 | 0
959 | 0
960 | 0
961 | 0
962 | 0
963 | 0
964 | 0
965 | 0
966 | 0
967 | 0
968 | 47.166
969 | 249.756
970 | 438.13
971 | 571.659
972 | 644.563
973 | 674.654
974 | 653.17
975 | 594.19
976 | 478.751
977 | 309.794
978 | 103.865
979 | 0
980 | 0
981 | 0
982 | 0
983 | 0
984 | 0
985 | 0
986 | 0
987 | 0
988 | 0
989 | 0
990 | 0
991 | 0
992 | 47.255
993 | 161.486
994 | 292.357
995 | 453.755
996 | 578.211
997 | 567.36
998 | 105.743
999 | 184.107
1000 | 37.538
1001 | 76.955
1002 | 28.933
1003 | 0
1004 | 0
1005 | 0
1006 | 0
1007 | 0
1008 | 0
1009 | 0
1010 | 0
1011 | 0
1012 | 0
1013 | 0
1014 | 0
1015 | 0
1016 | 57.684
1017 | 267.802
1018 | 463.71
1019 | 592.961
1020 | 669.651
1021 | 694.998
1022 | 677.786
1023 | 612.847
1024 | 499.675
1025 | 332.412
1026 | 120.258
1027 | 0
1028 | 0
1029 | 0
1030 | 0
1031 | 0
1032 | 0
1033 | 0
1034 | 0
1035 | 0
1036 | 0
1037 | 0
1038 | 0
1039 | 0
1040 | 0
1041 | 10.566
1042 | 114.2
1043 | 171.959
1044 | 87.262
1045 | 103.796
1046 | 173.084
1047 | 60.269
1048 | 101.393
1049 | 30.018
1050 | 6.234
1051 | 0
1052 | 0
1053 | 0
1054 | 0
1055 | 0
1056 | 0
1057 | 0
1058 | 0
1059 | 0
1060 | 0
1061 | 0
1062 | 0
1063 | 0
1064 | 48.939
1065 | 253.167
1066 | 450.469
1067 | 584.427
1068 | 664.749
1069 | 588.107
1070 | 681.13
1071 | 549.734
1072 | 421.937
1073 | 137.467
1074 | 35.178
1075 | 0
1076 | 0
1077 | 0
1078 | 0
1079 | 0
1080 | 0
1081 | 0
1082 | 0
1083 | 0
1084 | 0
1085 | 0
1086 | 0
1087 | 0
1088 | 19.092
1089 | 153.497
1090 | 285.093
1091 | 385.945
1092 | 437.47
1093 | 357.126
1094 | 664.963
1095 | 418.097
1096 | 225.076
1097 | 74.422
1098 | 16.682
1099 | 0
1100 | 0
1101 | 0
1102 | 0
1103 | 0
1104 | 0
1105 | 0
1106 | 0
1107 | 0
1108 | 0
1109 | 0
1110 | 0
1111 | 0
1112 | 0
1113 | 23.171
1114 | 54.153
1115 | 85.618
1116 | 93.159
1117 | 62.359
1118 | 289.625
1119 | 149.413
1120 | 63.477
1121 | 8.108
1122 | 0.712
1123 | 0
1124 | 0
1125 | 0
1126 | 0
1127 | 0
1128 | 0
1129 | 0
1130 | 0
1131 | 0
1132 | 0
1133 | 0
1134 | 0
1135 | 0
1136 | 27.887
1137 | 220.932
1138 | 426.809
1139 | 579.386
1140 | 665.044
1141 | 700.329
1142 | 684.927
1143 | 600.368
1144 | 492.838
1145 | 327.396
1146 | 122.708
1147 | 0
1148 | 0
1149 | 0
1150 | 0
1151 | 0
1152 | 0
1153 | 0
1154 | 0
1155 | 0
1156 | 0
1157 | 0
1158 | 0
1159 | 0
1160 | 56.708
1161 | 262.129
1162 | 460.403
1163 | 599.501
1164 | 676.735
1165 | 708.927
1166 | 687.965
1167 | 626.492
1168 | 494.544
1169 | 329.383
1170 | 125.033
1171 | 0
1172 | 0
1173 | 0
1174 | 0
1175 | 0
1176 | 0
1177 | 0
1178 | 0
1179 | 0
1180 | 0
1181 | 0
1182 | 0
1183 | 0
1184 | 61.157
1185 | 268.629
1186 | 454.845
1187 | 582.833
1188 | 652.411
1189 | 674.103
1190 | 576.704
1191 | 439.574
1192 | 300.199
1193 | 55.146
1194 | 38.373
1195 | 0
1196 | 0
1197 | 0
1198 | 0
1199 | 0
1200 | 0
1201 | 0
1202 | 0
1203 | 0
1204 | 0
1205 | 0
1206 | 0
1207 | 0
1208 | 65.062
1209 | 274.012
1210 | 459.564
1211 | 607.585
1212 | 682.387
1213 | 708.877
1214 | 690.093
1215 | 602.472
1216 | 490.169
1217 | 324.733
1218 | 122.063
1219 | 0
1220 | 0
1221 | 0
1222 | 0
1223 | 0
1224 | 0
1225 | 0
1226 | 0
1227 | 0
1228 | 0
1229 | 0
1230 | 0
1231 | 0
1232 | 25.127
1233 | 276.031
1234 | 464.938
1235 | 596.932
1236 | 669.87
1237 | 695.684
1238 | 673.686
1239 | 612.807
1240 | 496.787
1241 | 330.78
1242 | 124.752
1243 | 0
1244 | 0
1245 | 0
1246 | 0
1247 | 0
1248 | 0
1249 | 0
1250 | 0
1251 | 0
1252 | 0
1253 | 0
1254 | 0
1255 | 0
1256 | 23.595
1257 | 69.701
1258 | 66.449
1259 | 228.551
1260 | 232.911
1261 | 107.867
1262 | 82.517
1263 | 97.38
1264 | 120.941
1265 | 61.491
1266 | 22.981
1267 | 0
1268 | 0
1269 | 0
1270 | 0
1271 | 0
1272 | 0
1273 | 0
1274 | 0
1275 | 0
1276 | 0
1277 | 0
1278 | 0
1279 | 0
1280 | 0
1281 | 66.836
1282 | 141.773
1283 | 428.174
1284 | 693.116
1285 | 719.922
1286 | 225.649
1287 | 184.098
1288 | 284.805
1289 | 206.134
1290 | 17.905
1291 | 0
1292 | 0
1293 | 0
1294 | 0
1295 | 0
1296 | 0
1297 | 0
1298 | 0
1299 | 0
1300 | 0
1301 | 0
1302 | 0
1303 | 0
1304 | 78.75
1305 | 304.947
1306 | 502.989
1307 | 634.379
1308 | 711.885
1309 | 736.881
1310 | 712.642
1311 | 642.665
1312 | 526.649
1313 | 342.634
1314 | 133.608
1315 | 0
1316 | 0
1317 | 0
1318 | 0
1319 | 0
1320 | 0
1321 | 0
1322 | 0
1323 | 0
1324 | 0
1325 | 0
1326 | 0
1327 | 0
1328 | 74.785
1329 | 289.452
1330 | 474.778
1331 | 596.212
1332 | 669.572
1333 | 694.308
1334 | 673.496
1335 | 610.439
1336 | 500.066
1337 | 336.625
1338 | 133.107
1339 | 0
1340 | 0
1341 | 0
1342 | 0
1343 | 0
1344 | 0
1345 | 0
1346 | 0
1347 | 0
1348 | 0
1349 | 0
1350 | 0
1351 | 0
1352 | 42.928
1353 | 291.14
1354 | 396.295
1355 | 599.313
1356 | 563.984
1357 | 699.172
1358 | 672.718
1359 | 544.55
1360 | 501.624
1361 | 335.378
1362 | 131.509
1363 | 0
1364 | 0
1365 | 0
1366 | 0
1367 | 0
1368 | 0
1369 | 0
1370 | 0
1371 | 0
1372 | 0
1373 | 0
1374 | 0
1375 | 0
1376 | 10.983
1377 | 131.947
1378 | 186.458
1379 | 266.302
1380 | 332.824
1381 | 510.05
1382 | 652.032
1383 | 565.923
1384 | 459.518
1385 | 306.381
1386 | 117.498
1387 | 0
1388 | 0
1389 | 0
1390 | 0
1391 | 0
1392 | 0
1393 | 0
1394 | 0
1395 | 0
1396 | 0
1397 | 0
1398 | 0
1399 | 0
1400 | 50.406
1401 | 110.727
1402 | 91.534
1403 | 338.453
1404 | 634.156
1405 | 650.579
1406 | 261.398
1407 | 227.022
1408 | 276.278
1409 | 300.695
1410 | 113.549
1411 | 0
1412 | 0
1413 | 0
1414 | 0
1415 | 0
1416 | 0
1417 | 0
1418 | 0
1419 | 0
1420 | 0
1421 | 0
1422 | 0
1423 | 0
1424 | 21
1425 | 126.893
1426 | 167.864
1427 | 170.888
1428 | 265.464
1429 | 285.444
1430 | 200.508
1431 | 647.448
1432 | 514.795
1433 | 339.51
1434 | 129.829
1435 | 0
1436 | 0
1437 | 0
1438 | 0
1439 | 0
1440 | 0
1441 | 0
1442 | 0
1443 | 0
1444 | 0
1445 | 0
1446 | 0
1447 | 0
1448 | 78.388
1449 | 288.18
1450 | 483.454
1451 | 595.883
1452 | 667.553
1453 | 694.775
1454 | 671.86
1455 | 606.194
1456 | 494.722
1457 | 328.837
1458 | 100.472
1459 | 0
1460 | 0
1461 | 0
1462 | 0
1463 | 0
1464 | 0
1465 | 0
1466 | 0
1467 | 0
1468 | 0
1469 | 0
1470 | 0
1471 | 0
1472 | 82.523
1473 | 175.768
1474 | 486.123
1475 | 618.032
1476 | 689.856
1477 | 717.976
1478 | 700.965
1479 | 635.179
1480 | 282.455
1481 | 123.776
1482 | 134.411
1483 | 0
1484 | 0
1485 | 0
1486 | 0
1487 | 0
1488 | 0
1489 | 0
1490 | 0
1491 | 0
1492 | 0
1493 | 0
1494 | 0
1495 | 0
1496 | 0
1497 | 30.149
1498 | 461.251
1499 | 590.773
1500 | 491.835
1501 | 706.858
1502 | 688.104
1503 | 483.544
1504 | 179.685
1505 | 155.214
1506 | 133.323
1507 | 0
1508 | 0
1509 | 0
1510 | 0
1511 | 0
1512 | 0
1513 | 0
1514 | 0
1515 | 0
1516 | 0
1517 | 0
1518 | 0
1519 | 0
1520 | 62.132
1521 | 104.192
1522 | 317.263
1523 | 514.858
1524 | 524.153
1525 | 566.889
1526 | 594.457
1527 | 617.736
1528 | 486.139
1529 | 198.939
1530 | 78.931
1531 | 0
1532 | 0
1533 | 0
1534 | 0
1535 | 0
1536 | 0
1537 | 0
1538 | 0
1539 | 0
1540 | 0
1541 | 0
1542 | 0
1543 | 0
1544 | 5.906
1545 | 85.351
1546 | 160.126
1547 | 337.172
1548 | 462.489
1549 | 588.224
1550 | 684.596
1551 | 623.744
1552 | 512.926
1553 | 337.148
1554 | 137.987
1555 | 0
1556 | 0
1557 | 0
1558 | 0
1559 | 0
1560 | 0
1561 | 0
1562 | 0
1563 | 0
1564 | 0
1565 | 0
1566 | 0
1567 | 0
1568 | 47.731
1569 | 224.648
1570 | 408.562
1571 | 519.793
1572 | 606.528
1573 | 580.334
1574 | 631.645
1575 | 563.702
1576 | 514.504
1577 | 344.54
1578 | 59.658
1579 | 0
1580 | 0
1581 | 0
1582 | 0
1583 | 0
1584 | 0
1585 | 0
1586 | 0
1587 | 0
1588 | 0
1589 | 0
1590 | 0
1591 | 0
1592 | 90.777
1593 | 294.049
1594 | 483.838
1595 | 612.687
1596 | 688.675
1597 | 712.632
1598 | 696.015
1599 | 631.242
1600 | 513.292
1601 | 334.074
1602 | 135.349
1603 | 0
1604 | 0
1605 | 0
1606 | 0
1607 | 0
1608 | 0
1609 | 0
1610 | 0
1611 | 0
1612 | 0
1613 | 0
1614 | 0
1615 | 0
1616 | 86.867
1617 | 217.173
1618 | 462.387
1619 | 587.026
1620 | 434.533
1621 | 453.048
1622 | 296.124
1623 | 283.053
1624 | 469.796
1625 | 299.693
1626 | 44.537
1627 | 0
1628 | 0
1629 | 0
1630 | 0
1631 | 0
1632 | 0
1633 | 0
1634 | 0
1635 | 0
1636 | 0
1637 | 0
1638 | 0
1639 | 0
1640 | 1.676
1641 | 46.135
1642 | 80.815
1643 | 148.064
1644 | 422.183
1645 | 412.521
1646 | 544.917
1647 | 547.585
1648 | 314.599
1649 | 324.69
1650 | 148.901
1651 | 0
1652 | 0
1653 | 0
1654 | 0
1655 | 0
1656 | 0
1657 | 0
1658 | 0
1659 | 0
1660 | 0
1661 | 0
1662 | 0
1663 | 0
1664 | 113.305
1665 | 345.256
1666 | 540.598
1667 | 675.067
1668 | 753.552
1669 | 779.121
1670 | 753.891
1671 | 678.808
1672 | 559.758
1673 | 370.568
1674 | 156.545
1675 | 0
1676 | 0
1677 | 0
1678 | 0
1679 | 0
1680 | 0
1681 | 0
1682 | 0
1683 | 0
1684 | 0
1685 | 0
1686 | 0
1687 | 0
1688 | 117.469
1689 | 340.043
1690 | 519.377
1691 | 637.97
1692 | 706.272
1693 | 727.945
1694 | 702.533
1695 | 637.778
1696 | 523.151
1697 | 357.944
1698 | 151.771
1699 | 0
1700 | 0
1701 | 0
1702 | 0
1703 | 0
1704 | 0
1705 | 0
1706 | 0
1707 | 0
1708 | 0
1709 | 0
1710 | 0
1711 | 0
1712 | 113.429
1713 | 328.953
1714 | 503.97
1715 | 617.129
1716 | 685.147
1717 | 705.739
1718 | 682.473
1719 | 617.39
1720 | 508.687
1721 | 346.241
1722 | 145.817
1723 | 0
1724 | 0
1725 | 0
1726 | 0
1727 | 0
1728 | 0
1729 | 0
1730 | 0
1731 | 0
1732 | 0
1733 | 0
1734 | 0
1735 | 0
1736 | 110.563
1737 | 318.305
1738 | 489.287
1739 | 605.655
1740 | 600.644
1741 | 628.306
1742 | 581.145
1743 | 546.162
1744 | 390.332
1745 | 244.62
1746 | 132.025
1747 | 0
1748 | 0
1749 | 0
1750 | 0
1751 | 0
1752 | 0
1753 | 0
1754 | 0
1755 | 0
1756 | 0
1757 | 0
1758 | 0
1759 | 0
1760 | 109.563
1761 | 312.185
1762 | 480.686
1763 | 597.791
1764 | 666.47
1765 | 687.891
1766 | 664.1
1767 | 606.427
1768 | 492.785
1769 | 333.177
1770 | 139.036
1771 | 0
1772 | 0
1773 | 0
1774 | 0
1775 | 0
1776 | 0
1777 | 0
1778 | 0
1779 | 0
1780 | 0
1781 | 0
1782 | 0
1783 | 0
1784 | 109.493
1785 | 307.894
1786 | 200.635
1787 | 607.314
1788 | 663.468
1789 | 683.659
1790 | 659.658
1791 | 596.968
1792 | 491.776
1793 | 332.875
1794 | 138.264
1795 | 0
1796 | 0
1797 | 0
1798 | 0
1799 | 0
1800 | 0
1801 | 0
1802 | 0
1803 | 0
1804 | 0
1805 | 0
1806 | 0
1807 | 0
1808 | 114.192
1809 | 318.667
1810 | 489.414
1811 | 605.595
1812 | 670.997
1813 | 689.773
1814 | 675.604
1815 | 611.05
1816 | 499.049
1817 | 338.471
1818 | 143.573
1819 | 0
1820 | 0
1821 | 0
1822 | 0
1823 | 0
1824 | 0
1825 | 0
1826 | 0
1827 | 0
1828 | 0
1829 | 0
1830 | 0
1831 | 0
1832 | 120.339
1833 | 325.058
1834 | 493.418
1835 | 602.324
1836 | 662.236
1837 | 678.674
1838 | 654.027
1839 | 592.638
1840 | 485.041
1841 | 328.512
1842 | 139.402
1843 | 0
1844 | 0
1845 | 0
1846 | 0
1847 | 0
1848 | 0
1849 | 0
1850 | 0
1851 | 0
1852 | 0
1853 | 0
1854 | 0
1855 | 0
1856 | 126.352
1857 | 333.418
1858 | 497.052
1859 | 604.868
1860 | 666.106
1861 | 682.049
1862 | 657.404
1863 | 594.511
1864 | 482.923
1865 | 326.94
1866 | 138.882
1867 | 0
1868 | 0
1869 | 0
1870 | 0
1871 | 0
1872 | 0
1873 | 0
1874 | 0
1875 | 0
1876 | 0
1877 | 0
1878 | 0
1879 | 0
1880 | 108.827
1881 | 289.149
1882 | 458.134
1883 | 587.716
1884 | 456.614
1885 | 335.457
1886 | 326.186
1887 | 400.471
1888 | 111.529
1889 | 148.951
1890 | 132.345
1891 | 0
1892 | 0
1893 | 0
1894 | 0
1895 | 0
1896 | 0
1897 | 0
1898 | 0
1899 | 0
1900 | 0
1901 | 0
1902 | 0
1903 | 0
1904 | 118.34
1905 | 313.059
1906 | 474.793
1907 | 589.064
1908 | 653.243
1909 | 672.694
1910 | 650.289
1911 | 586.693
1912 | 480.162
1913 | 325.698
1914 | 138.208
1915 | 2.004
1916 | 0
1917 | 0
1918 | 0
1919 | 0
1920 | 0
1921 | 0
1922 | 0
1923 | 0
1924 | 0
1925 | 0
1926 | 0
1927 | 0
1928 | 122.598
1929 | 319.357
1930 | 483.226
1931 | 596.125
1932 | 658.24
1933 | 677.462
1934 | 654.861
1935 | 594.962
1936 | 487.203
1937 | 331.125
1938 | 142.275
1939 | 2.753
1940 | 0
1941 | 0
1942 | 0
1943 | 0
1944 | 0
1945 | 0
1946 | 0
1947 | 0
1948 | 0
1949 | 0
1950 | 0
1951 | 0
1952 | 128.587
1953 | 328.354
1954 | 505.07
1955 | 626.442
1956 | 691.003
1957 | 711.803
1958 | 687.919
1959 | 624.675
1960 | 515.444
1961 | 352.021
1962 | 150.79
1963 | 5.612
1964 | 0
1965 | 0
1966 | 0
1967 | 0
1968 | 0
1969 | 0
1970 | 0
1971 | 0
1972 | 0
1973 | 0
1974 | 0
1975 | 0
1976 | 121.511
1977 | 310.191
1978 | 339.588
1979 | 600.93
1980 | 664.519
1981 | 686.556
1982 | 671.539
1983 | 606.791
1984 | 495.571
1985 | 333.064
1986 | 136.312
1987 | 2.216
1988 | 0
1989 | 0
1990 | 0
1991 | 0
1992 | 0
1993 | 0
1994 | 0
1995 | 0
1996 | 0
1997 | 0
1998 | 0
1999 | 0
2000 | 141.718
2001 | 349.193
2002 | 515.762
2003 | 624.773
2004 | 683.216
2005 | 699.627
2006 | 676.023
2007 | 608.184
2008 | 496.584
2009 | 336.954
2010 | 145.252
2011 | 4.431
2012 | 0
2013 | 0
2014 | 0
2015 | 0
2016 | 0
2017 | 0
2018 | 0
2019 | 0
2020 | 0
2021 | 0
2022 | 0
2023 | 0
2024 | 139.325
2025 | 336.414
2026 | 492.911
2027 | 596.108
2028 | 653.383
2029 | 667.476
2030 | 647.547
2031 | 64.821
2032 | 52.935
2033 | 227.056
2034 | 136.933
2035 | 4.724
2036 | 0
2037 | 0
2038 | 0
2039 | 0
2040 | 0
2041 | 0
2042 | 0
2043 | 0
2044 | 0
2045 | 0
2046 | 0
2047 | 0
2048 | 132.643
2049 | 323.582
2050 | 494.173
2051 | 603.961
2052 | 666.355
2053 | 679.533
2054 | 290.364
2055 | 453.453
2056 | 342.024
2057 | 177.316
2058 | 112.861
2059 | 0.582
2060 | 0
2061 | 0
2062 | 0
2063 | 0
2064 | 0
2065 | 0
2066 | 0
2067 | 0
2068 | 0
2069 | 0
2070 | 0
2071 | 0
2072 | 75.594
2073 | 160.148
2074 | 237.045
2075 | 214.349
2076 | 190.057
2077 | 152.576
2078 | 201.984
2079 | 195.313
2080 | 137.21
2081 | 73.619
2082 | 46.384
2083 | 0
2084 | 0
2085 | 0
2086 | 0
2087 | 0
2088 | 0
2089 | 0
2090 | 0
2091 | 0
2092 | 0
2093 | 0
2094 | 0
2095 | 2.094
2096 | 9.355
2097 | 49.428
2098 | 68.155
2099 | 102.228
2100 | 257.881
2101 | 242.385
2102 | 173.919
2103 | 171.065
2104 | 98.827
2105 | 70.164
2106 | 144.363
2107 | 8.138
2108 | 0
2109 | 0
2110 | 0
2111 | 0
2112 | 0
2113 | 0
2114 | 0
2115 | 0
2116 | 0
2117 | 0
2118 | 0
2119 | 0
2120 | 6.642
2121 | 81.511
2122 | 233.645
2123 | 317.474
2124 | 329.28
2125 | 272.637
2126 | 98.236
2127 | 67.195
2128 | 72.439
2129 | 95.452
2130 | 69.492
2131 | 0
2132 | 0
2133 | 0
2134 | 0
2135 | 0
2136 | 0
2137 | 0
2138 | 0
2139 | 0
2140 | 0
2141 | 0
2142 | 0
2143 | 0
2144 | 9.083
2145 | 10.586
2146 | 40.943
2147 | 116.366
2148 | 248.955
2149 | 368.303
2150 | 463.979
2151 | 440.07
2152 | 361.955
2153 | 106.336
2154 | 21.169
2155 | 0
2156 | 0
2157 | 0
2158 | 0
2159 | 0
2160 | 0
2161 | 0
2162 | 0
2163 | 0
2164 | 0
2165 | 0
2166 | 0
2167 | 9.089
2168 | 142.565
2169 | 326.629
2170 | 489.661
2171 | 278.542
2172 | 451.64
2173 | 488.603
2174 | 32.384
2175 | 299.022
2176 | 280.426
2177 | 202.985
2178 | 90.166
2179 | 2.198
2180 | 0
2181 | 0
2182 | 0
2183 | 0
2184 | 0
2185 | 0
2186 | 0
2187 | 0
2188 | 0
2189 | 0
2190 | 0
2191 | 0.685
2192 | 54.695
2193 | 287.2
2194 | 383.545
2195 | 184.307
2196 | 390.83
2197 | 299.339
2198 | 505.818
2199 | 228.334
2200 | 335.969
2201 | 227.978
2202 | 105.105
2203 | 11.341
2204 | 0
2205 | 0
2206 | 0
2207 | 0
2208 | 0
2209 | 0
2210 | 0
2211 | 0
2212 | 0
2213 | 0
2214 | 0
2215 | 13.766
2216 | 173.382
2217 | 396.126
2218 | 568.442
2219 | 661.602
2220 | 720.913
2221 | 734.202
2222 | 705.566
2223 | 636.885
2224 | 525.011
2225 | 360.094
2226 | 159.14
2227 | 13.046
2228 | 0
2229 | 0
2230 | 0
2231 | 0
2232 | 0
2233 | 0
2234 | 0
2235 | 0
2236 | 0
2237 | 0
2238 | 0
2239 | 15.485
2240 | 168.343
2241 | 371.102
2242 | 528.256
2243 | 635.483
2244 | 693.911
2245 | 707.275
2246 | 683.186
2247 | 616.686
2248 | 506.579
2249 | 348.943
2250 | 155.824
2251 | 12.649
2252 | 0
2253 | 0
2254 | 0
2255 | 0
2256 | 0
2257 | 0
2258 | 0
2259 | 0
2260 | 0
2261 | 0
2262 | 0
2263 | 14.67
2264 | 163.097
2265 | 353.87
2266 | 526.148
2267 | 618.859
2268 | 677.023
2269 | 698.347
2270 | 673.763
2271 | 610.594
2272 | 502.994
2273 | 354.063
2274 | 157.341
2275 | 13.202
2276 | 0
2277 | 0
2278 | 0
2279 | 0
2280 | 0
2281 | 0
2282 | 0
2283 | 0
2284 | 0
2285 | 0
2286 | 0
2287 | 18.082
2288 | 168.834
2289 | 373.254
2290 | 538.694
2291 | 602.162
2292 | 623.128
2293 | 612.449
2294 | 575.645
2295 | 609.591
2296 | 442.869
2297 | 330.666
2298 | 148.233
2299 | 12.62
2300 | 0
2301 | 0
2302 | 0
2303 | 0
2304 | 0
2305 | 0
2306 | 0
2307 | 0
2308 | 0
2309 | 0
2310 | 0
2311 | 17.923
2312 | 163.499
2313 | 355.676
2314 | 509.607
2315 | 616.956
2316 | 672.731
2317 | 693.323
2318 | 695.629
2319 | 627.581
2320 | 391.597
2321 | 354.974
2322 | 151.013
2323 | 13.431
2324 | 0
2325 | 0
2326 | 0
2327 | 0
2328 | 0
2329 | 0
2330 | 0
2331 | 0
2332 | 0
2333 | 0
2334 | 0
2335 | 17.729
2336 | 166.128
2337 | 356.04
2338 | 509.254
2339 | 611.586
2340 | 690.759
2341 | 706.203
2342 | 691.171
2343 | 627.112
2344 | 517.629
2345 | 355.699
2346 | 154.684
2347 | 14.508
2348 | 0
2349 | 0
2350 | 0
2351 | 0
2352 | 0
2353 | 0
2354 | 0
2355 | 0
2356 | 0
2357 | 0
2358 | 0
2359 | 19.432
2360 | 156.56
2361 | 358.067
2362 | 571.828
2363 | 681.315
2364 | 741.513
2365 | 755.943
2366 | 725.416
2367 | 653.178
2368 | 533.129
2369 | 366.373
2370 | 159.275
2371 | 15.238
2372 | 0
2373 | 0
2374 | 0
2375 | 0
2376 | 0
2377 | 0
2378 | 0
2379 | 0
2380 | 0
2381 | 0
2382 | 0
2383 | 22.013
2384 | 181.94
2385 | 380.059
2386 | 533.036
2387 | 541.868
2388 | 598.637
2389 | 733.216
2390 | 697.397
2391 | 627.299
2392 | 508.062
2393 | 344.518
2394 | 149.617
2395 | 15.706
2396 | 0
2397 | 0
2398 | 0
2399 | 0
2400 | 0
2401 | 0
2402 | 0
2403 | 0
2404 | 0
2405 | 0
2406 | 0
2407 | 22.852
2408 | 172.489
2409 | 369.962
2410 | 512.887
2411 | 614.414
2412 | 693.996
2413 | 625.166
2414 | 387.012
2415 | 602.573
2416 | 401.686
2417 | 309.511
2418 | 138.623
2419 | 15.186
2420 | 0
2421 | 0
2422 | 0
2423 | 0
2424 | 0
2425 | 0
2426 | 0
2427 | 0
2428 | 0
2429 | 0
2430 | 0
2431 | 19.174
2432 | 124.744
2433 | 180.175
2434 | 285.601
2435 | 202.608
2436 | 665.507
2437 | 513.006
2438 | 368.873
2439 | 157.951
2440 | 151.477
2441 | 164.087
2442 | 78.754
2443 | 6.378
2444 | 0
2445 | 0
2446 | 0
2447 | 0
2448 | 0
2449 | 0
2450 | 0
2451 | 0
2452 | 0
2453 | 0
2454 | 0
2455 | 24.05
2456 | 170.631
2457 | 185.26
2458 | 418.698
2459 | 336.16
2460 | 260.077
2461 | 405.898
2462 | 480.064
2463 | 326.873
2464 | 278.45
2465 | 149.118
2466 | 72.433
2467 | 5.726
2468 | 0
2469 | 0
2470 | 0
2471 | 0
2472 | 0
2473 | 0
2474 | 0
2475 | 0
2476 | 0
2477 | 0
2478 | 0
2479 | 9.984
2480 | 71.194
2481 | 75.605
2482 | 135.568
2483 | 142.181
2484 | 210.78
2485 | 177.194
2486 | 152.721
2487 | 516.687
2488 | 116.928
2489 | 82.253
2490 | 37.279
2491 | 0
2492 | 0
2493 | 0
2494 | 0
2495 | 0
2496 | 0
2497 | 0
2498 | 0
2499 | 0
2500 | 0
2501 | 0
2502 | 0
2503 | 22.95
2504 | 166.496
2505 | 173.417
2506 | 252.592
2507 | 536.576
2508 | 555.777
2509 | 275.954
2510 | 348.035
2511 | 250.08
2512 | 233.186
2513 | 80.211
2514 | 38.726
2515 | 0.723
2516 | 0
2517 | 0
2518 | 0
2519 | 0
2520 | 0
2521 | 0
2522 | 0
2523 | 0
2524 | 0
2525 | 0
2526 | 0
2527 | 31.102
2528 | 175.77
2529 | 156.705
2530 | 290.544
2531 | 280.837
2532 | 463.658
2533 | 575.016
2534 | 589.54
2535 | 481.357
2536 | 302.575
2537 | 343.125
2538 | 153.575
2539 | 19.532
2540 | 0
2541 | 0
2542 | 0
2543 | 0
2544 | 0
2545 | 0
2546 | 0
2547 | 0
2548 | 0
2549 | 0
2550 | 0
2551 | 30.309
2552 | 188.863
2553 | 388.043
2554 | 549.524
2555 | 657.054
2556 | 722.645
2557 | 742.651
2558 | 719.858
2559 | 653.607
2560 | 538.722
2561 | 370.081
2562 | 162.993
2563 | 18.822
2564 | 0
2565 | 0
2566 | 0
2567 | 0
2568 | 0
2569 | 0
2570 | 0
2571 | 0
2572 | 0
2573 | 0
2574 | 0
2575 | 29.802
2576 | 195.483
2577 | 390.226
2578 | 542.304
2579 | 643.835
2580 | 726.607
2581 | 744.002
2582 | 717.133
2583 | 645.972
2584 | 530.607
2585 | 356.013
2586 | 161.069
2587 | 17.663
2588 | 0
2589 | 0
2590 | 0
2591 | 0
2592 | 0
2593 | 0
2594 | 0
2595 | 0
2596 | 0
2597 | 0
2598 | 0
2599 | 30.481
2600 | 194.948
2601 | 386.141
2602 | 532.979
2603 | 633.608
2604 | 687.751
2605 | 703.243
2606 | 673.885
2607 | 610.332
2608 | 501.548
2609 | 345.017
2610 | 157.56
2611 | 17.881
2612 | 0
2613 | 0
2614 | 0
2615 | 0
2616 | 0
2617 | 0
2618 | 0
2619 | 0
2620 | 0
2621 | 0
2622 | 0
2623 | 31.005
2624 | 153.093
2625 | 364.059
2626 | 483.59
2627 | 633.26
2628 | 602.088
2629 | 620.944
2630 | 674.1
2631 | 605.235
2632 | 496.516
2633 | 341.803
2634 | 157.588
2635 | 20.016
2636 | 0
2637 | 0
2638 | 0
2639 | 0
2640 | 0
2641 | 0
2642 | 0
2643 | 0
2644 | 0
2645 | 0
2646 | 0
2647 | 33.563
2648 | 186.235
2649 | 368.368
2650 | 460.618
2651 | 559.359
2652 | 693.173
2653 | 700.992
2654 | 678.212
2655 | 608.004
2656 | 493.9
2657 | 226.79
2658 | 136.936
2659 | 19.994
2660 | 0
2661 | 0
2662 | 0
2663 | 0
2664 | 0
2665 | 0
2666 | 0
2667 | 0
2668 | 0
2669 | 0
2670 | 0
2671 | 35.405
2672 | 184.016
2673 | 360.303
2674 | 501.73
2675 | 517.268
2676 | 269.599
2677 | 441.845
2678 | 326.418
2679 | 173.713
2680 | 360.847
2681 | 70.93
2682 | 55.543
2683 | 6.466
2684 | 0
2685 | 0
2686 | 0
2687 | 0
2688 | 0
2689 | 0
2690 | 0
2691 | 0
2692 | 0
2693 | 0
2694 | 0
2695 | 31.681
2696 | 72.414
2697 | 201.103
2698 | 230.896
2699 | 495.435
2700 | 554.612
2701 | 520.294
2702 | 651.373
2703 | 309.866
2704 | 486.612
2705 | 328.558
2706 | 150.736
2707 | 19.297
2708 | 0
2709 | 0
2710 | 0
2711 | 0
2712 | 0
2713 | 0
2714 | 0
2715 | 0
2716 | 0
2717 | 0
2718 | 0
2719 | 33.808
2720 | 196.248
2721 | 379.603
2722 | 521.804
2723 | 616.513
2724 | 669.982
2725 | 679.413
2726 | 687.003
2727 | 617.276
2728 | 507.104
2729 | 347.902
2730 | 155.46
2731 | 19.473
2732 | 0
2733 | 0
2734 | 0
2735 | 0
2736 | 0
2737 | 0
2738 | 0
2739 | 0
2740 | 0
2741 | 0
2742 | 0
2743 | 41.104
2744 | 184.876
2745 | 355.742
2746 | 376.723
2747 | 614.213
2748 | 663.054
2749 | 394.805
2750 | 564.244
2751 | 592.396
2752 | 499.035
2753 | 341.476
2754 | 152.969
2755 | 20.633
2756 | 0
2757 | 0
2758 | 0
2759 | 0
2760 | 0
2761 | 0
2762 | 0
2763 | 0
2764 | 0
2765 | 0
2766 | 0
2767 | 37.519
2768 | 190.793
2769 | 367.426
2770 | 506.61
2771 | 600.973
2772 | 649.327
2773 | 662.184
2774 | 637.26
2775 | 106.295
2776 | 226.368
2777 | 154.606
2778 | 152.016
2779 | 20.911
2780 | 0
2781 | 0
2782 | 0
2783 | 0
2784 | 0
2785 | 0
2786 | 0
2787 | 0
2788 | 0
2789 | 0
2790 | 0
2791 | 39.139
2792 | 169.217
2793 | 363.36
2794 | 502.769
2795 | 596.3
2796 | 643.197
2797 | 656.908
2798 | 599.528
2799 | 269.504
2800 | 393.876
2801 | 310.214
2802 | 147.355
2803 | 23.389
2804 | 0
2805 | 0
2806 | 0
2807 | 0
2808 | 0
2809 | 0
2810 | 0
2811 | 0
2812 | 0
2813 | 0
2814 | 0
2815 | 37.97
2816 | 145.718
2817 | 357.867
2818 | 492.282
2819 | 544.605
2820 | 635.836
2821 | 646.033
2822 | 575.866
2823 | 556.772
2824 | 421.112
2825 | 212.342
2826 | 114.78
2827 | 21.512
2828 | 0
2829 | 0
2830 | 0
2831 | 0
2832 | 0
2833 | 0
2834 | 0
2835 | 0
2836 | 0
2837 | 0
2838 | 0
2839 | 44.08
2840 | 187.549
2841 | 275.232
2842 | 499.113
2843 | 467.293
2844 | 646.366
2845 | 651.159
2846 | 627.768
2847 | 562.917
2848 | 458.935
2849 | 315.438
2850 | 146.52
2851 | 21.524
2852 | 0
2853 | 0
2854 | 0
2855 | 0
2856 | 0
2857 | 0
2858 | 0
2859 | 0
2860 | 0
2861 | 0
2862 | 0
2863 | 40.47
2864 | 166.032
2865 | 365.711
2866 | 502.674
2867 | 555.097
2868 | 643.127
2869 | 625.823
2870 | 655.181
2871 | 512.427
2872 | 379.509
2873 | 276.957
2874 | 130.021
2875 | 23.858
2876 | 0
2877 | 0
2878 | 0
2879 | 0
2880 | 0
2881 | 0
2882 | 0
2883 | 0
2884 | 0
2885 | 0
2886 | 0
2887 | 12.296
2888 | 53.607
2889 | 77.9
2890 | 139.685
2891 | 203.036
2892 | 448.587
2893 | 453.515
2894 | 376.769
2895 | 337.037
2896 | 285.506
2897 | 85.989
2898 | 108.337
2899 | 0
2900 | 0
2901 | 0
2902 | 0
2903 | 0
2904 | 0
2905 | 0
2906 | 0
2907 | 0
2908 | 0
2909 | 0
2910 | 0
2911 | 42.811
2912 | 211.924
2913 | 404.712
2914 | 554.437
2915 | 654.368
2916 | 706.646
2917 | 718.159
2918 | 662.777
2919 | 596.872
2920 | 489.581
2921 | 339.169
2922 | 158.254
2923 | 22.51
2924 | 0
2925 | 0
2926 | 0
2927 | 0
2928 | 0
2929 | 0
2930 | 0
2931 | 0
2932 | 0
2933 | 0
2934 | 0
2935 | 45.224
2936 | 211.738
2937 | 396.147
2938 | 540.427
2939 | 633.629
2940 | 683.823
2941 | 578.923
2942 | 666.77
2943 | 595.748
2944 | 491.236
2945 | 339.456
2946 | 158.867
2947 | 23.649
2948 | 0
2949 | 0
2950 | 0
2951 | 0
2952 | 0
2953 | 0
2954 | 0
2955 | 0
2956 | 0
2957 | 0
2958 | 0
2959 | 45.405
2960 | 208.217
2961 | 387.484
2962 | 522.875
2963 | 613.149
2964 | 660.411
2965 | 585.56
2966 | 517.794
2967 | 583.705
2968 | 477.951
2969 | 330.332
2970 | 158.839
2971 | 24.036
2972 | 0
2973 | 0
2974 | 0
2975 | 0
2976 | 0
2977 | 0
2978 | 0
2979 | 0
2980 | 0
2981 | 0
2982 | 0
2983 | 43.244
2984 | 167.979
2985 | 13.403
2986 | 123.04
2987 | 128.184
2988 | 346.432
2989 | 106.423
2990 | 334.135
2991 | 465.678
2992 | 322.042
2993 | 193.759
2994 | 46.794
2995 | 14.224
2996 | 0
2997 | 0
2998 | 0
2999 | 0
3000 | 0
3001 | 0
3002 | 0
3003 | 0
3004 | 0
3005 | 0
3006 | 0
3007 | 48.06
3008 | 199.148
3009 | 371.474
3010 | 496.382
3011 | 581.179
3012 | 627.277
3013 | 443.76
3014 | 614.718
3015 | 548.898
3016 | 449.132
3017 | 279.725
3018 | 146.22
3019 | 15.452
3020 | 0
3021 | 0
3022 | 0
3023 | 0
3024 | 0
3025 | 0
3026 | 0
3027 | 0
3028 | 0
3029 | 0
3030 | 0
3031 | 49.312
3032 | 198.28
3033 | 343.273
3034 | 443.819
3035 | 477.292
3036 | 419.254
3037 | 215.345
3038 | 287.051
3039 | 215.77
3040 | 357.746
3041 | 132.412
3042 | 95.764
3043 | 21.954
3044 | 0
3045 | 0
3046 | 0
3047 | 0
3048 | 0
3049 | 0
3050 | 0
3051 | 0
3052 | 0
3053 | 0
3054 | 0
3055 | 48.721
3056 | 201.101
3057 | 370.743
3058 | 505.498
3059 | 595.093
3060 | 640.634
3061 | 647.047
3062 | 507.826
3063 | 561.919
3064 | 458.31
3065 | 263.292
3066 | 154.52
3067 | 27.806
3068 | 0
3069 | 0
3070 | 0
3071 | 0
3072 | 0
3073 | 0
3074 | 0
3075 | 0
3076 | 0
3077 | 0
3078 | 0
3079 | 43.202
3080 | 170.181
3081 | 286.575
3082 | 506.959
3083 | 593.234
3084 | 642.445
3085 | 653.211
3086 | 625.307
3087 | 563.468
3088 | 460.988
3089 | 321.77
3090 | 156.572
3091 | 28.69
3092 | 0
3093 | 0
3094 | 0
3095 | 0
3096 | 0
3097 | 0
3098 | 0
3099 | 0
3100 | 0
3101 | 0
3102 | 0
3103 | 51.274
3104 | 208.905
3105 | 378.682
3106 | 510.897
3107 | 600.472
3108 | 340.998
3109 | 669.919
3110 | 631.171
3111 | 590.535
3112 | 483.496
3113 | 338.48
3114 | 158.497
3115 | 27.498
3116 | 0
3117 | 0
3118 | 0
3119 | 0
3120 | 0
3121 | 0
3122 | 0
3123 | 0
3124 | 0
3125 | 0
3126 | 0
3127 | 48.086
3128 | 206.539
3129 | 380.884
3130 | 402.58
3131 | 444.658
3132 | 560.797
3133 | 691.627
3134 | 663.515
3135 | 595.075
3136 | 488.615
3137 | 340.525
3138 | 156.249
3139 | 24.183
3140 | 0
3141 | 0
3142 | 0
3143 | 0
3144 | 0
3145 | 0
3146 | 0
3147 | 0
3148 | 0
3149 | 0
3150 | 0
3151 | 48.695
3152 | 208.372
3153 | 381.86
3154 | 517.494
3155 | 601.678
3156 | 648.1
3157 | 655.999
3158 | 630.478
3159 | 454.369
3160 | 466.061
3161 | 92.167
3162 | 127.815
3163 | 27.55
3164 | 0
3165 | 0
3166 | 0
3167 | 0
3168 | 0
3169 | 0
3170 | 0
3171 | 0
3172 | 0
3173 | 0
3174 | 0
3175 | 49.521
3176 | 201.147
3177 | 366.765
3178 | 498.304
3179 | 588.337
3180 | 593.135
3181 | 649.154
3182 | 618.058
3183 | 338.142
3184 | 475.609
3185 | 324.239
3186 | 116.642
3187 | 17.9
3188 | 0
3189 | 0
3190 | 0
3191 | 0
3192 | 0
3193 | 0
3194 | 0
3195 | 0
3196 | 0
3197 | 0
3198 | 0
3199 | 56.357
3200 | 108.543
3201 | 87.521
3202 | 408.279
3203 | 589.081
3204 | 484.749
3205 | 563.529
3206 | 651.976
3207 | 583.621
3208 | 477.83
3209 | 332.178
3210 | 158.216
3211 | 29.605
3212 | 0
3213 | 0
3214 | 0
3215 | 0
3216 | 0
3217 | 0
3218 | 0
3219 | 0
3220 | 0
3221 | 0
3222 | 0
3223 | 52.362
3224 | 135.19
3225 | 250.082
3226 | 417.631
3227 | 326.88
3228 | 464.43
3229 | 423.649
3230 | 516.336
3231 | 407.06
3232 | 496.645
3233 | 343.055
3234 | 166.143
3235 | 29.723
3236 | 0
3237 | 0
3238 | 0
3239 | 0
3240 | 0
3241 | 0
3242 | 0
3243 | 0
3244 | 0
3245 | 0
3246 | 0
3247 | 51.336
3248 | 213.862
3249 | 391.543
3250 | 540.3
3251 | 633.203
3252 | 681.369
3253 | 692.56
3254 | 664.804
3255 | 599.236
3256 | 492.022
3257 | 342.381
3258 | 164.85
3259 | 28.485
3260 | 0
3261 | 0
3262 | 0
3263 | 0
3264 | 0
3265 | 0
3266 | 0
3267 | 0
3268 | 0
3269 | 0
3270 | 0
3271 | 50.894
3272 | 213.234
3273 | 397.865
3274 | 539.432
3275 | 633.853
3276 | 683.822
3277 | 696.243
3278 | 669.805
3279 | 605.185
3280 | 496.846
3281 | 345.737
3282 | 166.145
3283 | 27.658
3284 | 0
3285 | 0
3286 | 0
3287 | 0
3288 | 0
3289 | 0
3290 | 0
3291 | 0
3292 | 0
3293 | 0
3294 | 0
3295 | 52.201
3296 | 206.347
3297 | 376.78
3298 | 511.485
3299 | 620.971
3300 | 672.43
3301 | 685.602
3302 | 659.714
3303 | 596.596
3304 | 473.705
3305 | 332.516
3306 | 161.757
3307 | 29.64
3308 | 0
3309 | 0
3310 | 0
3311 | 0
3312 | 0
3313 | 0
3314 | 0
3315 | 0
3316 | 0
3317 | 0
3318 | 0
3319 | 53.021
3320 | 204.759
3321 | 348.707
3322 | 396.27
3323 | 410.307
3324 | 344.117
3325 | 500.323
3326 | 436.899
3327 | 359.911
3328 | 390.395
3329 | 316.617
3330 | 126.418
3331 | 36.208
3332 | 0
3333 | 0
3334 | 0
3335 | 0
3336 | 0
3337 | 0
3338 | 0
3339 | 0
3340 | 0
3341 | 0
3342 | 0
3343 | 53.991
3344 | 205.368
3345 | 370.99
3346 | 502.307
3347 | 590.827
3348 | 379.159
3349 | 661.065
3350 | 648.865
3351 | 548.366
3352 | 454.111
3353 | 336.277
3354 | 159.744
3355 | 34.405
3356 | 0
3357 | 0
3358 | 0
3359 | 0
3360 | 0
3361 | 0
3362 | 0
3363 | 0
3364 | 0
3365 | 0
3366 | 0
3367 | 54.34
3368 | 210.74
3369 | 381.231
3370 | 514.138
3371 | 600.003
3372 | 645.965
3373 | 656.72
3374 | 656.074
3375 | 594.264
3376 | 487.383
3377 | 340.361
3378 | 166.392
3379 | 31.934
3380 | 0
3381 | 0
3382 | 0
3383 | 0
3384 | 0
3385 | 0
3386 | 0
3387 | 0
3388 | 0
3389 | 0
3390 | 0
3391 | 54.941
3392 | 208.853
3393 | 377.357
3394 | 506.956
3395 | 404.048
3396 | 644.616
3397 | 651.682
3398 | 624.304
3399 | 562.432
3400 | 459.661
3401 | 325.467
3402 | 139.629
3403 | 36.955
3404 | 0
3405 | 0
3406 | 0
3407 | 0
3408 | 0
3409 | 0
3410 | 0
3411 | 0
3412 | 0
3413 | 0
3414 | 0
3415 | 55.651
3416 | 205.27
3417 | 367.723
3418 | 494.557
3419 | 580.361
3420 | 625.379
3421 | 502.671
3422 | 456.429
3423 | 484.026
3424 | 410.903
3425 | 194.151
3426 | 132.624
3427 | 38.07
3428 | 0
3429 | 0
3430 | 0
3431 | 0
3432 | 0
3433 | 0
3434 | 0
3435 | 0
3436 | 0
3437 | 0
3438 | 0
3439 | 50.128
3440 | 206.23
3441 | 303.091
3442 | 385.89
3443 | 501.626
3444 | 495.118
3445 | 614.848
3446 | 441.943
3447 | 484.573
3448 | 461.991
3449 | 327.484
3450 | 164.332
3451 | 38.389
3452 | 0
3453 | 0
3454 | 0
3455 | 0
3456 | 0
3457 | 0
3458 | 0
3459 | 0
3460 | 0
3461 | 0
3462 | 0
3463 | 54.795
3464 | 208.094
3465 | 369.323
3466 | 497.916
3467 | 585.093
3468 | 630.189
3469 | 636.561
3470 | 413.566
3471 | 556.057
3472 | 454.303
3473 | 250.264
3474 | 161.16
3475 | 36.94
3476 | 0
3477 | 0
3478 | 0
3479 | 0
3480 | 0
3481 | 0
3482 | 0
3483 | 0
3484 | 0
3485 | 0
3486 | 0
3487 | 53.915
3488 | 204.098
3489 | 310.753
3490 | 411.765
3491 | 606.617
3492 | 574.36
3493 | 596.712
3494 | 444.067
3495 | 533.29
3496 | 367.625
3497 | 233.885
3498 | 126.556
3499 | 34.346
3500 | 0
3501 | 0
3502 | 0
3503 | 0
3504 | 0
3505 | 0
3506 | 0
3507 | 0
3508 | 0
3509 | 0
3510 | 0
3511 | 54.838
3512 | 202.323
3513 | 360.458
3514 | 483.176
3515 | 341.568
3516 | 577.878
3517 | 441.354
3518 | 414.978
3519 | 463.022
3520 | 352.13
3521 | 313.314
3522 | 129.868
3523 | 39.313
3524 | 0
3525 | 0
3526 | 0
3527 | 0
3528 | 0
3529 | 0
3530 | 0
3531 | 0
3532 | 0
3533 | 0
3534 | 0
3535 | 22.508
3536 | 114.439
3537 | 94.539
3538 | 218.372
3539 | 440.956
3540 | 353.916
3541 | 220.093
3542 | 645.134
3543 | 568.168
3544 | 395.823
3545 | 311.108
3546 | 23.851
3547 | 34.403
3548 | 0
3549 | 0
3550 | 0
3551 | 0
3552 | 0
3553 | 0
3554 | 0
3555 | 0
3556 | 0
3557 | 0
3558 | 0
3559 | 55.735
3560 | 202.438
3561 | 368.709
3562 | 502.276
3563 | 498.086
3564 | 511.301
3565 | 523.619
3566 | 508.264
3567 | 479.807
3568 | 421.896
3569 | 253.215
3570 | 130.978
3571 | 36.054
3572 | 0
3573 | 0
3574 | 0
3575 | 0
3576 | 0
3577 | 0
3578 | 0
3579 | 0
3580 | 0
3581 | 0
3582 | 0
3583 | 53.449
3584 | 175.669
3585 | 220.951
3586 | 278.574
3587 | 343.362
3588 | 342.238
3589 | 488.338
3590 | 433.593
3591 | 578.985
3592 | 474.236
3593 | 337.189
3594 | 169.396
3595 | 35.313
3596 | 0
3597 | 0
3598 | 0
3599 | 0
3600 | 0
3601 | 0
3602 | 0
3603 | 0
3604 | 0
3605 | 0
3606 | 0
3607 | 53.774
3608 | 211.365
3609 | 323.387
3610 | 526.027
3611 | 616.221
3612 | 328.061
3613 | 687.483
3614 | 652.724
3615 | 593.815
3616 | 332.964
3617 | 290.271
3618 | 173.607
3619 | 39.706
3620 | 0
3621 | 0
3622 | 0
3623 | 0
3624 | 0
3625 | 0
3626 | 0
3627 | 0
3628 | 0
3629 | 0
3630 | 0
3631 | 54.917
3632 | 201.031
3633 | 366.407
3634 | 492.021
3635 | 577.985
3636 | 626.636
3637 | 357.559
3638 | 558.742
3639 | 498.467
3640 | 371.904
3641 | 246.039
3642 | 40.677
3643 | 0
3644 | 0
3645 | 0
3646 | 0
3647 | 0
3648 | 0
3649 | 0
3650 | 0
3651 | 0
3652 | 0
3653 | 0
3654 | 0
3655 | 54.963
3656 | 167.887
3657 | 316.163
3658 | 412.974
3659 | 456.707
3660 | 447.511
3661 | 377.556
3662 | 454.46
3663 | 279.434
3664 | 126.165
3665 | 34.618
3666 | 30.414
3667 | 39.777
3668 | 0
3669 | 0
3670 | 0
3671 | 0
3672 | 0
3673 | 0
3674 | 0
3675 | 0
3676 | 0
3677 | 0
3678 | 0
3679 | 55.533
3680 | 165.622
3681 | 367.267
3682 | 495.92
3683 | 579.424
3684 | 630.432
3685 | 641.024
3686 | 620.316
3687 | 560.7
3688 | 148.114
3689 | 4.33
3690 | 169.432
3691 | 39.43
3692 | 0
3693 | 0
3694 | 0
3695 | 0
3696 | 0
3697 | 0
3698 | 0
3699 | 0
3700 | 0
3701 | 0
3702 | 0
3703 | 50.302
3704 | 199.202
3705 | 359.896
3706 | 487.115
3707 | 475.473
3708 | 222.95
3709 | 238.309
3710 | 442.564
3711 | 186.364
3712 | 471.188
3713 | 324.498
3714 | 165.594
3715 | 37.778
3716 | 0
3717 | 0
3718 | 0
3719 | 0
3720 | 0
3721 | 0
3722 | 0
3723 | 0
3724 | 0
3725 | 0
3726 | 0
3727 | 43.199
3728 | 159.536
3729 | 359.111
3730 | 486.685
3731 | 571.965
3732 | 618.577
3733 | 261.038
3734 | 570.288
3735 | 478.994
3736 | 101.919
3737 | 273.561
3738 | 109.586
3739 | 28.997
3740 | 0
3741 | 0
3742 | 0
3743 | 0
3744 | 0
3745 | 0
3746 | 0
3747 | 0
3748 | 0
3749 | 0
3750 | 0
3751 | 55.217
3752 | 200.194
3753 | 362.109
3754 | 489.903
3755 | 574.754
3756 | 621.969
3757 | 630.927
3758 | 606.485
3759 | 379.701
3760 | 147.278
3761 | 329.629
3762 | 167.276
3763 | 40.363
3764 | 0
3765 | 0
3766 | 0
3767 | 0
3768 | 0
3769 | 0
3770 | 0
3771 | 0
3772 | 0
3773 | 0
3774 | 0
3775 | 52.236
3776 | 198.817
3777 | 361.009
3778 | 488.947
3779 | 573.544
3780 | 619.224
3781 | 656.99
3782 | 637.273
3783 | 578.416
3784 | 480.166
3785 | 340.348
3786 | 173.355
3787 | 37.965
3788 | 0
3789 | 0
3790 | 0
3791 | 0
3792 | 0
3793 | 0
3794 | 0
3795 | 0
3796 | 0
3797 | 0
3798 | 0
3799 | 52.849
3800 | 198.14
3801 | 357.387
3802 | 486.182
3803 | 572.413
3804 | 409.875
3805 | 464.225
3806 | 556.04
3807 | 576.473
3808 | 475.8
3809 | 336.012
3810 | 168.959
3811 | 40.163
3812 | 0
3813 | 0
3814 | 0
3815 | 0
3816 | 0
3817 | 0
3818 | 0
3819 | 0
3820 | 0
3821 | 0
3822 | 0
3823 | 52.932
3824 | 197.158
3825 | 263.747
3826 | 415.504
3827 | 476.341
3828 | 499.464
3829 | 501.215
3830 | 549.811
3831 | 320.446
3832 | 434.791
3833 | 303.221
3834 | 165.137
3835 | 37.663
3836 | 0
3837 | 0
3838 | 0
3839 | 0
3840 | 0
3841 | 0
3842 | 0
3843 | 0
3844 | 0
3845 | 0
3846 | 0
3847 | 39.219
3848 | 147.085
3849 | 361.668
3850 | 405.392
3851 | 154.833
3852 | 427.881
3853 | 565.235
3854 | 491.979
3855 | 103.403
3856 | 239.875
3857 | 230.963
3858 | 134.299
3859 | 33.349
3860 | 0
3861 | 0
3862 | 0
3863 | 0
3864 | 0
3865 | 0
3866 | 0
3867 | 0
3868 | 0
3869 | 0
3870 | 0
3871 | 46.921
3872 | 195.603
3873 | 359.118
3874 | 488.051
3875 | 572.252
3876 | 545.612
3877 | 266.399
3878 | 543.194
3879 | 430.782
3880 | 465.014
3881 | 238.563
3882 | 163.776
3883 | 32.832
3884 | 0
3885 | 0
3886 | 0
3887 | 0
3888 | 0
3889 | 0
3890 | 0
3891 | 0
3892 | 0
3893 | 0
3894 | 0
3895 | 54.896
3896 | 195.533
3897 | 349.825
3898 | 476.051
3899 | 556.235
3900 | 606.089
3901 | 615.516
3902 | 591.734
3903 | 481.168
3904 | 251.112
3905 | 239.194
3906 | 172.15
3907 | 51.356
3908 | 0
3909 | 0
3910 | 0
3911 | 0
3912 | 0
3913 | 0
3914 | 0
3915 | 0
3916 | 0
3917 | 0
3918 | 0
3919 | 57.305
3920 | 143.272
3921 | 350.352
3922 | 476.159
3923 | 564.985
3924 | 611.701
3925 | 621.7
3926 | 554.151
3927 | 339.792
3928 | 407.913
3929 | 319.346
3930 | 169.67
3931 | 41.493
3932 | 0
3933 | 0
3934 | 0
3935 | 0
3936 | 0
3937 | 0
3938 | 0
3939 | 0
3940 | 0
3941 | 0
3942 | 0
3943 | 50.603
3944 | 193.793
3945 | 353.762
3946 | 477.04
3947 | 560.499
3948 | 605.747
3949 | 619.027
3950 | 599.405
3951 | 544.299
3952 | 456.093
3953 | 327.062
3954 | 170.107
3955 | 39.517
3956 | 0
3957 | 0
3958 | 0
3959 | 0
3960 | 0
3961 | 0
3962 | 0
3963 | 0
3964 | 0
3965 | 0
3966 | 0
3967 | 50.735
3968 | 192.62
3969 | 349.764
3970 | 475.114
3971 | 558.718
3972 | 604.154
3973 | 613.432
3974 | 597.055
3975 | 543.043
3976 | 452.568
3977 | 325.265
3978 | 170.172
3979 | 40.135
3980 | 0
3981 | 0
3982 | 0
3983 | 0
3984 | 0
3985 | 0
3986 | 0
3987 | 0
3988 | 0
3989 | 0
3990 | 0
3991 | 50.613
3992 | 191.6
3993 | 345.595
3994 | 468.555
3995 | 553.211
3996 | 601.769
3997 | 611.486
3998 | 592.381
3999 | 542.153
4000 | 450.005
4001 | 323.591
4002 | 169.853
4003 | 40.2
4004 | 0
4005 | 0
4006 | 0
4007 | 0
4008 | 0
4009 | 0
4010 | 0
4011 | 0
4012 | 0
4013 | 0
4014 | 0
4015 | 50.937
4016 | 191.496
4017 | 346.557
4018 | 470.342
4019 | 554.042
4020 | 600.562
4021 | 615.003
4022 | 621.044
4023 | 567.23
4024 | 472.162
4025 | 339.126
4026 | 171.44
4027 | 36.96
4028 | 0
4029 | 0
4030 | 0
4031 | 0
4032 | 0
4033 | 0
4034 | 0
4035 | 0
4036 | 0
4037 | 0
4038 | 0
4039 | 50.22
4040 | 191.232
4041 | 346.87
4042 | 470.52
4043 | 554.17
4044 | 599.437
4045 | 608.005
4046 | 502.271
4047 | 512.691
4048 | 450.659
4049 | 321.52
4050 | 170.438
4051 | 40.011
4052 | 0
4053 | 0
4054 | 0
4055 | 0
4056 | 0
4057 | 0
4058 | 0
4059 | 0
4060 | 0
4061 | 0
4062 | 0
4063 | 53.372
4064 | 188.645
4065 | 341.095
4066 | 465.421
4067 | 555.094
4068 | 601.947
4069 | 355.203
4070 | 524.528
4071 | 121.106
4072 | 17.899
4073 | 173.283
4074 | 112.812
4075 | 42.307
4076 | 0
4077 | 0
4078 | 0
4079 | 0
4080 | 0
4081 | 0
4082 | 0
4083 | 0
4084 | 0
4085 | 0
4086 | 0
4087 | 46.903
4088 | 189.228
4089 | 348.854
4090 | 476.437
4091 | 563.379
4092 | 609.194
4093 | 619.56
4094 | 594.412
4095 | 538.997
4096 | 450.78
4097 | 224.48
4098 | 132.65
4099 | 44.008
4100 | 0
4101 | 0
4102 | 0
4103 | 0
4104 | 0
4105 | 0
4106 | 0
4107 | 0
4108 | 0
4109 | 0
4110 | 0
4111 | 46.856
4112 | 187.74
4113 | 344.959
4114 | 471.895
4115 | 556.804
4116 | 603.942
4117 | 220.212
4118 | 335.445
4119 | 354.764
4120 | 378.329
4121 | 306.269
4122 | 161.432
4123 | 45.906
4124 | 0
4125 | 0
4126 | 0
4127 | 0
4128 | 0
4129 | 0
4130 | 0
4131 | 0
4132 | 0
4133 | 0
4134 | 0
4135 | 23.974
4136 | 172.336
4137 | 293.225
4138 | 469.562
4139 | 513.847
4140 | 552.115
4141 | 561.567
4142 | 590.342
4143 | 535.965
4144 | 446.209
4145 | 41.016
4146 | 170.267
4147 | 37.971
4148 | 0
4149 | 0
4150 | 0
4151 | 0
4152 | 0
4153 | 0
4154 | 0
4155 | 0
4156 | 0
4157 | 0
4158 | 0
4159 | 52.582
4160 | 187.419
4161 | 296.857
4162 | 470.844
4163 | 557.922
4164 | 286.972
4165 | 337.847
4166 | 505.537
4167 | 491.646
4168 | 156.569
4169 | 72.415
4170 | 9.786
4171 | 0
4172 | 0
4173 | 0
4174 | 0
4175 | 0
4176 | 0
4177 | 0
4178 | 0
4179 | 0
4180 | 0
4181 | 0
4182 | 0
4183 | 19.033
4184 | 61.861
4185 | 234.784
4186 | 360.79
4187 | 555.381
4188 | 517.77
4189 | 480.252
4190 | 512.56
4191 | 489.048
4192 | 235.045
4193 | 250.689
4194 | 119.034
4195 | 47.197
4196 | 0
4197 | 0
4198 | 0
4199 | 0
4200 | 0
4201 | 0
4202 | 0
4203 | 0
4204 | 0
4205 | 0
4206 | 0
4207 | 52.545
4208 | 176.236
4209 | 250.747
4210 | 367.465
4211 | 376.316
4212 | 530.995
4213 | 381.916
4214 | 84.615
4215 | 63.365
4216 | 79.938
4217 | 89.739
4218 | 95.809
4219 | 14.585
4220 | 0
4221 | 0
4222 | 0
4223 | 0
4224 | 0
4225 | 0
4226 | 0
4227 | 0
4228 | 0
4229 | 0
4230 | 0
4231 | 48.965
4232 | 185.727
4233 | 343.664
4234 | 473.132
4235 | 555.644
4236 | 528.15
4237 | 163.932
4238 | 525.634
4239 | 519.786
4240 | 372.895
4241 | 314.733
4242 | 153.344
4243 | 51.282
4244 | 0
4245 | 0
4246 | 0
4247 | 0
4248 | 0
4249 | 0
4250 | 0
4251 | 0
4252 | 0
4253 | 0
4254 | 0
4255 | 49.642
4256 | 184.587
4257 | 339.228
4258 | 354.39
4259 | 504.824
4260 | 234.54
4261 | 653.874
4262 | 577.644
4263 | 430.464
4264 | 394.991
4265 | 295.993
4266 | 169.278
4267 | 47.394
4268 | 0
4269 | 0
4270 | 0
4271 | 0
4272 | 0
4273 | 0
4274 | 0
4275 | 0
4276 | 0
4277 | 0
4278 | 0
4279 | 48.168
4280 | 185.093
4281 | 349.961
4282 | 483.398
4283 | 577.901
4284 | 631.824
4285 | 219.805
4286 | 508.03
4287 | 457.474
4288 | 272.712
4289 | 298.195
4290 | 109.822
4291 | 39.203
4292 | 0
4293 | 0
4294 | 0
4295 | 0
4296 | 0
4297 | 0
4298 | 0
4299 | 0
4300 | 0
4301 | 0
4302 | 0
4303 | 4.675
4304 | 136.479
4305 | 172.208
4306 | 280.594
4307 | 260.888
4308 | 324.754
4309 | 209.611
4310 | 524.865
4311 | 420.798
4312 | 411.743
4313 | 298.228
4314 | 163.063
4315 | 51.054
4316 | 0
4317 | 0
4318 | 0
4319 | 0
4320 | 0
4321 | 0
4322 | 0
4323 | 0
4324 | 0
4325 | 0
4326 | 0
4327 | 47.934
4328 | 179.524
4329 | 256.727
4330 | 385.335
4331 | 496.326
4332 | 450.539
4333 | 149.835
4334 | 501.441
4335 | 119.765
4336 | 167.363
4337 | 301.866
4338 | 136.912
4339 | 44.607
4340 | 0
4341 | 0
4342 | 0
4343 | 0
4344 | 0
4345 | 0
4346 | 0
4347 | 0
4348 | 0
4349 | 0
4350 | 0
4351 | 42.029
4352 | 183.949
4353 | 349.817
4354 | 480.367
4355 | 570.32
4356 | 623.251
4357 | 635.671
4358 | 616.553
4359 | 494.567
4360 | 425.721
4361 | 259.864
4362 | 110.952
4363 | 39.929
4364 | 0
4365 | 0
4366 | 0
4367 | 0
4368 | 0
4369 | 0
4370 | 0
4371 | 0
4372 | 0
4373 | 0
4374 | 0
4375 | 41.818
4376 | 183.15
4377 | 348.011
4378 | 478.696
4379 | 567.904
4380 | 617.201
4381 | 632.851
4382 | 610.711
4383 | 559.197
4384 | 410.933
4385 | 108.612
4386 | 99.677
4387 | 32.584
4388 | 0
4389 | 0
4390 | 0
4391 | 0
4392 | 0
4393 | 0
4394 | 0
4395 | 0
4396 | 0
4397 | 0
4398 | 0
4399 | 39.983
4400 | 181.212
4401 | 303.108
4402 | 479.62
4403 | 568.317
4404 | 471.93
4405 | 640.268
4406 | 616.561
4407 | 562.405
4408 | 473.034
4409 | 341.14
4410 | 174.148
4411 | 43.823
4412 | 0
4413 | 0
4414 | 0
4415 | 0
4416 | 0
4417 | 0
4418 | 0
4419 | 0
4420 | 0
4421 | 0
4422 | 0
4423 | 41.662
4424 | 180.311
4425 | 343.369
4426 | 303.67
4427 | 566.188
4428 | 529.367
4429 | 354.573
4430 | 401.992
4431 | 174.258
4432 | 199.312
4433 | 240.591
4434 | 175.69
4435 | 46.801
4436 | 0
4437 | 0
4438 | 0
4439 | 0
4440 | 0
4441 | 0
4442 | 0
4443 | 0
4444 | 0
4445 | 0
4446 | 0
4447 | 43.932
4448 | 180.847
4449 | 339.565
4450 | 469.724
4451 | 558.001
4452 | 609.716
4453 | 624.274
4454 | 606
4455 | 551.937
4456 | 460.322
4457 | 334.182
4458 | 178.177
4459 | 47.911
4460 | 0
4461 | 0
4462 | 0
4463 | 0
4464 | 0
4465 | 0
4466 | 0
4467 | 0
4468 | 0
4469 | 0
4470 | 0
4471 | 44.565
4472 | 181.045
4473 | 339.397
4474 | 470.924
4475 | 562.325
4476 | 510.877
4477 | 586.612
4478 | 479.125
4479 | 492.322
4480 | 352.689
4481 | 308.135
4482 | 133.308
4483 | 44.211
4484 | 0
4485 | 0
4486 | 0
4487 | 0
4488 | 0
4489 | 0
4490 | 0
4491 | 0
4492 | 0
4493 | 0
4494 | 0
4495 | 44.932
4496 | 178.74
4497 | 339.401
4498 | 470.831
4499 | 558.085
4500 | 608.057
4501 | 620.773
4502 | 459.123
4503 | 377.571
4504 | 459.288
4505 | 327.711
4506 | 137.499
4507 | 47.732
4508 | 0
4509 | 0
4510 | 0
4511 | 0
4512 | 0
4513 | 0
4514 | 0
4515 | 0
4516 | 0
4517 | 0
4518 | 0
4519 | 46.967
4520 | 138.494
4521 | 333.085
4522 | 460.221
4523 | 543.238
4524 | 533.472
4525 | 449.653
4526 | 546.377
4527 | 416.23
4528 | 422.547
4529 | 261.173
4530 | 142.224
4531 | 43.985
4532 | 0
4533 | 0
4534 | 0
4535 | 0
4536 | 0
4537 | 0
4538 | 0
4539 | 0
4540 | 0
4541 | 0
4542 | 0
4543 | 44.583
4544 | 101.879
4545 | 142.818
4546 | 336.65
4547 | 405.709
4548 | 555.787
4549 | 541.718
4550 | 548.457
4551 | 507.488
4552 | 288.312
4553 | 312.005
4554 | 145.893
4555 | 47.46
4556 | 0
4557 | 0
4558 | 0
4559 | 0
4560 | 0
4561 | 0
4562 | 0
4563 | 0
4564 | 0
4565 | 0
4566 | 0
4567 | 50.737
4568 | 96.07
4569 | 297.147
4570 | 446.595
4571 | 530.617
4572 | 514.569
4573 | 538.115
4574 | 524.145
4575 | 366.487
4576 | 331.05
4577 | 287.97
4578 | 56.176
4579 | 0
4580 | 0
4581 | 0
4582 | 0
4583 | 0
4584 | 0
4585 | 0
4586 | 0
4587 | 0
4588 | 0
4589 | 0
4590 | 0
4591 | 43.878
4592 | 169.495
4593 | 295.272
4594 | 411.762
4595 | 507.967
4596 | 525.227
4597 | 543.358
4598 | 545.153
4599 | 510.834
4600 | 434.76
4601 | 287.506
4602 | 180.936
4603 | 54.801
4604 | 0
4605 | 0
4606 | 0
4607 | 0
4608 | 0
4609 | 0
4610 | 0
4611 | 0
4612 | 0
4613 | 0
4614 | 0
4615 | 48.897
4616 | 174.174
4617 | 338.511
4618 | 475.822
4619 | 571.867
4620 | 627.77
4621 | 646.56
4622 | 315.254
4623 | 578.623
4624 | 400.891
4625 | 233.166
4626 | 145.6
4627 | 33.087
4628 | 0
4629 | 0
4630 | 0
4631 | 0
4632 | 0
4633 | 0
4634 | 0
4635 | 0
4636 | 0
4637 | 0
4638 | 0
4639 | 35.369
4640 | 165.928
4641 | 287.951
4642 | 410.056
4643 | 505.233
4644 | 494.834
4645 | 510.108
4646 | 515.297
4647 | 466.069
4648 | 392.094
4649 | 119.244
4650 | 70.153
4651 | 9.295
4652 | 0
4653 | 0
4654 | 0
4655 | 0
4656 | 0
4657 | 0
4658 | 0
4659 | 0
4660 | 0
4661 | 0
4662 | 0
4663 | 5.539
4664 | 74.015
4665 | 153.669
4666 | 353.866
4667 | 580.154
4668 | 637.865
4669 | 557.816
4670 | 647.417
4671 | 589.255
4672 | 494.536
4673 | 357.778
4674 | 190.45
4675 | 52.889
4676 | 0
4677 | 0
4678 | 0
4679 | 0
4680 | 0
4681 | 0
4682 | 0
4683 | 0
4684 | 0
4685 | 0
4686 | 0
4687 | 42.938
4688 | 183.261
4689 | 349.893
4690 | 500.809
4691 | 594.825
4692 | 475.271
4693 | 675.086
4694 | 652.855
4695 | 598.062
4696 | 502.739
4697 | 364.58
4698 | 192.264
4699 | 50.052
4700 | 0
4701 | 0
4702 | 0
4703 | 0
4704 | 0
4705 | 0
4706 | 0
4707 | 0
4708 | 0
4709 | 0
4710 | 0
4711 | 40.652
4712 | 139.771
4713 | 351.486
4714 | 180.129
4715 | 492.025
4716 | 489.114
4717 | 666.415
4718 | 646.549
4719 | 588.677
4720 | 311.104
4721 | 166.786
4722 | 76.997
4723 | 16.547
4724 | 0
4725 | 0
4726 | 0
4727 | 0
4728 | 0
4729 | 0
4730 | 0
4731 | 0
4732 | 0
4733 | 0
4734 | 0
4735 | 41.697
4736 | 174.353
4737 | 106.703
4738 | 295.391
4739 | 418.229
4740 | 478.213
4741 | 521.207
4742 | 645.009
4743 | 582.381
4744 | 487.25
4745 | 352.204
4746 | 182.62
4747 | 44.856
4748 | 0
4749 | 0
4750 | 0
4751 | 0
4752 | 0
4753 | 0
4754 | 0
4755 | 0
4756 | 0
4757 | 0
4758 | 0
4759 | 37.902
4760 | 171.429
4761 | 332.401
4762 | 465.676
4763 | 339.828
4764 | 526.573
4765 | 189.421
4766 | 403.661
4767 | 402.394
4768 | 413.628
4769 | 185.389
4770 | 104.684
4771 | 6.846
4772 | 0
4773 | 0
4774 | 0
4775 | 0
4776 | 0
4777 | 0
4778 | 0
4779 | 0
4780 | 0
4781 | 0
4782 | 0
4783 | 39.007
4784 | 128.611
4785 | 192.811
4786 | 388.66
4787 | 550.329
4788 | 498.926
4789 | 562.143
4790 | 497.97
4791 | 471.539
4792 | 457.666
4793 | 152.952
4794 | 169.059
4795 | 50.243
4796 | 0
4797 | 0
4798 | 0
4799 | 0
4800 | 0
4801 | 0
4802 | 0
4803 | 0
4804 | 0
4805 | 0
4806 | 0
4807 | 39.864
4808 | 125.605
4809 | 273.556
4810 | 418.517
4811 | 536.995
4812 | 482.407
4813 | 199.673
4814 | 127.783
4815 | 342.94
4816 | 313.079
4817 | 154.833
4818 | 72.529
4819 | 13.968
4820 | 0
4821 | 0
4822 | 0
4823 | 0
4824 | 0
4825 | 0
4826 | 0
4827 | 0
4828 | 0
4829 | 0
4830 | 0
4831 | 45.174
4832 | 170.537
4833 | 295.622
4834 | 319.88
4835 | 397.253
4836 | 477.019
4837 | 625.612
4838 | 534.724
4839 | 430.721
4840 | 465.826
4841 | 157.654
4842 | 99.758
4843 | 53.809
4844 | 0
4845 | 0
4846 | 0
4847 | 0
4848 | 0
4849 | 0
4850 | 0
4851 | 0
4852 | 0
4853 | 0
4854 | 0
4855 | 35.564
4856 | 16.543
4857 | 146.895
4858 | 333.582
4859 | 571.063
4860 | 616.082
4861 | 633.742
4862 | 618.286
4863 | 584.681
4864 | 422.488
4865 | 352.505
4866 | 182.399
4867 | 42.729
4868 | 0
4869 | 0
4870 | 0
4871 | 0
4872 | 0
4873 | 0
4874 | 0
4875 | 0
4876 | 0
4877 | 0
4878 | 0
4879 | 34.65
4880 | 168.419
4881 | 334.458
4882 | 398
4883 | 383.784
4884 | 465.624
4885 | 657.349
4886 | 634.493
4887 | 387.253
4888 | 202.454
4889 | 189.186
4890 | 139.064
4891 | 47.631
4892 | 0
4893 | 0
4894 | 0
4895 | 0
4896 | 0
4897 | 0
4898 | 0
4899 | 0
4900 | 0
4901 | 0
4902 | 0
4903 | 37.457
4904 | 56.292
4905 | 302.782
4906 | 371.154
4907 | 474.163
4908 | 489.364
4909 | 572.822
4910 | 471.076
4911 | 399.549
4912 | 411.333
4913 | 304.724
4914 | 179.888
4915 | 46.013
4916 | 0
4917 | 0
4918 | 0
4919 | 0
4920 | 0
4921 | 0
4922 | 0
4923 | 0
4924 | 0
4925 | 0
4926 | 0
4927 | 16.744
4928 | 159.875
4929 | 308.248
4930 | 418.28
4931 | 500.723
4932 | 533.717
4933 | 563.365
4934 | 553.761
4935 | 518.93
4936 | 442.714
4937 | 337.842
4938 | 165.738
4939 | 41.753
4940 | 0
4941 | 0
4942 | 0
4943 | 0
4944 | 0
4945 | 0
4946 | 0
4947 | 0
4948 | 0
4949 | 0
4950 | 0
4951 | 32.934
4952 | 168.14
4953 | 313.066
4954 | 437.942
4955 | 514.189
4956 | 560.97
4957 | 531.609
4958 | 570.268
4959 | 566.919
4960 | 446.722
4961 | 304.469
4962 | 179.538
4963 | 43.048
4964 | 0
4965 | 0
4966 | 0
4967 | 0
4968 | 0
4969 | 0
4970 | 0
4971 | 0
4972 | 0
4973 | 0
4974 | 0
4975 | 31.585
4976 | 166.847
4977 | 331.153
4978 | 363.107
4979 | 480.278
4980 | 518.033
4981 | 543.46
4982 | 618.751
4983 | 562.858
4984 | 243.588
4985 | 262.009
4986 | 0
4987 | 40.295
4988 | 0
4989 | 0
4990 | 0
4991 | 0
4992 | 0
4993 | 0
4994 | 0
4995 | 0
4996 | 0
4997 | 0
4998 | 0
4999 | 30.853
5000 | 166.729
5001 | 332.656
5002 | 468.091
5003 | 559.23
5004 | 613.223
5005 | 627.99
5006 | 610.744
5007 | 562.337
5008 | 468.691
5009 | 336.728
5010 | 176.863
5011 | 39.969
5012 | 0
5013 | 0
5014 | 0
5015 | 0
5016 | 0
5017 | 0
5018 | 0
5019 | 0
5020 | 0
5021 | 0
5022 | 0
5023 | 32.618
5024 | 166.314
5025 | 263.703
5026 | 468.17
5027 | 557.828
5028 | 610.377
5029 | 628.004
5030 | 607.301
5031 | 556.08
5032 | 464.727
5033 | 333.878
5034 | 175.477
5035 | 38.08
5036 | 0
5037 | 0
5038 | 0
5039 | 0
5040 | 0
5041 | 0
5042 | 0
5043 | 0
5044 | 0
5045 | 0
5046 | 0
5047 | 33.638
5048 | 165.367
5049 | 323.13
5050 | 424.217
5051 | 467.896
5052 | 397.032
5053 | 428.431
5054 | 335.498
5055 | 453.608
5056 | 156.058
5057 | 94.143
5058 | 122.678
5059 | 37.19
5060 | 0
5061 | 0
5062 | 0
5063 | 0
5064 | 0
5065 | 0
5066 | 0
5067 | 0
5068 | 0
5069 | 0
5070 | 0
5071 | 6.244
5072 | 96.905
5073 | 225.853
5074 | 295.247
5075 | 129.119
5076 | 260.378
5077 | 534.859
5078 | 542.044
5079 | 337.055
5080 | 448.323
5081 | 269.691
5082 | 0
5083 | 35.959
5084 | 0
5085 | 0
5086 | 0
5087 | 0
5088 | 0
5089 | 0
5090 | 0
5091 | 0
5092 | 0
5093 | 0
5094 | 0
5095 | 36.338
5096 | 165.859
5097 | 306.187
5098 | 274.123
5099 | 491.681
5100 | 536.984
5101 | 463.87
5102 | 494.613
5103 | 520.354
5104 | 380.211
5105 | 309.284
5106 | 145.104
5107 | 41.288
5108 | 0
5109 | 0
5110 | 0
5111 | 0
5112 | 0
5113 | 0
5114 | 0
5115 | 0
5116 | 0
5117 | 0
5118 | 0
5119 | 33.836
5120 | 162.89
5121 | 232.192
5122 | 456.502
5123 | 392.855
5124 | 542.871
5125 | 222.47
5126 | 240.059
5127 | 350.665
5128 | 104.679
5129 | 10.666
5130 | 47.257
5131 | 6.875
5132 | 0
5133 | 0
5134 | 0
5135 | 0
5136 | 0
5137 | 0
5138 | 0
5139 | 0
5140 | 0
5141 | 0
5142 | 0
5143 | 31.456
5144 | 164.626
5145 | 331.03
5146 | 469.646
5147 | 383.166
5148 | 271.76
5149 | 645.219
5150 | 617.171
5151 | 532.64
5152 | 473.305
5153 | 330.475
5154 | 162.059
5155 | 36.464
5156 | 0
5157 | 0
5158 | 0
5159 | 0
5160 | 0
5161 | 0
5162 | 0
5163 | 0
5164 | 0
5165 | 0
5166 | 0
5167 | 32.542
5168 | 154.548
5169 | 239.217
5170 | 320.902
5171 | 437.231
5172 | 490.511
5173 | 365.139
5174 | 170.919
5175 | 394.503
5176 | 195.896
5177 | 294.543
5178 | 140.087
5179 | 24.125
5180 | 0
5181 | 0
5182 | 0
5183 | 0
5184 | 0
5185 | 0
5186 | 0
5187 | 0
5188 | 0
5189 | 0
5190 | 0
5191 | 27.62
5192 | 165.116
5193 | 339.392
5194 | 478.703
5195 | 574.101
5196 | 626.972
5197 | 302.129
5198 | 582.71
5199 | 488.466
5200 | 388.436
5201 | 267.601
5202 | 156.204
5203 | 34.8
5204 | 0
5205 | 0
5206 | 0
5207 | 0
5208 | 0
5209 | 0
5210 | 0
5211 | 0
5212 | 0
5213 | 0
5214 | 0
5215 | 33.249
5216 | 138.611
5217 | 323.164
5218 | 454.315
5219 | 551.362
5220 | 602.163
5221 | 620.392
5222 | 598.544
5223 | 539.733
5224 | 448.984
5225 | 317.205
5226 | 124.942
5227 | 34.932
5228 | 0
5229 | 0
5230 | 0
5231 | 0
5232 | 0
5233 | 0
5234 | 0
5235 | 0
5236 | 0
5237 | 0
5238 | 0
5239 | 32.501
5240 | 162.124
5241 | 322.82
5242 | 457.32
5243 | 551.978
5244 | 603.914
5245 | 618.672
5246 | 385.051
5247 | 349.301
5248 | 233.198
5249 | 229.746
5250 | 124.982
5251 | 33.484
5252 | 0
5253 | 0
5254 | 0
5255 | 0
5256 | 0
5257 | 0
5258 | 0
5259 | 0
5260 | 0
5261 | 0
5262 | 0
5263 | 31.658
5264 | 160.994
5265 | 322.727
5266 | 457.568
5267 | 553.159
5268 | 266.144
5269 | 635.659
5270 | 602.144
5271 | 455.694
5272 | 131.939
5273 | 191.341
5274 | 139.135
5275 | 33.73
5276 | 0
5277 | 0
5278 | 0
5279 | 0
5280 | 0
5281 | 0
5282 | 0
5283 | 0
5284 | 0
5285 | 0
5286 | 0
5287 | 29.07
5288 | 163.034
5289 | 333.726
5290 | 471.704
5291 | 566.404
5292 | 619.738
5293 | 634.103
5294 | 495.059
5295 | 519.325
5296 | 424.541
5297 | 260.306
5298 | 93.176
5299 | 17.728
5300 | 0
5301 | 0
5302 | 0
5303 | 0
5304 | 0
5305 | 0
5306 | 0
5307 | 0
5308 | 0
5309 | 0
5310 | 0
5311 | 28.372
5312 | 161.699
5313 | 329.716
5314 | 468.419
5315 | 562.378
5316 | 611.903
5317 | 430.012
5318 | 552.195
5319 | 448.805
5320 | 386.946
5321 | 190.799
5322 | 80.029
5323 | 26.034
5324 | 0
5325 | 0
5326 | 0
5327 | 0
5328 | 0
5329 | 0
5330 | 0
5331 | 0
5332 | 0
5333 | 0
5334 | 0
5335 | 28.664
5336 | 129.208
5337 | 233.844
5338 | 308.617
5339 | 487.242
5340 | 619.573
5341 | 352.046
5342 | 551.068
5343 | 518.393
5344 | 317.042
5345 | 126.987
5346 | 104.102
5347 | 24.051
5348 | 0
5349 | 0
5350 | 0
5351 | 0
5352 | 0
5353 | 0
5354 | 0
5355 | 0
5356 | 0
5357 | 0
5358 | 0
5359 | 26.522
5360 | 161.792
5361 | 237.963
5362 | 414.232
5363 | 340.736
5364 | 258.006
5365 | 382.718
5366 | 486.322
5367 | 421.649
5368 | 422.92
5369 | 308.916
5370 | 153.926
5371 | 32.317
5372 | 0
5373 | 0
5374 | 0
5375 | 0
5376 | 0
5377 | 0
5378 | 0
5379 | 0
5380 | 0
5381 | 0
5382 | 0
5383 | 27.084
5384 | 2.948
5385 | 249.624
5386 | 246.122
5387 | 490.716
5388 | 567.007
5389 | 463.548
5390 | 256.23
5391 | 341.669
5392 | 141.065
5393 | 274.035
5394 | 84.557
5395 | 20.21
5396 | 0
5397 | 0
5398 | 0
5399 | 0
5400 | 0
5401 | 0
5402 | 0
5403 | 0
5404 | 0
5405 | 0
5406 | 0
5407 | 29.006
5408 | 159.976
5409 | 330.625
5410 | 469.627
5411 | 565.505
5412 | 468.063
5413 | 191.19
5414 | 125.842
5415 | 348.204
5416 | 249.726
5417 | 56.156
5418 | 55.876
5419 | 17.196
5420 | 0
5421 | 0
5422 | 0
5423 | 0
5424 | 0
5425 | 0
5426 | 0
5427 | 0
5428 | 0
5429 | 0
5430 | 0
5431 | 25.201
5432 | 161.521
5433 | 330.206
5434 | 469.086
5435 | 330.101
5436 | 360.693
5437 | 75.031
5438 | 148.38
5439 | 203.219
5440 | 313.82
5441 | 207.685
5442 | 103.606
5443 | 28.114
5444 | 0
5445 | 0
5446 | 0
5447 | 0
5448 | 0
5449 | 0
5450 | 0
5451 | 0
5452 | 0
5453 | 0
5454 | 0
5455 | 28.865
5456 | 161.536
5457 | 324.751
5458 | 465.172
5459 | 451.794
5460 | 535.678
5461 | 540.3
5462 | 441.079
5463 | 490.415
5464 | 382.048
5465 | 268.952
5466 | 138.484
5467 | 27.212
5468 | 0
5469 | 0
5470 | 0
5471 | 0
5472 | 0
5473 | 0
5474 | 0
5475 | 0
5476 | 0
5477 | 0
5478 | 0
5479 | 27.626
5480 | 160.659
5481 | 329.961
5482 | 469.625
5483 | 562.465
5484 | 617.6
5485 | 632.405
5486 | 189.035
5487 | 189.287
5488 | 461.873
5489 | 125.135
5490 | 12.084
5491 | 16.389
5492 | 0
5493 | 0
5494 | 0
5495 | 0
5496 | 0
5497 | 0
5498 | 0
5499 | 0
5500 | 0
5501 | 0
5502 | 0
5503 | 23.29
5504 | 162.3
5505 | 338.789
5506 | 479.99
5507 | 574.288
5508 | 627.277
5509 | 578.036
5510 | 514.421
5511 | 512.451
5512 | 42.546
5513 | 129.27
5514 | 77.631
5515 | 14.76
5516 | 0
5517 | 0
5518 | 0
5519 | 0
5520 | 0
5521 | 0
5522 | 0
5523 | 0
5524 | 0
5525 | 0
5526 | 0
5527 | 22.728
5528 | 162.995
5529 | 338.315
5530 | 478.693
5531 | 594.223
5532 | 651.026
5533 | 669.47
5534 | 589.167
5535 | 579.446
5536 | 462.104
5537 | 321.428
5538 | 154.242
5539 | 24.055
5540 | 0
5541 | 0
5542 | 0
5543 | 0
5544 | 0
5545 | 0
5546 | 0
5547 | 0
5548 | 0
5549 | 0
5550 | 0
5551 | 25.737
5552 | 158.629
5553 | 329.028
5554 | 468.341
5555 | 568.208
5556 | 620.695
5557 | 638.156
5558 | 611.195
5559 | 555.177
5560 | 455
5561 | 314.401
5562 | 132.927
5563 | 23.076
5564 | 0
5565 | 0
5566 | 0
5567 | 0
5568 | 0
5569 | 0
5570 | 0
5571 | 0
5572 | 0
5573 | 0
5574 | 0
5575 | 24.587
5576 | 159.615
5577 | 278.879
5578 | 466.812
5579 | 561.032
5580 | 613.685
5581 | 627.203
5582 | 604.978
5583 | 542.978
5584 | 447.219
5585 | 308.677
5586 | 128.991
5587 | 10.431
5588 | 0
5589 | 0
5590 | 0
5591 | 0
5592 | 0
5593 | 0
5594 | 0
5595 | 0
5596 | 0
5597 | 0
5598 | 0
5599 | 23.458
5600 | 160.535
5601 | 330.96
5602 | 467.645
5603 | 566.864
5604 | 615.484
5605 | 627.943
5606 | 604.923
5607 | 473.721
5608 | 390.604
5609 | 315.262
5610 | 147.739
5611 | 21.123
5612 | 0
5613 | 0
5614 | 0
5615 | 0
5616 | 0
5617 | 0
5618 | 0
5619 | 0
5620 | 0
5621 | 0
5622 | 0
5623 | 18.082
5624 | 132.691
5625 | 322.35
5626 | 456.548
5627 | 550.933
5628 | 600.898
5629 | 362.048
5630 | 598.045
5631 | 449.771
5632 | 369.718
5633 | 300.414
5634 | 141.693
5635 | 21.01
5636 | 0
5637 | 0
5638 | 0
5639 | 0
5640 | 0
5641 | 0
5642 | 0
5643 | 0
5644 | 0
5645 | 0
5646 | 0
5647 | 23.881
5648 | 157.358
5649 | 305.013
5650 | 426.662
5651 | 531.156
5652 | 417.674
5653 | 511.045
5654 | 396.755
5655 | 310.834
5656 | 285.471
5657 | 298.408
5658 | 118.136
5659 | 19.939
5660 | 0
5661 | 0
5662 | 0
5663 | 0
5664 | 0
5665 | 0
5666 | 0
5667 | 0
5668 | 0
5669 | 0
5670 | 0
5671 | 26.276
5672 | 102.502
5673 | 334.628
5674 | 252.515
5675 | 303.544
5676 | 453.408
5677 | 397.07
5678 | 474.806
5679 | 413.147
5680 | 479.372
5681 | 325.253
5682 | 2.015
5683 | 22.567
5684 | 0
5685 | 0
5686 | 0
5687 | 0
5688 | 0
5689 | 0
5690 | 0
5691 | 0
5692 | 0
5693 | 0
5694 | 0
5695 | 25.11
5696 | 162.513
5697 | 348.279
5698 | 497.527
5699 | 273.14
5700 | 327.095
5701 | 511.267
5702 | 510.133
5703 | 283.381
5704 | 355.892
5705 | 100.453
5706 | 150.269
5707 | 18.899
5708 | 0
5709 | 0
5710 | 0
5711 | 0
5712 | 0
5713 | 0
5714 | 0
5715 | 0
5716 | 0
5717 | 0
5718 | 0
5719 | 22.354
5720 | 168.17
5721 | 350.488
5722 | 495.515
5723 | 592.951
5724 | 646.049
5725 | 659.201
5726 | 636.666
5727 | 575.483
5728 | 475.047
5729 | 329.574
5730 | 150.225
5731 | 16.203
5732 | 0
5733 | 0
5734 | 0
5735 | 0
5736 | 0
5737 | 0
5738 | 0
5739 | 0
5740 | 0
5741 | 0
5742 | 0
5743 | 21.702
5744 | 168.621
5745 | 349.051
5746 | 493.27
5747 | 587.892
5748 | 639.546
5749 | 651.287
5750 | 625.62
5751 | 566.541
5752 | 464.15
5753 | 318.822
5754 | 144.616
5755 | 15.499
5756 | 0
5757 | 0
5758 | 0
5759 | 0
5760 | 0
5761 | 0
5762 | 0
5763 | 0
5764 | 0
5765 | 0
5766 | 0
5767 | 21.459
5768 | 107.626
5769 | 343.374
5770 | 482.095
5771 | 574.022
5772 | 623.398
5773 | 636.377
5774 | 348.911
5775 | 426.697
5776 | 186.294
5777 | 125.196
5778 | 107.329
5779 | 13.144
5780 | 0
5781 | 0
5782 | 0
5783 | 0
5784 | 0
5785 | 0
5786 | 0
5787 | 0
5788 | 0
5789 | 0
5790 | 0
5791 | 21.534
5792 | 156.949
5793 | 329.807
5794 | 470.418
5795 | 565.205
5796 | 617.563
5797 | 632.062
5798 | 610.919
5799 | 551.32
5800 | 450.158
5801 | 305.717
5802 | 135.226
5803 | 13.572
5804 | 0
5805 | 0
5806 | 0
5807 | 0
5808 | 0
5809 | 0
5810 | 0
5811 | 0
5812 | 0
5813 | 0
5814 | 0
5815 | 21.861
5816 | 129.422
5817 | 329.932
5818 | 467.387
5819 | 564.965
5820 | 615.23
5821 | 569.243
5822 | 540.701
5823 | 435.591
5824 | 443.763
5825 | 293.441
5826 | 131.959
5827 | 13.025
5828 | 0
5829 | 0
5830 | 0
5831 | 0
5832 | 0
5833 | 0
5834 | 0
5835 | 0
5836 | 0
5837 | 0
5838 | 0
5839 | 21.284
5840 | 109.602
5841 | 161.379
5842 | 479.85
5843 | 576.282
5844 | 302.63
5845 | 544.564
5846 | 443.823
5847 | 369.555
5848 | 7.176
5849 | 36.845
5850 | 10.87
5851 | 0
5852 | 0
5853 | 0
5854 | 0
5855 | 0
5856 | 0
5857 | 0
5858 | 0
5859 | 0
5860 | 0
5861 | 0
5862 | 0
5863 | 0.603
5864 | 71.072
5865 | 103.981
5866 | 273.453
5867 | 315.903
5868 | 405.238
5869 | 215.381
5870 | 189.067
5871 | 155.43
5872 | 132.113
5873 | 102.324
5874 | 66.428
5875 | 2.11
5876 | 0
5877 | 0
5878 | 0
5879 | 0
5880 | 0
5881 | 0
5882 | 0
5883 | 0
5884 | 0
5885 | 0
5886 | 0
5887 | 20.561
5888 | 157.254
5889 | 333.52
5890 | 286.998
5891 | 581.906
5892 | 624.615
5893 | 634.88
5894 | 605.984
5895 | 543.09
5896 | 436.12
5897 | 205.908
5898 | 125.374
5899 | 8.531
5900 | 0
5901 | 0
5902 | 0
5903 | 0
5904 | 0
5905 | 0
5906 | 0
5907 | 0
5908 | 0
5909 | 0
5910 | 0
5911 | 20.975
5912 | 160.379
5913 | 338.002
5914 | 483.336
5915 | 605.224
5916 | 660.145
5917 | 675.78
5918 | 645.579
5919 | 574.725
5920 | 463.992
5921 | 300.189
5922 | 128.573
5923 | 10.035
5924 | 0
5925 | 0
5926 | 0
5927 | 0
5928 | 0
5929 | 0
5930 | 0
5931 | 0
5932 | 0
5933 | 0
5934 | 0
5935 | 7.913
5936 | 160.257
5937 | 340.36
5938 | 346.468
5939 | 523.615
5940 | 562.603
5941 | 582.216
5942 | 516.039
5943 | 530.522
5944 | 448.73
5945 | 302.872
5946 | 112.703
5947 | 8.457
5948 | 0
5949 | 0
5950 | 0
5951 | 0
5952 | 0
5953 | 0
5954 | 0
5955 | 0
5956 | 0
5957 | 0
5958 | 0
5959 | 18.507
5960 | 142.325
5961 | 331.549
5962 | 481.201
5963 | 600.72
5964 | 657.365
5965 | 672.744
5966 | 521.67
5967 | 487.641
5968 | 406.361
5969 | 242.751
5970 | 110.222
5971 | 3.643
5972 | 0
5973 | 0
5974 | 0
5975 | 0
5976 | 0
5977 | 0
5978 | 0
5979 | 0
5980 | 0
5981 | 0
5982 | 0
5983 | 16.24
5984 | 140.638
5985 | 252.406
5986 | 288.479
5987 | 532.099
5988 | 518.827
5989 | 582.936
5990 | 540.783
5991 | 515.03
5992 | 417.279
5993 | 220.963
5994 | 124.568
5995 | 5.508
5996 | 0
5997 | 0
5998 | 0
5999 | 0
6000 | 0
6001 | 0
6002 | 0
6003 | 0
6004 | 0
6005 | 0
6006 | 0
6007 | 19.803
6008 | 65.95
6009 | 149.14
6010 | 129.602
6011 | 106.081
6012 | 175.186
6013 | 113.563
6014 | 162.996
6015 | 126.022
6016 | 54.119
6017 | 304.009
6018 | 119.821
6019 | 3.954
6020 | 0
6021 | 0
6022 | 0
6023 | 0
6024 | 0
6025 | 0
6026 | 0
6027 | 0
6028 | 0
6029 | 0
6030 | 0
6031 | 19.55
6032 | 163.179
6033 | 344.097
6034 | 488.757
6035 | 575.989
6036 | 627.113
6037 | 639.34
6038 | 611.401
6039 | 542.285
6040 | 435.913
6041 | 285.828
6042 | 114.866
6043 | 2.042
6044 | 0
6045 | 0
6046 | 0
6047 | 0
6048 | 0
6049 | 0
6050 | 0
6051 | 0
6052 | 0
6053 | 0
6054 | 0
6055 | 17.575
6056 | 158.369
6057 | 334.107
6058 | 474.652
6059 | 573.677
6060 | 626.868
6061 | 640.771
6062 | 605.246
6063 | 540.393
6064 | 433.651
6065 | 282.758
6066 | 111.977
6067 | 0.453
6068 | 0
6069 | 0
6070 | 0
6071 | 0
6072 | 0
6073 | 0
6074 | 0
6075 | 0
6076 | 0
6077 | 0
6078 | 0
6079 | 17.059
6080 | 158.196
6081 | 339.253
6082 | 484.008
6083 | 581.309
6084 | 531.351
6085 | 507.793
6086 | 23.062
6087 | 221.486
6088 | 317.755
6089 | 33.548
6090 | 0
6091 | 0
6092 | 0
6093 | 0
6094 | 0
6095 | 0
6096 | 0
6097 | 0
6098 | 0
6099 | 0
6100 | 0
6101 | 0
6102 | 0
6103 | 17.755
6104 | 160.52
6105 | 247.896
6106 | 386.002
6107 | 432.804
6108 | 475.244
6109 | 644.985
6110 | 610.929
6111 | 358.153
6112 | 231.406
6113 | 159.451
6114 | 0
6115 | 0
6116 | 0
6117 | 0
6118 | 0
6119 | 0
6120 | 0
6121 | 0
6122 | 0
6123 | 0
6124 | 0
6125 | 0
6126 | 0
6127 | 17.501
6128 | 161.074
6129 | 340.172
6130 | 481.978
6131 | 573.505
6132 | 623.521
6133 | 631.906
6134 | 607.103
6135 | 545.119
6136 | 328.24
6137 | 282.579
6138 | 106.372
6139 | 0
6140 | 0
6141 | 0
6142 | 0
6143 | 0
6144 | 0
6145 | 0
6146 | 0
6147 | 0
6148 | 0
6149 | 0
6150 | 0
6151 | 11.577
6152 | 121.84
6153 | 337.672
6154 | 477.227
6155 | 572.702
6156 | 619.457
6157 | 632.48
6158 | 198.257
6159 | 237.217
6160 | 436.398
6161 | 218.613
6162 | 0
6163 | 0
6164 | 0
6165 | 0
6166 | 0
6167 | 0
6168 | 0
6169 | 0
6170 | 0
6171 | 0
6172 | 0
6173 | 0
6174 | 0
6175 | 15.886
6176 | 158.828
6177 | 198.667
6178 | 487.868
6179 | 579.558
6180 | 627.911
6181 | 636.594
6182 | 488.549
6183 | 541.353
6184 | 426.745
6185 | 246.157
6186 | 92.586
6187 | 0
6188 | 0
6189 | 0
6190 | 0
6191 | 0
6192 | 0
6193 | 0
6194 | 0
6195 | 0
6196 | 0
6197 | 0
6198 | 0
6199 | 15.929
6200 | 158.374
6201 | 338.755
6202 | 480.854
6203 | 576.854
6204 | 627.153
6205 | 635.938
6206 | 610.5
6207 | 281.076
6208 | 107.496
6209 | 280.972
6210 | 98.727
6211 | 0
6212 | 0
6213 | 0
6214 | 0
6215 | 0
6216 | 0
6217 | 0
6218 | 0
6219 | 0
6220 | 0
6221 | 0
6222 | 0
6223 | 3.862
6224 | 100.445
6225 | 75.234
6226 | 95.303
6227 | 294.596
6228 | 64.95
6229 | 35.669
6230 | 105.79
6231 | 130.779
6232 | 183.922
6233 | 95.43
6234 | 79.058
6235 | 0
6236 | 0
6237 | 0
6238 | 0
6239 | 0
6240 | 0
6241 | 0
6242 | 0
6243 | 0
6244 | 0
6245 | 0
6246 | 0
6247 | 11.274
6248 | 104.814
6249 | 332.837
6250 | 416.013
6251 | 333.941
6252 | 479.697
6253 | 488.141
6254 | 306.201
6255 | 363.365
6256 | 104.754
6257 | 173.373
6258 | 48.8
6259 | 0
6260 | 0
6261 | 0
6262 | 0
6263 | 0
6264 | 0
6265 | 0
6266 | 0
6267 | 0
6268 | 0
6269 | 0
6270 | 0
6271 | 2.306
6272 | 64.84
6273 | 165.108
6274 | 101.478
6275 | 213.004
6276 | 71.844
6277 | 153.254
6278 | 115.986
6279 | 92.206
6280 | 149.914
6281 | 38.953
6282 | 32.995
6283 | 0
6284 | 0
6285 | 0
6286 | 0
6287 | 0
6288 | 0
6289 | 0
6290 | 0
6291 | 0
6292 | 0
6293 | 0
6294 | 0
6295 | 10.456
6296 | 81.403
6297 | 70.167
6298 | 27.597
6299 | 395.742
6300 | 152.282
6301 | 397.911
6302 | 217.878
6303 | 569.932
6304 | 426.723
6305 | 263.597
6306 | 64.552
6307 | 0
6308 | 0
6309 | 0
6310 | 0
6311 | 0
6312 | 0
6313 | 0
6314 | 0
6315 | 0
6316 | 0
6317 | 0
6318 | 0
6319 | 10.378
6320 | 144.836
6321 | 280.012
6322 | 413.526
6323 | 416.48
6324 | 564.884
6325 | 564.682
6326 | 610.892
6327 | 27.093
6328 | 436.456
6329 | 266.134
6330 | 77.879
6331 | 0
6332 | 0
6333 | 0
6334 | 0
6335 | 0
6336 | 0
6337 | 0
6338 | 0
6339 | 0
6340 | 0
6341 | 0
6342 | 0
6343 | 0.575
6344 | 65.067
6345 | 153.94
6346 | 465.245
6347 | 568.33
6348 | 624.011
6349 | 637.594
6350 | 608.806
6351 | 540.668
6352 | 400.882
6353 | 268.23
6354 | 52.872
6355 | 0
6356 | 0
6357 | 0
6358 | 0
6359 | 0
6360 | 0
6361 | 0
6362 | 0
6363 | 0
6364 | 0
6365 | 0
6366 | 0
6367 | 3.048
6368 | 36.762
6369 | 103.988
6370 | 197.564
6371 | 309.866
6372 | 637.686
6373 | 639.423
6374 | 605.793
6375 | 537.585
6376 | 424.591
6377 | 266.532
6378 | 86.814
6379 | 0
6380 | 0
6381 | 0
6382 | 0
6383 | 0
6384 | 0
6385 | 0
6386 | 0
6387 | 0
6388 | 0
6389 | 0
6390 | 0
6391 | 10.815
6392 | 156.11
6393 | 144.711
6394 | 373.67
6395 | 424.745
6396 | 662.647
6397 | 664.795
6398 | 323.044
6399 | 463.685
6400 | 428.955
6401 | 251.336
6402 | 67.812
6403 | 0
6404 | 0
6405 | 0
6406 | 0
6407 | 0
6408 | 0
6409 | 0
6410 | 0
6411 | 0
6412 | 0
6413 | 0
6414 | 0
6415 | 9.439
6416 | 154.798
6417 | 338.329
6418 | 396.589
6419 | 366.648
6420 | 371.851
6421 | 288.355
6422 | 136.411
6423 | 101.109
6424 | 335.477
6425 | 81.321
6426 | 27.533
6427 | 0
6428 | 0
6429 | 0
6430 | 0
6431 | 0
6432 | 0
6433 | 0
6434 | 0
6435 | 0
6436 | 0
6437 | 0
6438 | 0
6439 | 10.549
6440 | 158.112
6441 | 342.631
6442 | 486.891
6443 | 580.416
6444 | 628.801
6445 | 638.607
6446 | 605.177
6447 | 536.819
6448 | 422.634
6449 | 262.832
6450 | 81.836
6451 | 0
6452 | 0
6453 | 0
6454 | 0
6455 | 0
6456 | 0
6457 | 0
6458 | 0
6459 | 0
6460 | 0
6461 | 0
6462 | 0
6463 | 12.069
6464 | 161.057
6465 | 346.805
6466 | 184.808
6467 | 95.856
6468 | 644.235
6469 | 485.822
6470 | 614.434
6471 | 538.456
6472 | 421.755
6473 | 259.726
6474 | 79.099
6475 | 0
6476 | 0
6477 | 0
6478 | 0
6479 | 0
6480 | 0
6481 | 0
6482 | 0
6483 | 0
6484 | 0
6485 | 0
6486 | 0
6487 | 7.495
6488 | 151.711
6489 | 332.846
6490 | 474.34
6491 | 565.891
6492 | 613.942
6493 | 622.737
6494 | 590.836
6495 | 520.346
6496 | 402.669
6497 | 240.89
6498 | 71.836
6499 | 0
6500 | 0
6501 | 0
6502 | 0
6503 | 0
6504 | 0
6505 | 0
6506 | 0
6507 | 0
6508 | 0
6509 | 0
6510 | 0
6511 | 4.731
6512 | 147.091
6513 | 321.236
6514 | 479.289
6515 | 142.695
6516 | 524.883
6517 | 118.466
6518 | 630.019
6519 | 542.129
6520 | 415.425
6521 | 247.014
6522 | 70.35
6523 | 0
6524 | 0
6525 | 0
6526 | 0
6527 | 0
6528 | 0
6529 | 0
6530 | 0
6531 | 0
6532 | 0
6533 | 0
6534 | 0
6535 | 3.953
6536 | 152.84
6537 | 221.621
6538 | 502.388
6539 | 198.192
6540 | 268.581
6541 | 353.949
6542 | 95.329
6543 | 147.414
6544 | 118.894
6545 | 63.578
6546 | 68.071
6547 | 0
6548 | 0
6549 | 0
6550 | 0
6551 | 0
6552 | 0
6553 | 0
6554 | 0
6555 | 0
6556 | 0
6557 | 0
6558 | 0
6559 | 6.636
6560 | 66.955
6561 | 183.021
6562 | 509.84
6563 | 603.193
6564 | 522.242
6565 | 570.45
6566 | 491.309
6567 | 331.694
6568 | 210.083
6569 | 95.202
6570 | 63.251
6571 | 0
6572 | 0
6573 | 0
6574 | 0
6575 | 0
6576 | 0
6577 | 0
6578 | 0
6579 | 0
6580 | 0
6581 | 0
6582 | 0
6583 | 7.936
6584 | 93.316
6585 | 348.606
6586 | 493.282
6587 | 390.415
6588 | 383.655
6589 | 651.136
6590 | 348.383
6591 | 542.701
6592 | 424.288
6593 | 246.185
6594 | 66.311
6595 | 0
6596 | 0
6597 | 0
6598 | 0
6599 | 0
6600 | 0
6601 | 0
6602 | 0
6603 | 0
6604 | 0
6605 | 0
6606 | 0
6607 | 0
6608 | 73.739
6609 | 260.527
6610 | 352.62
6611 | 479.383
6612 | 481.09
6613 | 482.269
6614 | 471.299
6615 | 419.986
6616 | 252.983
6617 | 162.876
6618 | 42.009
6619 | 0
6620 | 0
6621 | 0
6622 | 0
6623 | 0
6624 | 0
6625 | 0
6626 | 0
6627 | 0
6628 | 0
6629 | 0
6630 | 0
6631 | 0
6632 | 140.742
6633 | 99.251
6634 | 171.375
6635 | 335.069
6636 | 408.571
6637 | 310.944
6638 | 267.265
6639 | 150.579
6640 | 153.397
6641 | 77.948
6642 | 22.554
6643 | 0
6644 | 0
6645 | 0
6646 | 0
6647 | 0
6648 | 0
6649 | 0
6650 | 0
6651 | 0
6652 | 0
6653 | 0
6654 | 0
6655 | 0
6656 | 34.368
6657 | 93.325
6658 | 203.291
6659 | 130.439
6660 | 248.899
6661 | 186.25
6662 | 281.11
6663 | 227.207
6664 | 129.189
6665 | 127.252
6666 | 23.433
6667 | 0
6668 | 0
6669 | 0
6670 | 0
6671 | 0
6672 | 0
6673 | 0
6674 | 0
6675 | 0
6676 | 0
6677 | 0
6678 | 0
6679 | 0
6680 | 155.055
6681 | 347.231
6682 | 511.038
6683 | 614.738
6684 | 667.093
6685 | 673.625
6686 | 635.406
6687 | 440.773
6688 | 215.434
6689 | 243.643
6690 | 58.896
6691 | 0
6692 | 0
6693 | 0
6694 | 0
6695 | 0
6696 | 0
6697 | 0
6698 | 0
6699 | 0
6700 | 0
6701 | 0
6702 | 0
6703 | 0
6704 | 156.121
6705 | 179.687
6706 | 510.426
6707 | 604.709
6708 | 654.314
6709 | 661.231
6710 | 621.766
6711 | 541.075
6712 | 242.495
6713 | 91.629
6714 | 56.401
6715 | 0
6716 | 0
6717 | 0
6718 | 0
6719 | 0
6720 | 0
6721 | 0
6722 | 0
6723 | 0
6724 | 0
6725 | 0
6726 | 0
6727 | 0
6728 | 146.107
6729 | 341.278
6730 | 495.892
6731 | 325.117
6732 | 288.917
6733 | 476.246
6734 | 626.689
6735 | 268.913
6736 | 203.444
6737 | 236.979
6738 | 55.121
6739 | 0
6740 | 0
6741 | 0
6742 | 0
6743 | 0
6744 | 0
6745 | 0
6746 | 0
6747 | 0
6748 | 0
6749 | 0
6750 | 0
6751 | 0
6752 | 146.799
6753 | 265.651
6754 | 497.939
6755 | 594.966
6756 | 647.72
6757 | 652.494
6758 | 436.284
6759 | 238.104
6760 | 202.903
6761 | 232.597
6762 | 53.01
6763 | 0
6764 | 0
6765 | 0
6766 | 0
6767 | 0
6768 | 0
6769 | 0
6770 | 0
6771 | 0
6772 | 0
6773 | 0
6774 | 0
6775 | 0
6776 | 154.472
6777 | 344.168
6778 | 411.768
6779 | 587.674
6780 | 632.571
6781 | 547.956
6782 | 500.813
6783 | 405.729
6784 | 352.08
6785 | 125.985
6786 | 47.559
6787 | 0
6788 | 0
6789 | 0
6790 | 0
6791 | 0
6792 | 0
6793 | 0
6794 | 0
6795 | 0
6796 | 0
6797 | 0
6798 | 0
6799 | 0
6800 | 152.319
6801 | 340.855
6802 | 485.477
6803 | 576.172
6804 | 623.319
6805 | 625.716
6806 | 589.75
6807 | 515.302
6808 | 390.516
6809 | 219.56
6810 | 46.723
6811 | 0
6812 | 0
6813 | 0
6814 | 0
6815 | 0
6816 | 0
6817 | 0
6818 | 0
6819 | 0
6820 | 0
6821 | 0
6822 | 0
6823 | 0
6824 | 146.272
6825 | 331.983
6826 | 474.891
6827 | 572.085
6828 | 615.961
6829 | 623.465
6830 | 591.496
6831 | 514.077
6832 | 388.929
6833 | 219.99
6834 | 47.843
6835 | 0
6836 | 0
6837 | 0
6838 | 0
6839 | 0
6840 | 0
6841 | 0
6842 | 0
6843 | 0
6844 | 0
6845 | 0
6846 | 0
6847 | 0
6848 | 140.675
6849 | 142.69
6850 | 479.378
6851 | 570.899
6852 | 547.337
6853 | 629.422
6854 | 464.426
6855 | 514.131
6856 | 328.998
6857 | 161.906
6858 | 17.548
6859 | 0
6860 | 0
6861 | 0
6862 | 0
6863 | 0
6864 | 0
6865 | 0
6866 | 0
6867 | 0
6868 | 0
6869 | 0
6870 | 0
6871 | 0
6872 | 148.578
6873 | 338.391
6874 | 486.238
6875 | 579.881
6876 | 425.383
6877 | 453.912
6878 | 531.476
6879 | 431.352
6880 | 277.629
6881 | 197.975
6882 | 40.771
6883 | 0
6884 | 0
6885 | 0
6886 | 0
6887 | 0
6888 | 0
6889 | 0
6890 | 0
6891 | 0
6892 | 0
6893 | 0
6894 | 0
6895 | 0
6896 | 104.527
6897 | 245.396
6898 | 159.032
6899 | 150.7
6900 | 346.626
6901 | 549.767
6902 | 433.937
6903 | 417.722
6904 | 254.797
6905 | 99.215
6906 | 13.538
6907 | 0
6908 | 0
6909 | 0
6910 | 0
6911 | 0
6912 | 0
6913 | 0
6914 | 0
6915 | 0
6916 | 0
6917 | 0
6918 | 0
6919 | 0
6920 | 46.852
6921 | 106.798
6922 | 207.912
6923 | 176.538
6924 | 244.505
6925 | 225.587
6926 | 144.131
6927 | 304.997
6928 | 162.048
6929 | 72.833
6930 | 6.248
6931 | 0
6932 | 0
6933 | 0
6934 | 0
6935 | 0
6936 | 0
6937 | 0
6938 | 0
6939 | 0
6940 | 0
6941 | 0
6942 | 0
6943 | 0
6944 | 3.116
6945 | 66.873
6946 | 66.024
6947 | 229.305
6948 | 261.142
6949 | 170.514
6950 | 425.53
6951 | 536.062
6952 | 399.137
6953 | 211.722
6954 | 41.907
6955 | 0
6956 | 0
6957 | 0
6958 | 0
6959 | 0
6960 | 0
6961 | 0
6962 | 0
6963 | 0
6964 | 0
6965 | 0
6966 | 0
6967 | 0
6968 | 156.073
6969 | 351.909
6970 | 499.265
6971 | 592.925
6972 | 635.892
6973 | 637.431
6974 | 598.126
6975 | 516.469
6976 | 385.525
6977 | 209.617
6978 | 37.781
6979 | 0
6980 | 0
6981 | 0
6982 | 0
6983 | 0
6984 | 0
6985 | 0
6986 | 0
6987 | 0
6988 | 0
6989 | 0
6990 | 0
6991 | 0
6992 | 139.896
6993 | 330.259
6994 | 474.411
6995 | 567.231
6996 | 616.35
6997 | 395.969
6998 | 590.332
6999 | 502.499
7000 | 374.436
7001 | 199.334
7002 | 34.27
7003 | 0
7004 | 0
7005 | 0
7006 | 0
7007 | 0
7008 | 0
7009 | 0
7010 | 0
7011 | 0
7012 | 0
7013 | 0
7014 | 0
7015 | 0
7016 | 136.897
7017 | 324.294
7018 | 469.934
7019 | 561.235
7020 | 426.754
7021 | 500.138
7022 | 124.348
7023 | 400.126
7024 | 173.614
7025 | 92.917
7026 | 5.383
7027 | 0
7028 | 0
7029 | 0
7030 | 0
7031 | 0
7032 | 0
7033 | 0
7034 | 0
7035 | 0
7036 | 0
7037 | 0
7038 | 0
7039 | 0
7040 | 40.366
7041 | 55.737
7042 | 59.346
7043 | 145.376
7044 | 256.929
7045 | 160.357
7046 | 135.567
7047 | 112.894
7048 | 133.173
7049 | 189.752
7050 | 20.741
7051 | 0
7052 | 0
7053 | 0
7054 | 0
7055 | 0
7056 | 0
7057 | 0
7058 | 0
7059 | 0
7060 | 0
7061 | 0
7062 | 0
7063 | 0
7064 | 156.13
7065 | 362.686
7066 | 521.859
7067 | 621.201
7068 | 670.992
7069 | 673.887
7070 | 631.656
7071 | 548.994
7072 | 413.169
7073 | 226.809
7074 | 40.549
7075 | 0
7076 | 0
7077 | 0
7078 | 0
7079 | 0
7080 | 0
7081 | 0
7082 | 0
7083 | 0
7084 | 0
7085 | 0
7086 | 0
7087 | 0
7088 | 163.706
7089 | 374.586
7090 | 529.952
7091 | 652.775
7092 | 709.519
7093 | 712.537
7094 | 670.62
7095 | 579.584
7096 | 423.371
7097 | 235.375
7098 | 44.433
7099 | 0
7100 | 0
7101 | 0
7102 | 0
7103 | 0
7104 | 0
7105 | 0
7106 | 0
7107 | 0
7108 | 0
7109 | 0
7110 | 0
7111 | 0
7112 | 164.093
7113 | 372.555
7114 | 531.456
7115 | 653.023
7116 | 708.146
7117 | 712.262
7118 | 670.987
7119 | 559.164
7120 | 422.31
7121 | 230.401
7122 | 39.163
7123 | 0
7124 | 0
7125 | 0
7126 | 0
7127 | 0
7128 | 0
7129 | 0
7130 | 0
7131 | 0
7132 | 0
7133 | 0
7134 | 0
7135 | 0
7136 | 153.005
7137 | 358.582
7138 | 512.465
7139 | 606.234
7140 | 654.276
7141 | 658.91
7142 | 615.942
7143 | 534.423
7144 | 398.203
7145 | 213.199
7146 | 28.784
7147 | 0
7148 | 0
7149 | 0
7150 | 0
7151 | 0
7152 | 0
7153 | 0
7154 | 0
7155 | 0
7156 | 0
7157 | 0
7158 | 0
7159 | 0
7160 | 150.266
7161 | 351.161
7162 | 501.134
7163 | 598.622
7164 | 646.355
7165 | 648.698
7166 | 609.666
7167 | 527.551
7168 | 394.082
7169 | 210.262
7170 | 29.826
7171 | 0
7172 | 0
7173 | 0
7174 | 0
7175 | 0
7176 | 0
7177 | 0
7178 | 0
7179 | 0
7180 | 0
7181 | 0
7182 | 0
7183 | 0
7184 | 151.412
7185 | 355.801
7186 | 509.52
7187 | 605.523
7188 | 654.073
7189 | 655.402
7190 | 616.533
7191 | 532.459
7192 | 396.522
7193 | 213.685
7194 | 29.6
7195 | 0
7196 | 0
7197 | 0
7198 | 0
7199 | 0
7200 | 0
7201 | 0
7202 | 0
7203 | 0
7204 | 0
7205 | 0
7206 | 0
7207 | 0
7208 | 136.69
7209 | 333.501
7210 | 483.468
7211 | 601.038
7212 | 652.312
7213 | 658.078
7214 | 617.131
7215 | 527.724
7216 | 386.393
7217 | 195.415
7218 | 18.558
7219 | 0
7220 | 0
7221 | 0
7222 | 0
7223 | 0
7224 | 0
7225 | 0
7226 | 0
7227 | 0
7228 | 0
7229 | 0
7230 | 0
7231 | 0
7232 | 130.342
7233 | 326.15
7234 | 216.792
7235 | 140.791
7236 | 652.727
7237 | 647.909
7238 | 605.57
7239 | 518.913
7240 | 371.919
7241 | 192.135
7242 | 17.112
7243 | 0
7244 | 0
7245 | 0
7246 | 0
7247 | 0
7248 | 0
7249 | 0
7250 | 0
7251 | 0
7252 | 0
7253 | 0
7254 | 0
7255 | 0
7256 | 132.223
7257 | 323.279
7258 | 468.289
7259 | 203.894
7260 | 633.797
7261 | 627.562
7262 | 466.004
7263 | 140.987
7264 | 46.807
7265 | 0
7266 | 0
7267 | 0
7268 | 0
7269 | 0
7270 | 0
7271 | 0
7272 | 0
7273 | 0
7274 | 0
7275 | 0
7276 | 0
7277 | 0
7278 | 0
7279 | 0
7280 | 128.362
7281 | 322.015
7282 | 469.936
7283 | 563.78
7284 | 613.324
7285 | 614.337
7286 | 579.132
7287 | 495.331
7288 | 363.771
7289 | 184.159
7290 | 5.358
7291 | 0
7292 | 0
7293 | 0
7294 | 0
7295 | 0
7296 | 0
7297 | 0
7298 | 0
7299 | 0
7300 | 0
7301 | 0
7302 | 0
7303 | 0
7304 | 0
7305 | 75.446
7306 | 97.94
7307 | 305.261
7308 | 282.07
7309 | 492.75
7310 | 384.468
7311 | 393.659
7312 | 367.446
7313 | 180.924
7314 | 0
7315 | 0
7316 | 0
7317 | 0
7318 | 0
7319 | 0
7320 | 0
7321 | 0
7322 | 0
7323 | 0
7324 | 0
7325 | 0
7326 | 0
7327 | 0
7328 | 0
7329 | 115.275
7330 | 475.303
7331 | 465.148
7332 | 456.501
7333 | 490.877
7334 | 407.329
7335 | 215.952
7336 | 202.25
7337 | 25.135
7338 | 0
7339 | 0
7340 | 0
7341 | 0
7342 | 0
7343 | 0
7344 | 0
7345 | 0
7346 | 0
7347 | 0
7348 | 0
7349 | 0
7350 | 0
7351 | 0
7352 | 38.345
7353 | 76.545
7354 | 350.164
7355 | 449.408
7356 | 123.782
7357 | 128.542
7358 | 593.087
7359 | 494.016
7360 | 115.802
7361 | 181.129
7362 | 0
7363 | 0
7364 | 0
7365 | 0
7366 | 0
7367 | 0
7368 | 0
7369 | 0
7370 | 0
7371 | 0
7372 | 0
7373 | 0
7374 | 0
7375 | 0
7376 | 129.231
7377 | 51.918
7378 | 113.923
7379 | 74.157
7380 | 120.559
7381 | 122.509
7382 | 237.719
7383 | 67.31
7384 | 10.646
7385 | 189.256
7386 | 0
7387 | 0
7388 | 0
7389 | 0
7390 | 0
7391 | 0
7392 | 0
7393 | 0
7394 | 0
7395 | 0
7396 | 0
7397 | 0
7398 | 0
7399 | 0
7400 | 14.54
7401 | 101.287
7402 | 64.038
7403 | 100.081
7404 | 201.851
7405 | 82.891
7406 | 114.296
7407 | 80.837
7408 | 67.986
7409 | 189.294
7410 | 0
7411 | 0
7412 | 0
7413 | 0
7414 | 0
7415 | 0
7416 | 0
7417 | 0
7418 | 0
7419 | 0
7420 | 0
7421 | 0
7422 | 0
7423 | 0
7424 | 128.324
7425 | 331.72
7426 | 486.968
7427 | 586.116
7428 | 636.535
7429 | 639.78
7430 | 597.074
7431 | 510.767
7432 | 375.71
7433 | 191.646
7434 | 0
7435 | 0
7436 | 0
7437 | 0
7438 | 0
7439 | 0
7440 | 0
7441 | 0
7442 | 0
7443 | 0
7444 | 0
7445 | 0
7446 | 0
7447 | 0
7448 | 129.47
7449 | 335.561
7450 | 487.541
7451 | 585.265
7452 | 633.423
7453 | 638.642
7454 | 595.858
7455 | 509.663
7456 | 376.523
7457 | 189.271
7458 | 0
7459 | 0
7460 | 0
7461 | 0
7462 | 0
7463 | 0
7464 | 0
7465 | 0
7466 | 0
7467 | 0
7468 | 0
7469 | 0
7470 | 0
7471 | 0
7472 | 118.744
7473 | 174.135
7474 | 474.392
7475 | 158.479
7476 | 312.851
7477 | 635.055
7478 | 590.111
7479 | 507.842
7480 | 379.23
7481 | 194.746
7482 | 0
7483 | 0
7484 | 0
7485 | 0
7486 | 0
7487 | 0
7488 | 0
7489 | 0
7490 | 0
7491 | 0
7492 | 0
7493 | 0
7494 | 0
7495 | 0
7496 | 129.842
7497 | 342.498
7498 | 499.345
7499 | 600.093
7500 | 651.492
7501 | 655.004
7502 | 614.613
7503 | 526.975
7504 | 390.645
7505 | 198.701
7506 | 0
7507 | 0
7508 | 0
7509 | 0
7510 | 0
7511 | 0
7512 | 0
7513 | 0
7514 | 0
7515 | 0
7516 | 0
7517 | 0
7518 | 0
7519 | 0
7520 | 129.721
7521 | 344.752
7522 | 502.666
7523 | 600.672
7524 | 651.871
7525 | 657.377
7526 | 613.735
7527 | 524.967
7528 | 388.185
7529 | 196.049
7530 | 0
7531 | 0
7532 | 0
7533 | 0
7534 | 0
7535 | 0
7536 | 0
7537 | 0
7538 | 0
7539 | 0
7540 | 0
7541 | 0
7542 | 0
7543 | 0
7544 | 111.509
7545 | 310.706
7546 | 463.714
7547 | 581.072
7548 | 632.744
7549 | 479.036
7550 | 600.907
7551 | 503.528
7552 | 87.715
7553 | 162.867
7554 | 0
7555 | 0
7556 | 0
7557 | 0
7558 | 0
7559 | 0
7560 | 0
7561 | 0
7562 | 0
7563 | 0
7564 | 0
7565 | 0
7566 | 0
7567 | 0
7568 | 92.071
7569 | 280.95
7570 | 433.316
7571 | 547.961
7572 | 64.207
7573 | 293.344
7574 | 232.007
7575 | 112.608
7576 | 12.843
7577 | 146.25
7578 | 0
7579 | 0
7580 | 0
7581 | 0
7582 | 0
7583 | 0
7584 | 0
7585 | 0
7586 | 0
7587 | 0
7588 | 0
7589 | 0
7590 | 0
7591 | 0
7592 | 92.286
7593 | 283.571
7594 | 164.198
7595 | 140.864
7596 | 591.253
7597 | 580.582
7598 | 358.669
7599 | 209.18
7600 | 328.525
7601 | 144.586
7602 | 0
7603 | 0
7604 | 0
7605 | 0
7606 | 0
7607 | 0
7608 | 0
7609 | 0
7610 | 0
7611 | 0
7612 | 0
7613 | 0
7614 | 0
7615 | 0
7616 | 13.899
7617 | 65.439
7618 | 267.533
7619 | 315.146
7620 | 295.865
7621 | 258.197
7622 | 420.718
7623 | 306.611
7624 | 155.571
7625 | 131.09
7626 | 0
7627 | 0
7628 | 0
7629 | 0
7630 | 0
7631 | 0
7632 | 0
7633 | 0
7634 | 0
7635 | 0
7636 | 0
7637 | 0
7638 | 0
7639 | 0
7640 | 6.528
7641 | 189.38
7642 | 215.796
7643 | 559.394
7644 | 605.326
7645 | 305.312
7646 | 151.153
7647 | 141.005
7648 | 7.845
7649 | 15.405
7650 | 0
7651 | 0
7652 | 0
7653 | 0
7654 | 0
7655 | 0
7656 | 0
7657 | 0
7658 | 0
7659 | 0
7660 | 0
7661 | 0
7662 | 0
7663 | 0
7664 | 117.269
7665 | 341.562
7666 | 520.612
7667 | 612.791
7668 | 668.073
7669 | 671.005
7670 | 626.883
7671 | 535.658
7672 | 392.949
7673 | 196.508
7674 | 0
7675 | 0
7676 | 0
7677 | 0
7678 | 0
7679 | 0
7680 | 0
7681 | 0
7682 | 0
7683 | 0
7684 | 0
7685 | 0
7686 | 0
7687 | 0
7688 | 117.538
7689 | 339.317
7690 | 501.179
7691 | 605.225
7692 | 657.574
7693 | 659.073
7694 | 614.037
7695 | 520.004
7696 | 381.564
7697 | 187.523
7698 | 0
7699 | 0
7700 | 0
7701 | 0
7702 | 0
7703 | 0
7704 | 0
7705 | 0
7706 | 0
7707 | 0
7708 | 0
7709 | 0
7710 | 0
7711 | 0
7712 | 105.638
7713 | 317.585
7714 | 501.216
7715 | 617.938
7716 | 684.164
7717 | 692.445
7718 | 651.869
7719 | 559
7720 | 410.709
7721 | 196.486
7722 | 0
7723 | 0
7724 | 0
7725 | 0
7726 | 0
7727 | 0
7728 | 0
7729 | 0
7730 | 0
7731 | 0
7732 | 0
7733 | 0
7734 | 0
7735 | 0
7736 | 114.125
7737 | 334.243
7738 | 502.126
7739 | 609.036
7740 | 664.507
7741 | 669.399
7742 | 625.766
7743 | 533.985
7744 | 389.52
7745 | 191.069
7746 | 0
7747 | 0
7748 | 0
7749 | 0
7750 | 0
7751 | 0
7752 | 0
7753 | 0
7754 | 0
7755 | 0
7756 | 0
7757 | 0
7758 | 0
7759 | 0
7760 | 107.77
7761 | 322.427
7762 | 488.105
7763 | 588.624
7764 | 638.434
7765 | 642.95
7766 | 601.926
7767 | 512.596
7768 | 371.779
7769 | 181.185
7770 | 0
7771 | 0
7772 | 0
7773 | 0
7774 | 0
7775 | 0
7776 | 0
7777 | 0
7778 | 0
7779 | 0
7780 | 0
7781 | 0
7782 | 0
7783 | 0
7784 | 82.983
7785 | 293.305
7786 | 476.873
7787 | 605.904
7788 | 674.777
7789 | 691.478
7790 | 647.761
7791 | 559.885
7792 | 396.903
7793 | 195.827
7794 | 0
7795 | 0
7796 | 0
7797 | 0
7798 | 0
7799 | 0
7800 | 0
7801 | 0
7802 | 0
7803 | 0
7804 | 0
7805 | 0
7806 | 0
7807 | 0
7808 | 99.425
7809 | 317.637
7810 | 499.422
7811 | 616.326
7812 | 481.251
7813 | 487.561
7814 | 460.834
7815 | 543.099
7816 | 376.386
7817 | 179.385
7818 | 0
7819 | 0
7820 | 0
7821 | 0
7822 | 0
7823 | 0
7824 | 0
7825 | 0
7826 | 0
7827 | 0
7828 | 0
7829 | 0
7830 | 0
7831 | 0
7832 | 88.316
7833 | 299.189
7834 | 464.898
7835 | 572.029
7836 | 623.048
7837 | 630.079
7838 | 587.736
7839 | 501.262
7840 | 362.47
7841 | 168.713
7842 | 0
7843 | 0
7844 | 0
7845 | 0
7846 | 0
7847 | 0
7848 | 0
7849 | 0
7850 | 0
7851 | 0
7852 | 0
7853 | 0
7854 | 0
7855 | 0
7856 | 83.835
7857 | 267.361
7858 | 456.259
7859 | 406.464
7860 | 382.986
7861 | 508.16
7862 | 457.13
7863 | 281.434
7864 | 320.069
7865 | 166.391
7866 | 0
7867 | 0
7868 | 0
7869 | 0
7870 | 0
7871 | 0
7872 | 0
7873 | 0
7874 | 0
7875 | 0
7876 | 0
7877 | 0
7878 | 0
7879 | 0
7880 | 80.22
7881 | 287.613
7882 | 460.674
7883 | 593.79
7884 | 661.904
7885 | 651.389
7886 | 613.473
7887 | 524.679
7888 | 384.452
7889 | 193.249
7890 | 0
7891 | 0
7892 | 0
7893 | 0
7894 | 0
7895 | 0
7896 | 0
7897 | 0
7898 | 0
7899 | 0
7900 | 0
7901 | 0
7902 | 0
7903 | 0
7904 | 101.01
7905 | 317.238
7906 | 483.585
7907 | 448.373
7908 | 651.203
7909 | 652.792
7910 | 611.807
7911 | 523.446
7912 | 178.559
7913 | 141.389
7914 | 0
7915 | 0
7916 | 0
7917 | 0
7918 | 0
7919 | 0
7920 | 0
7921 | 0
7922 | 0
7923 | 0
7924 | 0
7925 | 0
7926 | 0
7927 | 0
7928 | 87.003
7929 | 299.894
7930 | 471.056
7931 | 575.993
7932 | 631.473
7933 | 636.958
7934 | 594.616
7935 | 505.868
7936 | 366.049
7937 | 175.957
7938 | 0
7939 | 0
7940 | 0
7941 | 0
7942 | 0
7943 | 0
7944 | 0
7945 | 0
7946 | 0
7947 | 0
7948 | 0
7949 | 0
7950 | 0
7951 | 0
7952 | 10.496
7953 | 260.914
7954 | 287.734
7955 | 197.706
7956 | 596.342
7957 | 593.713
7958 | 268.87
7959 | 477.047
7960 | 148.152
7961 | 33.282
7962 | 0
7963 | 0
7964 | 0
7965 | 0
7966 | 0
7967 | 0
7968 | 0
7969 | 0
7970 | 0
7971 | 0
7972 | 0
7973 | 0
7974 | 0
7975 | 0
7976 | 14.75
7977 | 162.633
7978 | 315.212
7979 | 541.404
7980 | 298.124
7981 | 357.472
7982 | 490.017
7983 | 225.338
7984 | 263.874
7985 | 52.477
7986 | 0
7987 | 0
7988 | 0
7989 | 0
7990 | 0
7991 | 0
7992 | 0
7993 | 0
7994 | 0
7995 | 0
7996 | 0
7997 | 0
7998 | 0
7999 | 0
8000 | 62.689
8001 | 24.051
8002 | 45.987
8003 | 25.339
8004 | 40.681
8005 | 80.375
8006 | 158.55
8007 | 69.061
8008 | 5.757
8009 | 0
8010 | 0
8011 | 0
8012 | 0
8013 | 0
8014 | 0
8015 | 0
8016 | 0
8017 | 0
8018 | 0
8019 | 0
8020 | 0
8021 | 0
8022 | 0
8023 | 0
8024 | 66.933
8025 | 262.167
8026 | 421.926
8027 | 532.298
8028 | 582.559
8029 | 589.503
8030 | 557.758
8031 | 474.907
8032 | 341.167
8033 | 163.11
8034 | 0
8035 | 0
8036 | 0
8037 | 0
8038 | 0
8039 | 0
8040 | 0
8041 | 0
8042 | 0
8043 | 0
8044 | 0
8045 | 0
8046 | 0
8047 | 0
8048 | 9.297
8049 | 134.106
8050 | 418.861
8051 | 525.137
8052 | 578.189
8053 | 588.573
8054 | 552.622
8055 | 472.087
8056 | 340.179
8057 | 163.002
8058 | 0
8059 | 0
8060 | 0
8061 | 0
8062 | 0
8063 | 0
8064 | 0
8065 | 0
8066 | 0
8067 | 0
8068 | 0
8069 | 0
8070 | 0
8071 | 0
8072 | 60.866
8073 | 70.057
8074 | 132.057
8075 | 533.518
8076 | 577.788
8077 | 583.015
8078 | 550.51
8079 | 469.51
8080 | 339.824
8081 | 161.248
8082 | 0
8083 | 0
8084 | 0
8085 | 0
8086 | 0
8087 | 0
8088 | 0
8089 | 0
8090 | 0
8091 | 0
8092 | 0
8093 | 0
8094 | 0
8095 | 0
8096 | 65.074
8097 | 257.866
8098 | 420.415
8099 | 526.247
8100 | 578.179
8101 | 584.514
8102 | 554.474
8103 | 477.757
8104 | 345.876
8105 | 166.233
8106 | 0
8107 | 0
8108 | 0
8109 | 0
8110 | 0
8111 | 0
8112 | 0
8113 | 0
8114 | 0
8115 | 0
8116 | 0
8117 | 0
8118 | 0
8119 | 0
8120 | 55.635
8121 | 27.282
8122 | 55.026
8123 | 147.168
8124 | 131.058
8125 | 263.47
8126 | 304.134
8127 | 100.663
8128 | 218.441
8129 | 25.11
8130 | 0
8131 | 0
8132 | 0
8133 | 0
8134 | 0
8135 | 0
8136 | 0
8137 | 0
8138 | 0
8139 | 0
8140 | 0
8141 | 0
8142 | 0
8143 | 0
8144 | 2.523
8145 | 47.292
8146 | 82.583
8147 | 289.13
8148 | 319.53
8149 | 582.352
8150 | 539.122
8151 | 465.696
8152 | 338.255
8153 | 162.8
8154 | 0
8155 | 0
8156 | 0
8157 | 0
8158 | 0
8159 | 0
8160 | 0
8161 | 0
8162 | 0
8163 | 0
8164 | 0
8165 | 0
8166 | 0
8167 | 0
8168 | 48.329
8169 | 111.545
8170 | 147.802
8171 | 167.755
8172 | 180.519
8173 | 66.101
8174 | 84.998
8175 | 35.185
8176 | 12.692
8177 | 149.245
8178 | 0
8179 | 0
8180 | 0
8181 | 0
8182 | 0
8183 | 0
8184 | 0
8185 | 0
8186 | 0
8187 | 0
8188 | 0
8189 | 0
8190 | 0
8191 | 0
8192 | 0
8193 | 0.899
8194 | 214.509
8195 | 213.105
8196 | 168.49
8197 | 260.26
8198 | 138.912
8199 | 88.725
8200 | 68.124
8201 | 39.772
8202 | 0
8203 | 0
8204 | 0
8205 | 0
8206 | 0
8207 | 0
8208 | 0
8209 | 0
8210 | 0
8211 | 0
8212 | 0
8213 | 0
8214 | 0
8215 | 0
8216 | 53.941
8217 | 264.414
8218 | 456.296
8219 | 581.94
8220 | 643.965
8221 | 655.406
8222 | 615.908
8223 | 529.095
8224 | 371.922
8225 | 181.22
8226 | 0
8227 | 0
8228 | 0
8229 | 0
8230 | 0
8231 | 0
8232 | 0
8233 | 0
8234 | 0
8235 | 0
8236 | 0
8237 | 0
8238 | 0
8239 | 0
8240 | 59.168
8241 | 273.201
8242 | 451.37
8243 | 568.362
8244 | 626.558
8245 | 636.266
8246 | 599.894
8247 | 515.793
8248 | 375.174
8249 | 184.459
8250 | 0
8251 | 0
8252 | 0
8253 | 0
8254 | 0
8255 | 0
8256 | 0
8257 | 0
8258 | 0
8259 | 0
8260 | 0
8261 | 0
8262 | 0
8263 | 0
8264 | 6.524
8265 | 185.578
8266 | 284.856
8267 | 557.539
8268 | 551.955
8269 | 494.318
8270 | 502.129
8271 | 460.13
8272 | 248.978
8273 | 191.746
8274 | 0
8275 | 0
8276 | 0
8277 | 0
8278 | 0
8279 | 0
8280 | 0
8281 | 0
8282 | 0
8283 | 0
8284 | 0
8285 | 0
8286 | 0
8287 | 0
8288 | 41.621
8289 | 252.782
8290 | 438.403
8291 | 555.243
8292 | 618.651
8293 | 632.14
8294 | 596.995
8295 | 516.707
8296 | 379.755
8297 | 189.465
8298 | 0
8299 | 0
8300 | 0
8301 | 0
8302 | 0
8303 | 0
8304 | 0
8305 | 0
8306 | 0
8307 | 0
8308 | 0
8309 | 0
8310 | 0
8311 | 0
8312 | 34.262
8313 | 236.787
8314 | 423.868
8315 | 547.423
8316 | 607.502
8317 | 621.453
8318 | 595.637
8319 | 517.036
8320 | 379.333
8321 | 189.597
8322 | 0
8323 | 0
8324 | 0
8325 | 0
8326 | 0
8327 | 0
8328 | 0
8329 | 0
8330 | 0
8331 | 0
8332 | 0
8333 | 0
8334 | 0
8335 | 0
8336 | 15.533
8337 | 215.734
8338 | 415.504
8339 | 557.394
8340 | 615.204
8341 | 627.842
8342 | 592.417
8343 | 509.213
8344 | 379.487
8345 | 193.283
8346 | 0
8347 | 0
8348 | 0
8349 | 0
8350 | 0
8351 | 0
8352 | 0
8353 | 0
8354 | 0
8355 | 0
8356 | 0
8357 | 0
8358 | 0
8359 | 0
8360 | 41.246
8361 | 252.315
8362 | 434.353
8363 | 554.396
8364 | 507.707
8365 | 551.071
8366 | 530.457
8367 | 354.549
8368 | 383.807
8369 | 195.121
8370 | 0
8371 | 0
8372 | 0
8373 | 0
8374 | 0
8375 | 0
8376 | 0
8377 | 0
8378 | 0
8379 | 0
8380 | 0
8381 | 0
8382 | 0
8383 | 0
8384 | 41.859
8385 | 243.59
8386 | 416.198
8387 | 529.355
8388 | 580.287
8389 | 591.665
8390 | 559.025
8391 | 478.392
8392 | 346.833
8393 | 170.58
8394 | 0
8395 | 0
8396 | 0
8397 | 0
8398 | 0
8399 | 0
8400 | 0
8401 | 0
8402 | 0
8403 | 0
8404 | 0
8405 | 0
8406 | 0
8407 | 0
8408 | 42.829
8409 | 251.446
8410 | 429.89
8411 | 547.542
8412 | 611.96
8413 | 625.732
8414 | 593.098
8415 | 512.865
8416 | 384.44
8417 | 197.602
8418 | 0
8419 | 0
8420 | 0
8421 | 0
8422 | 0
8423 | 0
8424 | 0
8425 | 0
8426 | 0
8427 | 0
8428 | 0
8429 | 0
8430 | 0
8431 | 0
8432 | 8.139
8433 | 117.558
8434 | 127.019
8435 | 255.52
8436 | 228.868
8437 | 466.552
8438 | 405.088
8439 | 375.641
8440 | 317.762
8441 | 110.489
8442 | 0
8443 | 0
8444 | 0
8445 | 0
8446 | 0
8447 | 0
8448 | 0
8449 | 0
8450 | 0
8451 | 0
8452 | 0
8453 | 0
8454 | 0
8455 | 0
8456 | 0
8457 | 214.623
8458 | 277.185
8459 | 433.285
8460 | 416.251
8461 | 501.472
8462 | 563.117
8463 | 478.898
8464 | 347.829
8465 | 167.202
8466 | 0
8467 | 0
8468 | 0
8469 | 0
8470 | 0
8471 | 0
8472 | 0
8473 | 0
8474 | 0
8475 | 0
8476 | 0
8477 | 0
8478 | 0
8479 | 0
8480 | 0.912
8481 | 80.298
8482 | 68.602
8483 | 415.01
8484 | 319.282
8485 | 112.457
8486 | 552.954
8487 | 461.62
8488 | 331.81
8489 | 157.637
8490 | 0
8491 | 0
8492 | 0
8493 | 0
8494 | 0
8495 | 0
8496 | 0
8497 | 0
8498 | 0
8499 | 0
8500 | 0
8501 | 0
8502 | 0
8503 | 0
8504 | 0
8505 | 23.883
8506 | 32.079
8507 | 97.272
8508 | 26.506
8509 | 162.763
8510 | 92.181
8511 | 85.65
8512 | 52.787
8513 | 18.434
8514 | 0
8515 | 0
8516 | 0
8517 | 0
8518 | 0
8519 | 0
8520 | 0
8521 | 0
8522 | 0
8523 | 0
8524 | 0
8525 | 0
8526 | 0
8527 | 0
8528 | 0
8529 | 36.429
8530 | 213.989
8531 | 31.636
8532 | 145.983
8533 | 243.526
8534 | 214.438
8535 | 133.606
8536 | 16.936
8537 | 27.269
8538 | 0
8539 | 0
8540 | 0
8541 | 0
8542 | 0
8543 | 0
8544 | 0
8545 | 0
8546 | 0
8547 | 0
8548 | 0
8549 | 0
8550 | 0
8551 | 0
8552 | 0
8553 | 42.517
8554 | 71.324
8555 | 101.378
8556 | 314.453
8557 | 321.075
8558 | 89.552
8559 | 126.062
8560 | 146.634
8561 | 36.521
8562 | 0
8563 | 0
8564 | 0
8565 | 0
8566 | 0
8567 | 0
8568 | 0
8569 | 0
8570 | 0
8571 | 0
8572 | 0
8573 | 0
8574 | 0
8575 | 0
8576 | 0
8577 | 4.083
8578 | 301.065
8579 | 194.113
8580 | 284.337
8581 | 321.627
8582 | 212.981
8583 | 117.109
8584 | 0
8585 | 24.551
8586 | 0
8587 | 0
8588 | 0
8589 | 0
8590 | 0
8591 | 0
8592 | 0
8593 | 0
8594 | 0
8595 | 0
8596 | 0
8597 | 0
8598 | 0
8599 | 0
8600 | 0
8601 | 11.276
8602 | 42.83
8603 | 46.062
8604 | 94.636
8605 | 262.539
8606 | 99.972
8607 | 527.817
8608 | 390.613
8609 | 210.823
8610 | 0
8611 | 0
8612 | 0
8613 | 0
8614 | 0
8615 | 0
8616 | 0
8617 | 0
8618 | 0
8619 | 0
8620 | 0
8621 | 0
8622 | 0
8623 | 0
8624 | 0
8625 | 233.731
8626 | 415.685
8627 | 536.192
8628 | 598.778
8629 | 614.038
8630 | 581.929
8631 | 510.134
8632 | 225.954
8633 | 204.238
8634 | 0
8635 | 0
8636 | 0
8637 | 0
8638 | 0
8639 | 0
8640 | 0
8641 | 0
8642 | 0
8643 | 0
8644 | 0
8645 | 0
8646 | 0
8647 | 0
8648 | 0
8649 | 120.552
8650 | 375.545
8651 | 489.12
8652 | 556.566
8653 | 574.456
8654 | 549.999
8655 | 477.301
8656 | 355.228
8657 | 180.419
8658 | 0
8659 | 0
8660 | 0
8661 | 0
8662 | 0
8663 | 0
8664 | 0
8665 | 0
8666 | 0
8667 | 0
8668 | 0
8669 | 0
8670 | 0
8671 | 0
8672 | 0
8673 | 196.17
8674 | 366.89
8675 | 489.779
8676 | 554.26
8677 | 459.688
8678 | 441.865
8679 | 467.023
8680 | 189.751
8681 | 174.414
8682 | 0
8683 | 0
8684 | 0
8685 | 0
8686 | 0
8687 | 0
8688 | 0
8689 | 0
8690 | 0
8691 | 0
8692 | 0
8693 | 0
8694 | 0
8695 | 0
8696 | 0
8697 | 46.69
8698 | 100.953
8699 | 506.612
8700 | 563.888
8701 | 579.494
8702 | 25.206
8703 | 486.261
8704 | 201.506
8705 | 119.084
8706 | 0
8707 | 0
8708 | 0
8709 | 0
8710 | 0
8711 | 0
8712 | 0
8713 | 0
8714 | 0
8715 | 0
8716 | 0
8717 | 0
8718 | 0
8719 | 0
8720 | 0
8721 | 204.249
8722 | 42.329
8723 | 58.397
8724 | 278.233
8725 | 603.332
8726 | 566.304
8727 | 494.873
8728 | 157.194
8729 | 193.765
8730 | 0
8731 | 0
8732 | 0
8733 | 0
8734 | 0
8735 | 0
8736 | 0
8737 | 0
8738 | 0
8739 | 0
8740 | 0
8741 | 0
8742 | 0
8743 | 0
8744 | 0
8745 | 2.646
8746 | 18.107
8747 | 42.812
8748 | 45.24
8749 | 47.516
8750 | 117.799
8751 | 72.537
8752 | 37.221
8753 | 196.475
8754 | 0
8755 | 0
8756 | 0
8757 | 0
8758 | 0
8759 | 0
8760 | 0
8761
8762
8763
8764
8765
8766
8767
8768
8769
8770
8771
8772
8773
8774
8775
8776
8777
8778
8779
8780
8781
8782
8783
8784
Note on A8: The date for hour 1 of the time series.

## DC_to_AC_Ratio
Title: | Solar PV AC-to-DC Conversion Factor
Units: | kW-DC/kW-AC
Description: | The conversion factor from kW-AC of solar to kW-DC. This value should be consistent with the AC values from interconnect data.
Source:
All Sectors à
PV Climate Zones â | Residential | NonResidential
Jacksonville | 1.2 | 1.2

## Incentives
Title: | Base Rate for Solar Storage Incentives |  | CHECKING with Jim/B&V on the years covered in JEA's IRP report (since we received their updated forecast values from 2022 through 2052). Need to update once confirmed
Units: | $
Description: | A flat $2,000 incentive for battery storage over 6 kWh usable capacity and a warranty of 10yrs or 5,000 cycles.
Source: | JEA's data
Note: | Changed template (probably change by time: climate zone, static pv time, BESS incentive scenario)
Confirm incentive level hold, change overtime -question for JEA
BESS incentive scenario â | Static PV Time â | Incentive à
Low | 2002 | 2000
Low | 2003 | 2000
Low | 2004 | 2000 |  | Not yet imported into model
Low | 2005 | 2000
Low | 2006 | 2000
Low | 2007 | 2000
Low | 2008 | 2000
Low | 2009 | 2000
Low | 2010 | 2000
Low | 2011 | 2000
Low | 2012 | 2000
Low | 2013 | 2000
Low | 2014 | 2000
Low | 2015 | 2000
Low | 2016 | 2000
Low | 2017 | 2000
Low | 2018 | 2000
Low | 2019 | 2000
Low | 2020 | 2000
Low | 2021 | 2000
Low | 2022 | 2000
Low | 2023 | 2000
Low | 2024 | 2000
Low | 2025 | 2000
Low | 2026 | 2000
Low | 2027 | 2000
Low | 2028 | 2000
Low | 2029 | 2000
Low | 2030 | 2000
Low | 2031 | 2000
Low | 2032 | 2000
Low | 2033 | 2000
Low | 2034 | 2000
Low | 2035 | 2000
Low | 2036 | 2000
Low | 2037 | 2000
Low | 2038 | 2000
Low | 2039 | 2000
Low | 2040 | 2000
Low | 2041 | 2000
Low | 2042 | 2000
Low | 2043 | 2000
Low | 2044 | 2000
Low | 2045 | 2000
Low | 2046 | 2000
Low | 2047 | 2000
Low | 2048 | 2000
Low | 2049 | 2000
Low | 2050 | 2000
Low | 2051 | 2000
Low | 2052 | 2000
Medium | 2002 | 2000
Medium | 2003 | 2000
Medium | 2004 | 2000
Medium | 2005 | 2000
Medium | 2006 | 2000
Medium | 2007 | 2000
Medium | 2008 | 2000
Medium | 2009 | 2000
Medium | 2010 | 2000
Medium | 2011 | 2000
Medium | 2012 | 2000
Medium | 2013 | 2000
Medium | 2014 | 2000
Medium | 2015 | 2000
Medium | 2016 | 2000
Medium | 2017 | 2000
Medium | 2018 | 2000
Medium | 2019 | 2000
Medium | 2020 | 2000
Medium | 2021 | 2000
Medium | 2022 | 2000
Medium | 2023 | 2000
Medium | 2024 | 2000
Medium | 2025 | 2000
Medium | 2026 | 2000
Medium | 2027 | 2000
Medium | 2028 | 2000
Medium | 2029 | 2000
Medium | 2030 | 2000
Medium | 2031 | 2000
Medium | 2032 | 2000
Medium | 2033 | 2000
Medium | 2034 | 2000
Medium | 2035 | 2000
Medium | 2036 | 2000
Medium | 2037 | 2000
Medium | 2038 | 2000
Medium | 2039 | 2000
Medium | 2040 | 2000
Medium | 2041 | 2000
Medium | 2042 | 2000
Medium | 2043 | 2000
Medium | 2044 | 2000
Medium | 2045 | 2000
Medium | 2046 | 2000
Medium | 2047 | 2000
Medium | 2048 | 2000
Medium | 2049 | 2000
Medium | 2050 | 2000
Medium | 2051 | 2000
Medium | 2052 | 2000
High | 2002 | 2000
High | 2003 | 2000
High | 2004 | 2000
High | 2005 | 2000
High | 2006 | 2000
High | 2007 | 2000
High | 2008 | 2000
High | 2009 | 2000
High | 2010 | 2000
High | 2011 | 2000
High | 2012 | 2000
High | 2013 | 2000
High | 2014 | 2000
High | 2015 | 2000
High | 2016 | 2000
High | 2017 | 2000
High | 2018 | 2000
High | 2019 | 2000
High | 2020 | 2000
High | 2021 | 2000
High | 2022 | 2000
High | 2023 | 2000
High | 2024 | 2000
High | 2025 | 2000
High | 2026 | 2000
High | 2027 | 2000
High | 2028 | 2000
High | 2029 | 2000
High | 2030 | 2000
High | 2031 | 2000
High | 2032 | 2000
High | 2033 | 2000
High | 2034 | 2000
High | 2035 | 2000
High | 2036 | 2000
High | 2037 | 2000
High | 2038 | 2000
High | 2039 | 2000
High | 2040 | 2000
High | 2041 | 2000
High | 2042 | 2000
High | 2043 | 2000
High | 2044 | 2000
High | 2045 | 2000
High | 2046 | 2000
High | 2047 | 2000
High | 2048 | 2000
High | 2049 | 2000
High | 2050 | 2000
High | 2051 | 2000
High | 2052 | 2000

## PV_CapFactor
Title: | Solar PV Capacity Factor
Units: | (kWh AC/year)/(kW-DC*8760hrs)
Description: | This capacity indicates the amount of kWh-AC of energy that could be produced per year from a system having 1 kW-DC nameplate rating.
Source: | Derived from PVWatts Calculator.
Note: | Different by sector 30 degree tilt for residential/10 degree tilt for nonresidential
Types à
PV Climate Zones â | All Sectors | Roof | Parking | Land
Jacksonville | Residential | 16.4% | 16.4% | 16.4%
Jacksonville | NonResidential | 15.7% | 15.7% | 15.7%

## Fed_ITC
Title: | Federal Investment Tax Credit |  | https://news.energysage.com/solar-tax-credit-explained/#:~:text=The%20investment%20tax%20credit%20(ITC,no%20cap%20on%20its%20value.
Units: | % of installation price |  | CHECKING with Jim/B&V on the years covered in JEA's IRP report (since we received their updated forecast values from 2022 through 2052). Need to update once confirmed
Description: | Applicable to solar PV and storage whose stored energy comes primarily from solar PV.
Source: | https://www.energy.gov/eere/solar/articles/residential-and-commercial-itc-factsheets
Note: | Vary by sector, Cory sent the commercial version as template, need to double check for residential
All Sectors à
ITC Scenario â | Static PV Time â | Residential | NonResidential
Low | 2002 | 0 | 0
Low | 2003 | 0 | 0
Low | 2004 | 0 | 0
Low | 2005 | 30% | 30%
Low | 2006 | 30% | 30%
Low | 2007 | 30% | 30%
Low | 2008 | 30% | 30%
Low | 2009 | 30% | 30%
Low | 2010 | 30% | 30%
Low | 2011 | 30% | 30%
Low | 2012 | 30% | 30%
Low | 2013 | 30% | 30%
Low | 2014 | 30% | 30%
Low | 2015 | 30% | 30%
Low | 2016 | 30% | 30%
Low | 2017 | 30% | 30%
Low | 2018 | 30% | 30%
Low | 2019 | 30% | 30%
Low | 2020 | 26% | 26%
Low | 2021 | 26% | 26%
Low | 2022 | 26% | 26%
Low | 2023 | 22% | 22%
Low | 2024 | 0% | 10%
Low | 2025 | 0% | 10%
Low | 2026 | 0% | 10%
Low | 2027 | 0% | 10%
Low | 2028 | 0% | 10%
Low | 2029 | 0% | 10%
Low | 2030 | 0% | 10%
Low | 2031 | 0% | 10%
Low | 2032 | 0% | 10%
Low | 2033 | 0% | 10%
Low | 2034 | 0% | 10%
Low | 2035 | 0% | 10%
Low | 2036 | 0% | 10%
Low | 2037 | 0% | 10%
Low | 2038 | 0% | 10%
Low | 2039 | 0% | 10%
Low | 2040 | 0% | 10%
Low | 2041 | 0% | 10%
Low | 2042 | 0% | 10%
Low | 2043 | 0% | 10%
Low | 2044 | 0% | 10%
Low | 2045 | 0% | 10%
Low | 2046 | 0% | 10%
Low | 2047 | 0% | 10%
Low | 2048 | 0% | 10%
Low | 2049 | 0% | 10%
Low | 2050 | 0% | 10%
Low | 2051 | 0% | 10%
Low | 2052 | 0% | 10%
Medium | 2002 | 0 | 0
Medium | 2003 | 0 | 0
Medium | 2004 | 0 | 0
Medium | 2005 | 30% | 30%
Medium | 2006 | 30% | 30%
Medium | 2007 | 30% | 30%
Medium | 2008 | 30% | 30%
Medium | 2009 | 30% | 30%
Medium | 2010 | 30% | 30%
Medium | 2011 | 30% | 30%
Medium | 2012 | 30% | 30%
Medium | 2013 | 30% | 30%
Medium | 2014 | 30% | 30%
Medium | 2015 | 30% | 30%
Medium | 2016 | 30% | 30%
Medium | 2017 | 30% | 30%
Medium | 2018 | 30% | 30%
Medium | 2019 | 30% | 30%
Medium | 2020 | 26% | 26%
Medium | 2021 | 26% | 26%
Medium | 2022 | 26% | 26%
Medium | 2023 | 22% | 22%
Medium | 2024 | 30% | 30%
Medium | 2025 | 30% | 30%
Medium | 2026 | 30% | 30%
Medium | 2027 | 30% | 30%
Medium | 2028 | 30% | 30%
Medium | 2029 | 30% | 30%
Medium | 2030 | 30% | 30%
Medium | 2031 | 30% | 30%
Medium | 2032 | 30% | 30%
Medium | 2033 | 30% | 30%
Medium | 2034 | 30% | 30%
Medium | 2035 | 30% | 30%
Medium | 2036 | 30% | 30%
Medium | 2037 | 30% | 30%
Medium | 2038 | 30% | 30%
Medium | 2039 | 30% | 30%
Medium | 2040 | 30% | 30%
Medium | 2041 | 30% | 30%
Medium | 2042 | 30% | 30%
Medium | 2043 | 30% | 30%
Medium | 2044 | 30% | 30%
Medium | 2045 | 30% | 30%
Medium | 2046 | 30% | 30%
Medium | 2047 | 30% | 30%
Medium | 2048 | 30% | 30%
Medium | 2049 | 30% | 30%
Medium | 2050 | 30% | 30%
Medium | 2051 | 30% | 30%
Medium | 2052 | 30% | 30%
High | 2002 | 0 | 0
High | 2003 | 0 | 0
High | 2004 | 0 | 0
High | 2005 | 30% | 30%
High | 2006 | 30% | 30%
High | 2007 | 30% | 30%
High | 2008 | 30% | 30%
High | 2009 | 30% | 30%
High | 2010 | 30% | 30%
High | 2011 | 30% | 30%
High | 2012 | 30% | 30%
High | 2013 | 30% | 30%
High | 2014 | 30% | 30%
High | 2015 | 30% | 30%
High | 2016 | 30% | 30%
High | 2017 | 30% | 30%
High | 2018 | 30% | 30%
High | 2019 | 30% | 30%
High | 2020 | 26% | 26%
High | 2021 | 26% | 26%
High | 2022 | 26% | 26%
High | 2023 | 22% | 22%
High | 2024 | 30% | 30%
High | 2025 | 30% | 30%
High | 2026 | 30% | 30%
High | 2027 | 30% | 30%
High | 2028 | 30% | 30%
High | 2029 | 30% | 30%
High | 2030 | 30% | 30%
High | 2031 | 30% | 30%
High | 2032 | 30% | 30%
High | 2033 | 30% | 30%
High | 2034 | 30% | 30%
High | 2035 | 30% | 30%
High | 2036 | 30% | 30%
High | 2037 | 30% | 30%
High | 2038 | 30% | 30%
High | 2039 | 30% | 30%
High | 2040 | 30% | 30%
High | 2041 | 30% | 30%
High | 2042 | 30% | 30%
High | 2043 | 30% | 30%
High | 2044 | 30% | 30%
High | 2045 | 30% | 30%
High | 2046 | 30% | 30%
High | 2047 | 30% | 30%
High | 2048 | 30% | 30%
High | 2049 | 30% | 30%
High | 2050 | 30% | 30%
High | 2051 | 30% | 30%
High | 2052 | 30% | 30%

## Finance_Rates
Title: | Debt and Equity Rates for Project Financing
Units: | %/year
Description: | For residential systems, the equity rate is used as a consumer discount rate.
Source: | 8.9% as placeholder
All Sectors à
Debt or Equity â | Residential | NonResidential
Debt | 8.9% | 8.9%
Equity | 8.9% | 8.9%

## MACRS
Title: | MACRS Depreciation Schedules
Units: | fraction
Description: | The MACRS depreciation schedules applied to solar and storage equipment.
Source: | IRS
Note: | Copy-pasted from NYPA
All Sectors à
Operating Year â | Residential | NonResidential
1 | 0.2 | 0.2
2 | 0.32 | 0.32
3 | 0.192 | 0.192
4 | 0.1152 | 0.1152
5 | 0.1152 | 0.1152
6 | 0.0576 | 0.0576
7 | 0 | 0
8 | 0 | 0
9 | 0 | 0
10 | 0 | 0
11 | 0 | 0
12 | 0 | 0
13 | 0 | 0
14 | 0 | 0
15 | 0 | 0
16 | 0 | 0
17 | 0 | 0
18 | 0 | 0
19 | 0 | 0
20 | 0 | 0
Note on A7: [Threaded comment] Your version of Excel allows you to read this threaded comment; however, any edits to it will get removed if the file is opened in a newer version of Excel. Learn more: https://go.microsoft.com/fwlink/?linkid=870924 [Tasks] There is a task anchored to this comment that cannot be viewed in your client. Comment: @Wenjia Zhu in general let's avoid changing the cell location where the data start. It will mess up the import routines. I'm going through to change the existing ones, so this will just apply moving forward. Thanks!

## Tax_Rates
Title: | Corporate Tax Rates |  | Historic:
Units: | fraction |  |  | 3% - November 1, 1949 to March 31, 1968
Description: | State and federal corporate tax rates. |  |  | 4% - April 1, 1968 to April 30, 1982
Source: | [State]: https://floridarevenue.com/taxes/taxesfees/pages/sales_tax.aspx; https://floridarevenue.com/taxes/Documents/flHistorySalesTaxRates.pdf#:~:text=History%20of%20Florida%20Sales%20and%20Use%20Tax%203%25,30%2C%2020050%25%20-%20July%201%2C%202005%20to%20Present |  |  | 5% - May 1, 1982 to January 31, 1988
| [federal]: https://corporatetax.procon.org/federal-corporate-income-tax-rates/ |  |  | 6% - February 1, 1988 to Present
CHECKING with Jim/B&V on the years covered in JEA's IRP report (since we received their updated forecast values from 2022 through 2052). Need to update once confirmed
Static PV Time â | State | Federal
2002 | 6% | 21%
2003 | 6% | 21%
2004 | 6% | 21%
2005 | 6% | 21%
2006 | 6% | 21%
2007 | 6% | 21%
2008 | 6% | 21%
2009 | 6% | 21%
2010 | 6% | 21%
2011 | 6% | 21%
2012 | 6% | 21%
2013 | 6% | 21%
2014 | 6% | 21%
2015 | 6% | 21%
2016 | 6% | 21%
2017 | 6% | 21%
2018 | 6% | 21%
2019 | 6% | 21%
2020 | 6% | 21%
2021 | 6% | 21%
2022 | 6% | 21%
2023 | 6% | 21%
2024 | 6% | 21%
2025 | 6% | 21%
2026 | 6% | 21%
2027 | 6% | 21%
2028 | 6% | 21%
2029 | 6% | 21%
2030 | 6% | 21%
2031 | 6% | 21%
2032 | 6% | 21%
2033 | 6% | 21%
2034 | 6% | 21%
2035 | 6% | 21%
2036 | 6% | 21%
2037 | 6% | 21%
2038 | 6% | 21%
2039 | 6% | 21%
2040 | 6% | 21%
2041 | 6% | 21%
2042 | 6% | 21%
2043 | 6% | 21%
2044 | 6% | 21%
2045 | 6% | 21%
2046 | 6% | 21%
2047 | 6% | 21%
2048 | 6% | 21%
2049 | 6% | 21%
2050 | 6% | 21%
2051 | 6% | 21%
2052 | 6% | 21%

## Bonus_Deprec
Title: | Bonus Depreciation Schedule
Units: | fraction
Description: | The bonus depreciation schedule for PV and storage systems.
Source: | IRS
CHECKING with Jim/B&V on the years covered in JEA's IRP report (since we received their updated forecast values from 2022 through 2052). Need to update once confirmed
Static PV Time â | Depreciation
2002 | 0%
2003 | 0%
2004 | 0%
2005 | 0%
2006 | 0%
2007 | 0%
2008 | 0%
2009 | 0%
2010 | 0%
2011 | 0%
2012 | 0%
2013 | 0%
2014 | 0%
2015 | 0%
2016 | 0%
2017 | 0%
2018 | 0%
2019 | 0%
2020 | 0%
2021 | 0%
2022 | 0%
2023 | 0%
2024 | 0%
2025 | 0%
2026 | 0%
2027 | 0%
2028 | 0%
2029 | 0%
2030 | 0%
2031 | 0%
2032 | 0%
2033 | 0%
2034 | 0%
2035 | 0%
2036 | 0%
2037 | 0%
2038 | 0%
2039 | 0%
2040 | 0%
2041 | 0%
2042 | 0%
2043 | 0%
2044 | 0%
2045 | 0%
2046 | 0%
2047 | 0%
2048 | 0%
2049 | 0%
2050 | 0%
2051 | 0%
2052 | 0%

## Equip_Prices
Title: | Solar PV and Storage Installed Equipment Prices |  |  | https://atb.nrel.gov/electricity/2021/residential_pv |  | https://www.seia.org/solar-industry-research-data |  |  | https://www.nrel.gov/news/program/2021/documenting-a-decade-of-cost-declines-for-pv-systems.html#:~:text=%E2%80%9CA%20significant%20portion%20of%20the,Senior%20Financial%20Analyst%20David%20Feldman.
Units: | [Solar]: $/kW-DC. [Storage]: $/kWh |  |  | CHECKING with Jim/B&V on the years covered in JEA's IRP report (since we received their updated forecast values from 2022 through 2052). Need to update once confirmed
Description: | The price of installing PV or battery storage equipment. These include installer markups but do not include incentives or tax credits. |  |  |  |  | Year | Blended Average PV System Price ($/Watt) | $/kW | Year | Residential PV | Commercial Rooftop PV (200 kW)
Source: | Historical data is only relevant up to 2020, after which generic forecasts are applied and are later overwritten in the model. |  |  |  |  | 2010 | 5.79 | 5790 | 2010 | 7.53 | 5.57
| [Solar]: https://www.seia.org/solar-industry-research-data |  |  |  |  | 2011 | 4.75 | 4750 | 2011 | 6.62 | 5.18
| All pv Sectors à |  |  |  |  | 2012 | 3.63 | 3630 | 2012 | 4.67 | 3.57
All Equipment Type â | Static PV Time â | Residential | NonResidential |  |  | 2013 | 3.01 | 3010 | 2013 | 4.09 | 2.9
Solar PV | 2002 | 7530 | 5570 |  |  | 2014 | 2.27 | 2270 | 2014 | 3.6 | 2.89
Solar PV | 2003 | 7530 | 5570 |  | These inputs only used through 2021. | 2015 | 2.26 | 2260 | 2015 | 3.36 | 2.4
Solar PV | 2004 | 7530 | 5570 |  | After 2021, we use forecast cost reduction rates times the 2021 price | 2016 | 1.71 | 1710 | 2016 | 3.16 | 2.29
Solar PV | 2005 | 7530 | 5570 |  |  | 2017 | 1.63 | 1630 | 2017 | 2.94 | 1.94
Solar PV | 2006 | 7530 | 5570 |  |  | 2018 | 1.61 | 1610 | 2018 | 2.78 | 1.88
Solar PV | 2007 | 7530 | 5570 |  |  | 2019 | 1.43 | 1430 | 2019 | 2.77 | 1.76
Solar PV | 2008 | 7530 | 5570 |  |  | 2020 | 1.29 | 1290 | 2020 | 2.71 | 1.72
Solar PV | 2009 | 7530 | 5570 |  |  | 2021 | 1.38 | 1380
Solar PV | 2010 | 7530 | 5570
Solar PV | 2011 | 6620 | 5180 | [6 empty] | Residential PV ¦ Electricity ¦ 2021 ¦ ATB ¦ NREL | [11 empty] | Commercial PV ¦ Electricity ¦ 2021 ¦ ATB ¦ NREL
Solar PV | 2012 | 4670 | 3570 |  |  | CAPEX - Solar
Solar PV | 2013 | 4090 | 2900 |  |  | Year | Residential | NonResidential |  | Metric with Units | Technology | Core Metric Case | Core Metric Variable | Measure Names | Scenario | Techdetail | ATTR(Round([Value],3)) | ATTR(ROUND([Value],3)) | Alias | Crpyears | Technology | Metric with Units | Technology | Core Metric Case |  | Measure Names | Scenario | Techdetail | ATTR(Round([Value],3))
Solar PV | 2014 | 3600 | 2890 |  |  | 2019 | 2773.344 | 1806.463 |  | CAPEX ($/kW) | Residential PV | R&D | 2019 | ATTR(Round([Value],3)) | Moderate | Class5 | 2773.344 |  | Residential PV Class 5 | 30 | Residential PV | CAPEX ($/kW) | Commercial | R&D | 2019 | ATTR(Round([Value],3)) | Moderate | Class5 | 1806.463
Solar PV | 2015 | 3360 | 2400 |  |  | 2020 | 2710.139 | 1762.43 |  | CAPEX ($/kW) | Residential PV | R&D | 2020 | ATTR(Round([Value],3)) | Moderate | Class5 | 2710.139 |  | Residential PV Class 5 | 30 | Residential PV | CAPEX ($/kW) | Commercial | R&D | 2020 | ATTR(Round([Value],3)) | Moderate | Class5 | 1762.43
Solar PV | 2016 | 3160 | 2290 |  |  | 2021 | 2539.533 | 1677.411 |  | CAPEX ($/kW) | Residential PV | R&D | 2021 | ATTR(Round([Value],3)) | Moderate | Class5 | 2539.533 |  | Residential PV Class 5 | 30 | Residential PV | CAPEX ($/kW) | Commercial | R&D | 2021 | ATTR(Round([Value],3)) | Moderate | Class5 | 1677.411
Solar PV | 2017 | 2940 | 1940 |  |  | 2022 | 2368.927 | 1592.393 |  | CAPEX ($/kW) | Residential PV | R&D | 2022 | ATTR(Round([Value],3)) | Moderate | Class5 | 2368.927 |  | Residential PV Class 5 | 30 | Residential PV | CAPEX ($/kW) | Commercial | R&D | 2022 | ATTR(Round([Value],3)) | Moderate | Class5 | 1592.393
Solar PV | 2018 | 2780 | 1880 |  |  | 2023 | 2198.321 | 1507.374 |  | CAPEX ($/kW) | Residential PV | R&D | 2023 | ATTR(Round([Value],3)) | Moderate | Class5 | 2198.321 |  | Residential PV Class 5 | 30 | Residential PV | CAPEX ($/kW) | Commercial | R&D | 2023 | ATTR(Round([Value],3)) | Moderate | Class5 | 1507.374
Solar PV | 2019 | 2770 | 1760 |  |  | 2024 | 2027.715 | 1422.356 |  | CAPEX ($/kW) | Residential PV | R&D | 2024 | ATTR(Round([Value],3)) | Moderate | Class5 | 2027.715 |  | Residential PV Class 5 | 30 | Residential PV | CAPEX ($/kW) | Commercial | R&D | 2024 | ATTR(Round([Value],3)) | Moderate | Class5 | 1422.356
Solar PV | 2020 | 2710 | 1720 |  |  | 2025 | 1857.109 | 1337.338 |  | CAPEX ($/kW) | Residential PV | R&D | 2025 | ATTR(Round([Value],3)) | Moderate | Class5 | 1857.109 |  | Residential PV Class 5 | 30 | Residential PV | CAPEX ($/kW) | Commercial | R&D | 2025 | ATTR(Round([Value],3)) | Moderate | Class5 | 1337.338
Solar PV | 2021 | 2539.533 | 1677.411 |  |  | 2026 | 1686.503 | 1252.319 |  | CAPEX ($/kW) | Residential PV | R&D | 2026 | ATTR(Round([Value],3)) | Moderate | Class5 | 1686.503 |  | Residential PV Class 5 | 30 | Residential PV | CAPEX ($/kW) | Commercial | R&D | 2026 | ATTR(Round([Value],3)) | Moderate | Class5 | 1252.319
Solar PV | 2022 | 2368.927 | 1592.393 |  |  | 2027 | 1515.897 | 1167.301 |  | CAPEX ($/kW) | Residential PV | R&D | 2027 | ATTR(Round([Value],3)) | Moderate | Class5 | 1515.897 |  | Residential PV Class 5 | 30 | Residential PV | CAPEX ($/kW) | Commercial | R&D | 2027 | ATTR(Round([Value],3)) | Moderate | Class5 | 1167.301
Solar PV | 2023 | 2198.321 | 1507.374 |  |  | 2028 | 1345.29 | 1082.282 |  | CAPEX ($/kW) | Residential PV | R&D | 2028 | ATTR(Round([Value],3)) | Moderate | Class5 | 1345.29 |  | Residential PV Class 5 | 30 | Residential PV | CAPEX ($/kW) | Commercial | R&D | 2028 | ATTR(Round([Value],3)) | Moderate | Class5 | 1082.282
Solar PV | 2024 | 2027.715 | 1422.356 |  |  | 2029 | 1174.684 | 997.264 |  | CAPEX ($/kW) | Residential PV | R&D | 2029 | ATTR(Round([Value],3)) | Moderate | Class5 | 1174.684 |  | Residential PV Class 5 | 30 | Residential PV | CAPEX ($/kW) | Commercial | R&D | 2029 | ATTR(Round([Value],3)) | Moderate | Class5 | 997.264
Solar PV | 2025 | 1857.109 | 1337.338 |  |  | 2030 | 1004.078 | 912.245 |  | CAPEX ($/kW) | Residential PV | R&D | 2030 | ATTR(Round([Value],3)) | Moderate | Class5 | 1004.078 |  | Residential PV Class 5 | 30 | Residential PV | CAPEX ($/kW) | Commercial | R&D | 2030 | ATTR(Round([Value],3)) | Moderate | Class5 | 912.245
Solar PV | 2026 | 1686.503 | 1252.319 |  |  | 2031 | 992.948 | 901.65 |  | CAPEX ($/kW) | Residential PV | R&D | 2031 | ATTR(Round([Value],3)) | Moderate | Class5 | 992.948 |  | Residential PV Class 5 | 30 | Residential PV | CAPEX ($/kW) | Commercial | R&D | 2031 | ATTR(Round([Value],3)) | Moderate | Class5 | 901.65
Solar PV | 2027 | 1515.897 | 1167.301 |  |  | 2032 | 981.817 | 891.054 |  | CAPEX ($/kW) | Residential PV | R&D | 2032 | ATTR(Round([Value],3)) | Moderate | Class5 | 981.817 |  | Residential PV Class 5 | 30 | Residential PV | CAPEX ($/kW) | Commercial | R&D | 2032 | ATTR(Round([Value],3)) | Moderate | Class5 | 891.054
Solar PV | 2028 | 1345.29 | 1082.282 |  |  | 2033 | 970.687 | 880.458 |  | CAPEX ($/kW) | Residential PV | R&D | 2033 | ATTR(Round([Value],3)) | Moderate | Class5 | 970.687 |  | Residential PV Class 5 | 30 | Residential PV | CAPEX ($/kW) | Commercial | R&D | 2033 | ATTR(Round([Value],3)) | Moderate | Class5 | 880.458
Solar PV | 2029 | 1174.684 | 997.264 |  |  | 2034 | 959.556 | 869.862 |  | CAPEX ($/kW) | Residential PV | R&D | 2034 | ATTR(Round([Value],3)) | Moderate | Class5 | 959.556 |  | Residential PV Class 5 | 30 | Residential PV | CAPEX ($/kW) | Commercial | R&D | 2034 | ATTR(Round([Value],3)) | Moderate | Class5 | 869.862
Solar PV | 2030 | 1004.078 | 912.245 |  |  | 2035 | 948.426 | 859.266 |  | CAPEX ($/kW) | Residential PV | R&D | 2035 | ATTR(Round([Value],3)) | Moderate | Class5 | 948.426 |  | Residential PV Class 5 | 30 | Residential PV | CAPEX ($/kW) | Commercial | R&D | 2035 | ATTR(Round([Value],3)) | Moderate | Class5 | 859.266
Solar PV | 2031 | 992.948 | 901.65 |  |  | 2036 | 937.295 | 848.67 |  | CAPEX ($/kW) | Residential PV | R&D | 2036 | ATTR(Round([Value],3)) | Moderate | Class5 | 937.295 |  | Residential PV Class 5 | 30 | Residential PV | CAPEX ($/kW) | Commercial | R&D | 2036 | ATTR(Round([Value],3)) | Moderate | Class5 | 848.67
Solar PV | 2032 | 981.817 | 891.054 |  |  | 2037 | 926.165 | 838.074 |  | CAPEX ($/kW) | Residential PV | R&D | 2037 | ATTR(Round([Value],3)) | Moderate | Class5 | 926.165 |  | Residential PV Class 5 | 30 | Residential PV | CAPEX ($/kW) | Commercial | R&D | 2037 | ATTR(Round([Value],3)) | Moderate | Class5 | 838.074
Solar PV | 2033 | 970.687 | 880.458 |  |  | 2038 | 915.034 | 827.478 |  | CAPEX ($/kW) | Residential PV | R&D | 2038 | ATTR(Round([Value],3)) | Moderate | Class5 | 915.034 |  | Residential PV Class 5 | 30 | Residential PV | CAPEX ($/kW) | Commercial | R&D | 2038 | ATTR(Round([Value],3)) | Moderate | Class5 | 827.478
Solar PV | 2034 | 959.556 | 869.862 |  |  | 2039 | 903.903 | 816.882 |  | CAPEX ($/kW) | Residential PV | R&D | 2039 | ATTR(Round([Value],3)) | Moderate | Class5 | 903.903 |  | Residential PV Class 5 | 30 | Residential PV | CAPEX ($/kW) | Commercial | R&D | 2039 | ATTR(Round([Value],3)) | Moderate | Class5 | 816.882
Solar PV | 2035 | 948.426 | 859.266 |  |  | 2040 | 892.773 | 806.286 |  | CAPEX ($/kW) | Residential PV | R&D | 2040 | ATTR(Round([Value],3)) | Moderate | Class5 | 892.773 |  | Residential PV Class 5 | 30 | Residential PV | CAPEX ($/kW) | Commercial | R&D | 2040 | ATTR(Round([Value],3)) | Moderate | Class5 | 806.286
Solar PV | 2036 | 937.295 | 848.67 |  |  | 2041 | 881.642 | 795.69 |  | CAPEX ($/kW) | Residential PV | R&D | 2041 | ATTR(Round([Value],3)) | Moderate | Class5 | 881.642 |  | Residential PV Class 5 | 30 | Residential PV | CAPEX ($/kW) | Commercial | R&D | 2041 | ATTR(Round([Value],3)) | Moderate | Class5 | 795.69
Solar PV | 2037 | 926.165 | 838.074 |  |  | 2042 | 870.512 | 785.094 |  | CAPEX ($/kW) | Residential PV | R&D | 2042 | ATTR(Round([Value],3)) | Moderate | Class5 | 870.512 |  | Residential PV Class 5 | 30 | Residential PV | CAPEX ($/kW) | Commercial | R&D | 2042 | ATTR(Round([Value],3)) | Moderate | Class5 | 785.094
Solar PV | 2038 | 915.034 | 827.478 |  |  | 2043 | 859.381 | 774.498 |  | CAPEX ($/kW) | Residential PV | R&D | 2043 | ATTR(Round([Value],3)) | Moderate | Class5 | 859.381 |  | Residential PV Class 5 | 30 | Residential PV | CAPEX ($/kW) | Commercial | R&D | 2043 | ATTR(Round([Value],3)) | Moderate | Class5 | 774.498
Solar PV | 2039 | 903.903 | 816.882 |  |  | 2044 | 848.251 | 763.902 |  | CAPEX ($/kW) | Residential PV | R&D | 2044 | ATTR(Round([Value],3)) | Moderate | Class5 | 848.251 |  | Residential PV Class 5 | 30 | Residential PV | CAPEX ($/kW) | Commercial | R&D | 2044 | ATTR(Round([Value],3)) | Moderate | Class5 | 763.902
Solar PV | 2040 | 892.773 | 806.286 |  |  | 2045 | 837.12 | 753.307 |  | CAPEX ($/kW) | Residential PV | R&D | 2045 | ATTR(Round([Value],3)) | Moderate | Class5 | 837.12 |  | Residential PV Class 5 | 30 | Residential PV | CAPEX ($/kW) | Commercial | R&D | 2045 | ATTR(Round([Value],3)) | Moderate | Class5 | 753.307
Solar PV | 2041 | 881.642 | 795.69 |  |  | 2046 | 825.99 | 742.711 |  | CAPEX ($/kW) | Residential PV | R&D | 2046 | ATTR(Round([Value],3)) | Moderate | Class5 | 825.99 |  | Residential PV Class 5 | 30 | Residential PV | CAPEX ($/kW) | Commercial | R&D | 2046 | ATTR(Round([Value],3)) | Moderate | Class5 | 742.711
Solar PV | 2042 | 870.512 | 785.094 |  |  | 2047 | 814.859 | 732.115 |  | CAPEX ($/kW) | Residential PV | R&D | 2047 | ATTR(Round([Value],3)) | Moderate | Class5 | 814.859 |  | Residential PV Class 5 | 30 | Residential PV | CAPEX ($/kW) | Commercial | R&D | 2047 | ATTR(Round([Value],3)) | Moderate | Class5 | 732.115
Solar PV | 2043 | 859.381 | 774.498 |  |  | 2048 | 803.728 | 721.519 |  | CAPEX ($/kW) | Residential PV | R&D | 2048 | ATTR(Round([Value],3)) | Moderate | Class5 | 803.728 |  | Residential PV Class 5 | 30 | Residential PV | CAPEX ($/kW) | Commercial | R&D | 2048 | ATTR(Round([Value],3)) | Moderate | Class5 | 721.519
Solar PV | 2044 | 848.251 | 763.902 |  |  | 2049 | 792.598 | 710.923 |  | CAPEX ($/kW) | Residential PV | R&D | 2049 | ATTR(Round([Value],3)) | Moderate | Class5 | 792.598 |  | Residential PV Class 5 | 30 | Residential PV | CAPEX ($/kW) | Commercial | R&D | 2049 | ATTR(Round([Value],3)) | Moderate | Class5 | 710.923
Solar PV | 2045 | 837.12 | 753.307 |  |  | 2050 | 781.467 | 700.327 |  | CAPEX ($/kW) | Residential PV | R&D | 2050 | ATTR(Round([Value],3)) | Moderate | Class5 | 781.467 |  | Residential PV Class 5 | 30 | Residential PV | CAPEX ($/kW) | Commercial | R&D | 2050 | ATTR(Round([Value],3)) | Moderate | Class5 | 700.327
Solar PV | 2046 | 825.99 | 742.711 | [6 empty] | Fixed O&M ($/KW-yr) | Residential PV | R&D | 2019 | ATTR(Round([Value],3)) | Moderate | Class5 | 27.397 |  | Residential PV Class 5 | 30 | Residential PV | Fixed O&M ($/KW-yr) | Commercial | R&D | 2019 | ATTR(Round([Value],3)) | Moderate | Class5 | 19.268
Solar PV | 2047 | 814.859 | 732.115 | [6 empty] | Fixed O&M ($/KW-yr) | Residential PV | R&D | 2020 | ATTR(Round([Value],3)) | Moderate | Class5 | 28.94 |  | Residential PV Class 5 | 30 | Residential PV | Fixed O&M ($/KW-yr) | Commercial | R&D | 2020 | ATTR(Round([Value],3)) | Moderate | Class5 | 18.55
Solar PV | 2048 | 803.728 | 721.519 | [6 empty] | Fixed O&M ($/KW-yr) | Residential PV | R&D | 2021 | ATTR(Round([Value],3)) | Moderate | Class5 | 27.389 |  | Residential PV Class 5 | 30 | Residential PV | Fixed O&M ($/KW-yr) | Commercial | R&D | 2021 | ATTR(Round([Value],3)) | Moderate | Class5 | 17.854
Solar PV | 2049 | 792.598 | 710.923 | [6 empty] | Fixed O&M ($/KW-yr) | Residential PV | R&D | 2022 | ATTR(Round([Value],3)) | Moderate | Class5 | 25.838 |  | Residential PV Class 5 | 30 | Residential PV | Fixed O&M ($/KW-yr) | Commercial | R&D | 2022 | ATTR(Round([Value],3)) | Moderate | Class5 | 17.159
Solar PV | 2050 | 781.467 | 700.327 | [6 empty] | Fixed O&M ($/KW-yr) | Residential PV | R&D | 2023 | ATTR(Round([Value],3)) | Moderate | Class5 | 24.287 |  | Residential PV Class 5 | 30 | Residential PV | Fixed O&M ($/KW-yr) | Commercial | R&D | 2023 | ATTR(Round([Value],3)) | Moderate | Class5 | 16.463
Solar PV | 2051 | 770.4923 | 689.8889 | [6 empty] | Fixed O&M ($/KW-yr) | Residential PV | R&D | 2024 | ATTR(Round([Value],3)) | Moderate | Class5 | 22.736 |  | Residential PV Class 5 | 30 | Residential PV | Fixed O&M ($/KW-yr) | Commercial | R&D | 2024 | ATTR(Round([Value],3)) | Moderate | Class5 | 15.768
Solar PV | 2052 | 759.6718 | 679.6064 | [6 empty] | Fixed O&M ($/KW-yr) | Residential PV | R&D | 2025 | ATTR(Round([Value],3)) | Moderate | Class5 | 21.184 |  | Residential PV Class 5 | 30 | Residential PV | Fixed O&M ($/KW-yr) | Commercial | R&D | 2025 | ATTR(Round([Value],3)) | Moderate | Class5 | 15.072
Battery Storage | 2002 | 3019.5277 | 1476.3521 | [6 empty] | Fixed O&M ($/KW-yr) | Residential PV | R&D | 2026 | ATTR(Round([Value],3)) | Moderate | Class5 | 19.633 |  | Residential PV Class 5 | 30 | Residential PV | Fixed O&M ($/KW-yr) | Commercial | R&D | 2026 | ATTR(Round([Value],3)) | Moderate | Class5 | 14.376
Battery Storage | 2003 | 2847.9272 | 1384.2113 | [6 empty] | Fixed O&M ($/KW-yr) | Residential PV | R&D | 2027 | ATTR(Round([Value],3)) | Moderate | Class5 | 18.082 |  | Residential PV Class 5 | 30 | Residential PV | Fixed O&M ($/KW-yr) | Commercial | R&D | 2027 | ATTR(Round([Value],3)) | Moderate | Class5 | 13.681
Battery Storage | 2004 | 2686.0788 | 1297.821 | [6 empty] | Fixed O&M ($/KW-yr) | Residential PV | R&D | 2028 | ATTR(Round([Value],3)) | Moderate | Class5 | 16.531 |  | Residential PV Class 5 | 30 | Residential PV | Fixed O&M ($/KW-yr) | Commercial | R&D | 2028 | ATTR(Round([Value],3)) | Moderate | Class5 | 12.985
Battery Storage | 2005 | 2533.4283 | 1216.8225 | [6 empty] | Fixed O&M ($/KW-yr) | Residential PV | R&D | 2029 | ATTR(Round([Value],3)) | Moderate | Class5 | 14.98 |  | Residential PV Class 5 | 30 | Residential PV | Fixed O&M ($/KW-yr) | Commercial | R&D | 2029 | ATTR(Round([Value],3)) | Moderate | Class5 | 12.29
Battery Storage | 2006 | 2389.4529 | 1140.8792 | [6 empty] | Fixed O&M ($/KW-yr) | Residential PV | R&D | 2030 | ATTR(Round([Value],3)) | Moderate | Class5 | 13.429 |  | Residential PV Class 5 | 30 | Residential PV | Fixed O&M ($/KW-yr) | Commercial | R&D | 2030 | ATTR(Round([Value],3)) | Moderate | Class5 | 11.594
Battery Storage | 2007 | 2253.6598 | 1069.6757 | [6 empty] | Fixed O&M ($/KW-yr) | Residential PV | R&D | 2031 | ATTR(Round([Value],3)) | Moderate | Class5 | 13.328 |  | Residential PV Class 5 | 30 | Residential PV | Fixed O&M ($/KW-yr) | Commercial | R&D | 2031 | ATTR(Round([Value],3)) | Moderate | Class5 | 11.507
Battery Storage | 2008 | 2125.5837 | 1002.916 | [6 empty] | Fixed O&M ($/KW-yr) | Residential PV | R&D | 2032 | ATTR(Round([Value],3)) | Moderate | Class5 | 13.226 |  | Residential PV Class 5 | 30 | Residential PV | Fixed O&M ($/KW-yr) | Commercial | R&D | 2032 | ATTR(Round([Value],3)) | Moderate | Class5 | 11.421
Battery Storage | 2009 | 2004.7863 | 940.3228 | [6 empty] | Fixed O&M ($/KW-yr) | Residential PV | R&D | 2033 | ATTR(Round([Value],3)) | Moderate | Class5 | 13.125 |  | Residential PV Class 5 | 30 | Residential PV | Fixed O&M ($/KW-yr) | Commercial | R&D | 2033 | ATTR(Round([Value],3)) | Moderate | Class5 | 11.334
Battery Storage | 2010 | 1890.8538 | 881.6362 | [6 empty] | Fixed O&M ($/KW-yr) | Residential PV | R&D | 2034 | ATTR(Round([Value],3)) | Moderate | Class5 | 13.024 |  | Residential PV Class 5 | 30 | Residential PV | Fixed O&M ($/KW-yr) | Commercial | R&D | 2034 | ATTR(Round([Value],3)) | Moderate | Class5 | 11.247
Battery Storage | 2011 | 1783.3961 | 826.6123 | [6 empty] | Fixed O&M ($/KW-yr) | Residential PV | R&D | 2035 | ATTR(Round([Value],3)) | Moderate | Class5 | 12.923 |  | Residential PV Class 5 | 30 | Residential PV | Fixed O&M ($/KW-yr) | Commercial | R&D | 2035 | ATTR(Round([Value],3)) | Moderate | Class5 | 11.16
Battery Storage | 2012 | 1682.0453 | 775.0225 | [6 empty] | Fixed O&M ($/KW-yr) | Residential PV | R&D | 2036 | ATTR(Round([Value],3)) | Moderate | Class5 | 12.822 |  | Residential PV Class 5 | 30 | Residential PV | Fixed O&M ($/KW-yr) | Commercial | R&D | 2036 | ATTR(Round([Value],3)) | Moderate | Class5 | 11.074
Battery Storage | 2013 | 1586.4542 | 726.6524 | [6 empty] | Fixed O&M ($/KW-yr) | Residential PV | R&D | 2037 | ATTR(Round([Value],3)) | Moderate | Class5 | 12.72 |  | Residential PV Class 5 | 30 | Residential PV | Fixed O&M ($/KW-yr) | Commercial | R&D | 2037 | ATTR(Round([Value],3)) | Moderate | Class5 | 10.987
Battery Storage | 2014 | 1496.2957 | 681.3012 | [6 empty] | Fixed O&M ($/KW-yr) | Residential PV | R&D | 2038 | ATTR(Round([Value],3)) | Moderate | Class5 | 12.619 |  | Residential PV Class 5 | 30 | Residential PV | Fixed O&M ($/KW-yr) | Commercial | R&D | 2038 | ATTR(Round([Value],3)) | Moderate | Class5 | 10.9
Battery Storage | 2015 | 1411.2608 | 638.7804 | [6 empty] | Fixed O&M ($/KW-yr) | Residential PV | R&D | 2039 | ATTR(Round([Value],3)) | Moderate | Class5 | 12.518 |  | Residential PV Class 5 | 30 | Residential PV | Fixed O&M ($/KW-yr) | Commercial | R&D | 2039 | ATTR(Round([Value],3)) | Moderate | Class5 | 10.814
Battery Storage | 2016 | 1331.0585 | 598.9134 | [6 empty] | Fixed O&M ($/KW-yr) | Residential PV | R&D | 2040 | ATTR(Round([Value],3)) | Moderate | Class5 | 12.417 |  | Residential PV Class 5 | 30 | Residential PV | Fixed O&M ($/KW-yr) | Commercial | R&D | 2040 | ATTR(Round([Value],3)) | Moderate | Class5 | 10.727
Battery Storage | 2017 | 1255.4141 | 561.5345 | [6 empty] | Fixed O&M ($/KW-yr) | Residential PV | R&D | 2041 | ATTR(Round([Value],3)) | Moderate | Class5 | 12.316 |  | Residential PV Class 5 | 30 | Residential PV | Fixed O&M ($/KW-yr) | Commercial | R&D | 2041 | ATTR(Round([Value],3)) | Moderate | Class5 | 10.64
Battery Storage | 2018 | 1184.0687 | 526.4885 | [6 empty] | Fixed O&M ($/KW-yr) | Residential PV | R&D | 2042 | ATTR(Round([Value],3)) | Moderate | Class5 | 12.215 |  | Residential PV Class 5 | 30 | Residential PV | Fixed O&M ($/KW-yr) | Commercial | R&D | 2042 | ATTR(Round([Value],3)) | Moderate | Class5 | 10.554
Battery Storage | 2019 | 1116.7777 | 493.6298 | [6 empty] | Fixed O&M ($/KW-yr) | Residential PV | R&D | 2043 | ATTR(Round([Value],3)) | Moderate | Class5 | 12.113 |  | Residential PV Class 5 | 30 | Residential PV | Fixed O&M ($/KW-yr) | Commercial | R&D | 2043 | ATTR(Round([Value],3)) | Moderate | Class5 | 10.467
Battery Storage | 2020 | 1053.311 | 462.8218 | [6 empty] | Fixed O&M ($/KW-yr) | Residential PV | R&D | 2044 | ATTR(Round([Value],3)) | Moderate | Class5 | 12.012 |  | Residential PV Class 5 | 30 | Residential PV | Fixed O&M ($/KW-yr) | Commercial | R&D | 2044 | ATTR(Round([Value],3)) | Moderate | Class5 | 10.38
Battery Storage | 2021 | 995.754 | 433.9712 | [6 empty] | Fixed O&M ($/KW-yr) | Residential PV | R&D | 2045 | ATTR(Round([Value],3)) | Moderate | Class5 | 11.911 |  | Residential PV Class 5 | 30 | Residential PV | Fixed O&M ($/KW-yr) | Commercial | R&D | 2045 | ATTR(Round([Value],3)) | Moderate | Class5 | 10.293
Battery Storage | 2022 | 938.0997 | 405.0557 | [6 empty] | Fixed O&M ($/KW-yr) | Residential PV | R&D | 2046 | ATTR(Round([Value],3)) | Moderate | Class5 | 11.81 |  | Residential PV Class 5 | 30 | Residential PV | Fixed O&M ($/KW-yr) | Commercial | R&D | 2046 | ATTR(Round([Value],3)) | Moderate | Class5 | 10.207
Battery Storage | 2023 | 885.7625 | 377.9183 | [6 empty] | Fixed O&M ($/KW-yr) | Residential PV | R&D | 2047 | ATTR(Round([Value],3)) | Moderate | Class5 | 11.709 |  | Residential PV Class 5 | 30 | Residential PV | Fixed O&M ($/KW-yr) | Commercial | R&D | 2047 | ATTR(Round([Value],3)) | Moderate | Class5 | 10.12
Battery Storage | 2024 | 837.6242 | 352.1915 | [6 empty] | Fixed O&M ($/KW-yr) | Residential PV | R&D | 2048 | ATTR(Round([Value],3)) | Moderate | Class5 | 11.607 |  | Residential PV Class 5 | 30 | Residential PV | Fixed O&M ($/KW-yr) | Commercial | R&D | 2048 | ATTR(Round([Value],3)) | Moderate | Class5 | 10.033
Battery Storage | 2025 | 792.794 | 327.5802 | [6 empty] | Fixed O&M ($/KW-yr) | Residential PV | R&D | 2049 | ATTR(Round([Value],3)) | Moderate | Class5 | 11.506 |  | Residential PV Class 5 | 30 | Residential PV | Fixed O&M ($/KW-yr) | Commercial | R&D | 2049 | ATTR(Round([Value],3)) | Moderate | Class5 | 9.947
Battery Storage | 2026 | 767.5955 | 315.298 | [6 empty] | Fixed O&M ($/KW-yr) | Residential PV | R&D | 2050 | ATTR(Round([Value],3)) | Moderate | Class5 | 11.405 |  | Residential PV Class 5 | 30 | Residential PV | Fixed O&M ($/KW-yr) | Commercial | R&D | 2050 | ATTR(Round([Value],3)) | Moderate | Class5 | 9.86
Battery Storage | 2027 | 745.0723 | 304.3908
Battery Storage | 2028 | 725.4158 | 295.046
Battery Storage | 2029 | 706.2698 | 286.1275 | [6 empty] | Residential Battery Storage ¦ Electricity ¦ 2021 ¦ ATB ¦ NREL | [11 empty] | Commercial Battery Storage ¦ Electricity ¦ 2021 ¦ ATB ¦ NREL
Battery Storage | 2030 | 688.8763 | 278.041 |  |  | CAPEX - Battery |  |  |  | 5kW/20kWh Battery Storage | [11 empty] | 4Hr Battery Storage
Battery Storage | 2031 | 680.2653 | 274.5655 |  |  | Year | Residential | NonResidential |  | Metric with Units | Technology | Core Metric Case | Core Metric Variable | Measure Names | Scenario | Techdetail | ATTR(Round([Value],3)) | ATTR(ROUND([Value],3)) | Alias | Crpyears |  | Metric with Units | Technology | Core Metric Case |  | Measure Names | Scenario | Techdetail | ATTR(Round([Value],3))
Battery Storage | 2032 | 671.6543 | 271.09 |  |  | 2019 | 1116.7777 | 493.6298 |  | CAPEX ($/kW) | Residential PV | R&D | 2019 | ATTR(Round([Value],3)) | Moderate | Class5 | 4467.111 |  | Residential PV Class 5 | 30 |  | CAPEX ($/kW) | Commercial | R&D | 2019 | ATTR(Round([Value],3)) | Moderate | Class5 | 1974.519
Battery Storage | 2033 | 663.0432 | 267.6145 |  |  | 2020 | 1053.311 | 462.8218 |  | CAPEX ($/kW) | Residential PV | R&D | 2020 | ATTR(Round([Value],3)) | Moderate | Class5 | 4213.244 |  | Residential PV Class 5 | 30 |  | CAPEX ($/kW) | Commercial | R&D | 2020 | ATTR(Round([Value],3)) | Moderate | Class5 | 1851.287
Battery Storage | 2034 | 654.4325 | 264.139 |  |  | 2021 | 995.754 | 433.9712 |  | CAPEX ($/kW) | Residential PV | R&D | 2021 | ATTR(Round([Value],3)) | Moderate | Class5 | 3983.016 |  | Residential PV Class 5 | 30 |  | CAPEX ($/kW) | Commercial | R&D | 2021 | ATTR(Round([Value],3)) | Moderate | Class5 | 1735.885
Battery Storage | 2035 | 645.8215 | 260.6635 |  |  | 2022 | 938.0997 | 405.0557 |  | CAPEX ($/kW) | Residential PV | R&D | 2022 | ATTR(Round([Value],3)) | Moderate | Class5 | 3752.399 |  | Residential PV Class 5 | 30 |  | CAPEX ($/kW) | Commercial | R&D | 2022 | ATTR(Round([Value],3)) | Moderate | Class5 | 1620.223
Battery Storage | 2036 | 637.2105 | 257.188 |  |  | 2023 | 885.7625 | 377.9183 |  | CAPEX ($/kW) | Residential PV | R&D | 2023 | ATTR(Round([Value],3)) | Moderate | Class5 | 3543.05 |  | Residential PV Class 5 | 30 |  | CAPEX ($/kW) | Commercial | R&D | 2023 | ATTR(Round([Value],3)) | Moderate | Class5 | 1511.673
Battery Storage | 2037 | 628.5995 | 253.7125 |  |  | 2024 | 837.6242 | 352.1915 |  | CAPEX ($/kW) | Residential PV | R&D | 2024 | ATTR(Round([Value],3)) | Moderate | Class5 | 3350.497 |  | Residential PV Class 5 | 30 |  | CAPEX ($/kW) | Commercial | R&D | 2024 | ATTR(Round([Value],3)) | Moderate | Class5 | 1408.766
Battery Storage | 2038 | 619.9885 | 250.237 |  |  | 2025 | 792.794 | 327.5802 |  | CAPEX ($/kW) | Residential PV | R&D | 2025 | ATTR(Round([Value],3)) | Moderate | Class5 | 3171.176 |  | Residential PV Class 5 | 30 |  | CAPEX ($/kW) | Commercial | R&D | 2025 | ATTR(Round([Value],3)) | Moderate | Class5 | 1310.321
Battery Storage | 2039 | 611.3777 | 246.7615 |  |  | 2026 | 767.5955 | 315.298 |  | CAPEX ($/kW) | Residential PV | R&D | 2026 | ATTR(Round([Value],3)) | Moderate | Class5 | 3070.382 |  | Residential PV Class 5 | 30 |  | CAPEX ($/kW) | Commercial | R&D | 2026 | ATTR(Round([Value],3)) | Moderate | Class5 | 1261.192
Battery Storage | 2040 | 602.7668 | 243.286 |  |  | 2027 | 745.0723 | 304.3908 |  | CAPEX ($/kW) | Residential PV | R&D | 2027 | ATTR(Round([Value],3)) | Moderate | Class5 | 2980.289 |  | Residential PV Class 5 | 30 |  | CAPEX ($/kW) | Commercial | R&D | 2027 | ATTR(Round([Value],3)) | Moderate | Class5 | 1217.563
Battery Storage | 2041 | 594.1558 | 239.8102 |  |  | 2028 | 725.4158 | 295.046 |  | CAPEX ($/kW) | Residential PV | R&D | 2028 | ATTR(Round([Value],3)) | Moderate | Class5 | 2901.663 |  | Residential PV Class 5 | 30 |  | CAPEX ($/kW) | Commercial | R&D | 2028 | ATTR(Round([Value],3)) | Moderate | Class5 | 1180.184
Battery Storage | 2042 | 585.5448 | 236.3348 |  |  | 2029 | 706.2698 | 286.1275 |  | CAPEX ($/kW) | Residential PV | R&D | 2029 | ATTR(Round([Value],3)) | Moderate | Class5 | 2825.079 |  | Residential PV Class 5 | 30 |  | CAPEX ($/kW) | Commercial | R&D | 2029 | ATTR(Round([Value],3)) | Moderate | Class5 | 1144.51
Battery Storage | 2043 | 576.9338 | 232.8593 |  |  | 2030 | 688.8763 | 278.041 |  | CAPEX ($/kW) | Residential PV | R&D | 2030 | ATTR(Round([Value],3)) | Moderate | Class5 | 2755.505 |  | Residential PV Class 5 | 30 |  | CAPEX ($/kW) | Commercial | R&D | 2030 | ATTR(Round([Value],3)) | Moderate | Class5 | 1112.164
Battery Storage | 2044 | 568.323 | 229.3837 |  |  | 2031 | 680.2653 | 274.5655 |  | CAPEX ($/kW) | Residential PV | R&D | 2031 | ATTR(Round([Value],3)) | Moderate | Class5 | 2721.061 |  | Residential PV Class 5 | 30 |  | CAPEX ($/kW) | Commercial | R&D | 2031 | ATTR(Round([Value],3)) | Moderate | Class5 | 1098.262
Battery Storage | 2045 | 559.712 | 225.9083 |  |  | 2032 | 671.6543 | 271.09 |  | CAPEX ($/kW) | Residential PV | R&D | 2032 | ATTR(Round([Value],3)) | Moderate | Class5 | 2686.617 |  | Residential PV Class 5 | 30 |  | CAPEX ($/kW) | Commercial | R&D | 2032 | ATTR(Round([Value],3)) | Moderate | Class5 | 1084.36
Battery Storage | 2046 | 551.101 | 222.4327 |  |  | 2033 | 663.0432 | 267.6145 |  | CAPEX ($/kW) | Residential PV | R&D | 2033 | ATTR(Round([Value],3)) | Moderate | Class5 | 2652.173 |  | Residential PV Class 5 | 30 |  | CAPEX ($/kW) | Commercial | R&D | 2033 | ATTR(Round([Value],3)) | Moderate | Class5 | 1070.458
Battery Storage | 2047 | 542.49 | 218.9572 |  |  | 2034 | 654.4325 | 264.139 |  | CAPEX ($/kW) | Residential PV | R&D | 2034 | ATTR(Round([Value],3)) | Moderate | Class5 | 2617.73 |  | Residential PV Class 5 | 30 |  | CAPEX ($/kW) | Commercial | R&D | 2034 | ATTR(Round([Value],3)) | Moderate | Class5 | 1056.556
Battery Storage | 2048 | 533.879 | 215.4818 |  |  | 2035 | 645.8215 | 260.6635 |  | CAPEX ($/kW) | Residential PV | R&D | 2035 | ATTR(Round([Value],3)) | Moderate | Class5 | 2583.286 |  | Residential PV Class 5 | 30 |  | CAPEX ($/kW) | Commercial | R&D | 2035 | ATTR(Round([Value],3)) | Moderate | Class5 | 1042.654
Battery Storage | 2049 | 525.268 | 212.0062 |  |  | 2036 | 637.2105 | 257.188 |  | CAPEX ($/kW) | Residential PV | R&D | 2036 | ATTR(Round([Value],3)) | Moderate | Class5 | 2548.842 |  | Residential PV Class 5 | 30 |  | CAPEX ($/kW) | Commercial | R&D | 2036 | ATTR(Round([Value],3)) | Moderate | Class5 | 1028.752
Battery Storage | 2050 | 516.6572 | 208.5308 |  |  | 2037 | 628.5995 | 253.7125 |  | CAPEX ($/kW) | Residential PV | R&D | 2037 | ATTR(Round([Value],3)) | Moderate | Class5 | 2514.398 |  | Residential PV Class 5 | 30 |  | CAPEX ($/kW) | Commercial | R&D | 2037 | ATTR(Round([Value],3)) | Moderate | Class5 | 1014.85
Battery Storage | 2051 | 508.1877 | 205.1122 |  |  | 2038 | 619.9885 | 250.237 |  | CAPEX ($/kW) | Residential PV | R&D | 2038 | ATTR(Round([Value],3)) | Moderate | Class5 | 2479.954 |  | Residential PV Class 5 | 30 |  | CAPEX ($/kW) | Commercial | R&D | 2038 | ATTR(Round([Value],3)) | Moderate | Class5 | 1000.948
Battery Storage | 2052 | 499.8569 | 201.7497 |  |  | 2039 | 611.3777 | 246.7615 |  | CAPEX ($/kW) | Residential PV | R&D | 2039 | ATTR(Round([Value],3)) | Moderate | Class5 | 2445.511 |  | Residential PV Class 5 | 30 |  | CAPEX ($/kW) | Commercial | R&D | 2039 | ATTR(Round([Value],3)) | Moderate | Class5 | 987.046
Battery Storage | 2052 | 499.8569 | 201.7497 |  | Only added these redundant rows since import scripts don't like the calcs to the right being below the last data input row. Will fix import script later. | 2040 | 602.7668 | 243.286 |  | CAPEX ($/kW) | Residential PV | R&D | 2040 | ATTR(Round([Value],3)) | Moderate | Class5 | 2411.067 |  | Residential PV Class 5 | 30 |  | CAPEX ($/kW) | Commercial | R&D | 2040 | ATTR(Round([Value],3)) | Moderate | Class5 | 973.144
Battery Storage | 2052 | 499.8569 | 201.7497 |  |  | 2041 | 594.1558 | 239.8102 |  | CAPEX ($/kW) | Residential PV | R&D | 2041 | ATTR(Round([Value],3)) | Moderate | Class5 | 2376.623 |  | Residential PV Class 5 | 30 |  | CAPEX ($/kW) | Commercial | R&D | 2041 | ATTR(Round([Value],3)) | Moderate | Class5 | 959.241
Battery Storage | 2052 | 499.8569 | 201.7497 |  |  | 2042 | 585.5448 | 236.3348 |  | CAPEX ($/kW) | Residential PV | R&D | 2042 | ATTR(Round([Value],3)) | Moderate | Class5 | 2342.179 |  | Residential PV Class 5 | 30 |  | CAPEX ($/kW) | Commercial | R&D | 2042 | ATTR(Round([Value],3)) | Moderate | Class5 | 945.339
Battery Storage | 2052 | 499.8569 | 201.7497 |  |  | 2043 | 576.9338 | 232.8593 |  | CAPEX ($/kW) | Residential PV | R&D | 2043 | ATTR(Round([Value],3)) | Moderate | Class5 | 2307.735 |  | Residential PV Class 5 | 30 |  | CAPEX ($/kW) | Commercial | R&D | 2043 | ATTR(Round([Value],3)) | Moderate | Class5 | 931.437
Battery Storage | 2052 | 499.8569 | 201.7497 |  |  | 2044 | 568.323 | 229.3837 |  | CAPEX ($/kW) | Residential PV | R&D | 2044 | ATTR(Round([Value],3)) | Moderate | Class5 | 2273.292 |  | Residential PV Class 5 | 30 |  | CAPEX ($/kW) | Commercial | R&D | 2044 | ATTR(Round([Value],3)) | Moderate | Class5 | 917.535
Battery Storage | 2052 | 499.8569 | 201.7497 |  |  | 2045 | 559.712 | 225.9083 |  | CAPEX ($/kW) | Residential PV | R&D | 2045 | ATTR(Round([Value],3)) | Moderate | Class5 | 2238.848 |  | Residential PV Class 5 | 30 |  | CAPEX ($/kW) | Commercial | R&D | 2045 | ATTR(Round([Value],3)) | Moderate | Class5 | 903.633
Battery Storage | 2052 | 499.8569 | 201.7497 |  |  | 2046 | 551.101 | 222.4327 |  | CAPEX ($/kW) | Residential PV | R&D | 2046 | ATTR(Round([Value],3)) | Moderate | Class5 | 2204.404 |  | Residential PV Class 5 | 30 |  | CAPEX ($/kW) | Commercial | R&D | 2046 | ATTR(Round([Value],3)) | Moderate | Class5 | 889.731
Battery Storage | 2052 | 499.8569 | 201.7497 |  |  | 2047 | 542.49 | 218.9572 |  | CAPEX ($/kW) | Residential PV | R&D | 2047 | ATTR(Round([Value],3)) | Moderate | Class5 | 2169.96 |  | Residential PV Class 5 | 30 |  | CAPEX ($/kW) | Commercial | R&D | 2047 | ATTR(Round([Value],3)) | Moderate | Class5 | 875.829
Battery Storage | 2052 | 499.8569 | 201.7497 |  |  | 2048 | 533.879 | 215.4818 |  | CAPEX ($/kW) | Residential PV | R&D | 2048 | ATTR(Round([Value],3)) | Moderate | Class5 | 2135.516 |  | Residential PV Class 5 | 30 |  | CAPEX ($/kW) | Commercial | R&D | 2048 | ATTR(Round([Value],3)) | Moderate | Class5 | 861.927
Battery Storage | 2052 | 499.8569 | 201.7497 |  |  | 2049 | 525.268 | 212.0062 |  | CAPEX ($/kW) | Residential PV | R&D | 2049 | ATTR(Round([Value],3)) | Moderate | Class5 | 2101.072 |  | Residential PV Class 5 | 30 |  | CAPEX ($/kW) | Commercial | R&D | 2049 | ATTR(Round([Value],3)) | Moderate | Class5 | 848.025
Battery Storage | 2052 | 499.8569 | 201.7497 |  |  | 2050 | 516.6572 | 208.5308 |  | CAPEX ($/kW) | Residential PV | R&D | 2050 | ATTR(Round([Value],3)) | Moderate | Class5 | 2066.629 |  | Residential PV Class 5 | 30 |  | CAPEX ($/kW) | Commercial | R&D | 2050 | ATTR(Round([Value],3)) | Moderate | Class5 | 834.123
Battery Storage | 2052 | 499.8569 | 201.7497 | [6 empty] | Fixed O&M ($/KW-yr) | Residential PV | R&D | 2019 | ATTR(Round([Value],3)) | Moderate | Class5 | 111.678 |  | Residential PV Class 5 | 30 |  | Fixed O&M ($/KW-yr) | Commercial | R&D | 2019 | ATTR(Round([Value],3)) | Moderate | Class5 | 49.363
Battery Storage | 2052 | 499.8569 | 201.7497 | [6 empty] | Fixed O&M ($/KW-yr) | Residential PV | R&D | 2020 | ATTR(Round([Value],3)) | Moderate | Class5 | 105.331 |  | Residential PV Class 5 | 30 |  | Fixed O&M ($/KW-yr) | Commercial | R&D | 2020 | ATTR(Round([Value],3)) | Moderate | Class5 | 46.282
Battery Storage | 2052 | 499.8569 | 201.7497 | [6 empty] | Fixed O&M ($/KW-yr) | Residential PV | R&D | 2021 | ATTR(Round([Value],3)) | Moderate | Class5 | 99.575 |  | Residential PV Class 5 | 30 |  | Fixed O&M ($/KW-yr) | Commercial | R&D | 2021 | ATTR(Round([Value],3)) | Moderate | Class5 | 43.397
Battery Storage | 2052 | 499.8569 | 201.7497 | [6 empty] | Fixed O&M ($/KW-yr) | Residential PV | R&D | 2022 | ATTR(Round([Value],3)) | Moderate | Class5 | 93.81 |  | Residential PV Class 5 | 30 |  | Fixed O&M ($/KW-yr) | Commercial | R&D | 2022 | ATTR(Round([Value],3)) | Moderate | Class5 | 40.506
Battery Storage | 2052 | 499.8569 | 201.7497 | [6 empty] | Fixed O&M ($/KW-yr) | Residential PV | R&D | 2023 | ATTR(Round([Value],3)) | Moderate | Class5 | 88.576 |  | Residential PV Class 5 | 30 |  | Fixed O&M ($/KW-yr) | Commercial | R&D | 2023 | ATTR(Round([Value],3)) | Moderate | Class5 | 37.792
Battery Storage | 2052 | 499.8569 | 201.7497 | [6 empty] | Fixed O&M ($/KW-yr) | Residential PV | R&D | 2024 | ATTR(Round([Value],3)) | Moderate | Class5 | 83.762 |  | Residential PV Class 5 | 30 |  | Fixed O&M ($/KW-yr) | Commercial | R&D | 2024 | ATTR(Round([Value],3)) | Moderate | Class5 | 35.219
Battery Storage | 2052 | 499.8569 | 201.7497 | [6 empty] | Fixed O&M ($/KW-yr) | Residential PV | R&D | 2025 | ATTR(Round([Value],3)) | Moderate | Class5 | 79.279 |  | Residential PV Class 5 | 30 |  | Fixed O&M ($/KW-yr) | Commercial | R&D | 2025 | ATTR(Round([Value],3)) | Moderate | Class5 | 32.758
Battery Storage | 2052 | 499.8569 | 201.7497 | [6 empty] | Fixed O&M ($/KW-yr) | Residential PV | R&D | 2026 | ATTR(Round([Value],3)) | Moderate | Class5 | 76.76 |  | Residential PV Class 5 | 30 |  | Fixed O&M ($/KW-yr) | Commercial | R&D | 2026 | ATTR(Round([Value],3)) | Moderate | Class5 | 31.53
Battery Storage | 2052 | 499.8569 | 201.7497 | [6 empty] | Fixed O&M ($/KW-yr) | Residential PV | R&D | 2027 | ATTR(Round([Value],3)) | Moderate | Class5 | 74.507 |  | Residential PV Class 5 | 30 |  | Fixed O&M ($/KW-yr) | Commercial | R&D | 2027 | ATTR(Round([Value],3)) | Moderate | Class5 | 30.439
Battery Storage | 2052 | 499.8569 | 201.7497 | [6 empty] | Fixed O&M ($/KW-yr) | Residential PV | R&D | 2028 | ATTR(Round([Value],3)) | Moderate | Class5 | 72.542 |  | Residential PV Class 5 | 30 |  | Fixed O&M ($/KW-yr) | Commercial | R&D | 2028 | ATTR(Round([Value],3)) | Moderate | Class5 | 29.505
Battery Storage | 2052 | 499.8569 | 201.7497 | [6 empty] | Fixed O&M ($/KW-yr) | Residential PV | R&D | 2029 | ATTR(Round([Value],3)) | Moderate | Class5 | 70.627 |  | Residential PV Class 5 | 30 |  | Fixed O&M ($/KW-yr) | Commercial | R&D | 2029 | ATTR(Round([Value],3)) | Moderate | Class5 | 28.613
Battery Storage | 2052 | 499.8569 | 201.7497 | [6 empty] | Fixed O&M ($/KW-yr) | Residential PV | R&D | 2030 | ATTR(Round([Value],3)) | Moderate | Class5 | 68.888 |  | Residential PV Class 5 | 30 |  | Fixed O&M ($/KW-yr) | Commercial | R&D | 2030 | ATTR(Round([Value],3)) | Moderate | Class5 | 27.804
Battery Storage | 2052 | 499.8569 | 201.7497 | [6 empty] | Fixed O&M ($/KW-yr) | Residential PV | R&D | 2031 | ATTR(Round([Value],3)) | Moderate | Class5 | 68.027 |  | Residential PV Class 5 | 30 |  | Fixed O&M ($/KW-yr) | Commercial | R&D | 2031 | ATTR(Round([Value],3)) | Moderate | Class5 | 27.457
Battery Storage | 2052 | 499.8569 | 201.7497 | [6 empty] | Fixed O&M ($/KW-yr) | Residential PV | R&D | 2032 | ATTR(Round([Value],3)) | Moderate | Class5 | 67.165 |  | Residential PV Class 5 | 30 |  | Fixed O&M ($/KW-yr) | Commercial | R&D | 2032 | ATTR(Round([Value],3)) | Moderate | Class5 | 27.109
Battery Storage | 2052 | 499.8569 | 201.7497 | [6 empty] | Fixed O&M ($/KW-yr) | Residential PV | R&D | 2033 | ATTR(Round([Value],3)) | Moderate | Class5 | 66.304 |  | Residential PV Class 5 | 30 |  | Fixed O&M ($/KW-yr) | Commercial | R&D | 2033 | ATTR(Round([Value],3)) | Moderate | Class5 | 26.761
Battery Storage | 2052 | 499.8569 | 201.7497 | [6 empty] | Fixed O&M ($/KW-yr) | Residential PV | R&D | 2034 | ATTR(Round([Value],3)) | Moderate | Class5 | 65.443 |  | Residential PV Class 5 | 30 |  | Fixed O&M ($/KW-yr) | Commercial | R&D | 2034 | ATTR(Round([Value],3)) | Moderate | Class5 | 26.414
Battery Storage | 2052 | 499.8569 | 201.7497 | [6 empty] | Fixed O&M ($/KW-yr) | Residential PV | R&D | 2035 | ATTR(Round([Value],3)) | Moderate | Class5 | 64.582 |  | Residential PV Class 5 | 30 |  | Fixed O&M ($/KW-yr) | Commercial | R&D | 2035 | ATTR(Round([Value],3)) | Moderate | Class5 | 26.066
Battery Storage | 2052 | 499.8569 | 201.7497 | [6 empty] | Fixed O&M ($/KW-yr) | Residential PV | R&D | 2036 | ATTR(Round([Value],3)) | Moderate | Class5 | 63.721 |  | Residential PV Class 5 | 30 |  | Fixed O&M ($/KW-yr) | Commercial | R&D | 2036 | ATTR(Round([Value],3)) | Moderate | Class5 | 25.719
Battery Storage | 2052 | 499.8569 | 201.7497 | [6 empty] | Fixed O&M ($/KW-yr) | Residential PV | R&D | 2037 | ATTR(Round([Value],3)) | Moderate | Class5 | 62.86 |  | Residential PV Class 5 | 30 |  | Fixed O&M ($/KW-yr) | Commercial | R&D | 2037 | ATTR(Round([Value],3)) | Moderate | Class5 | 25.371
Battery Storage | 2052 | 499.8569 | 201.7497 | [6 empty] | Fixed O&M ($/KW-yr) | Residential PV | R&D | 2038 | ATTR(Round([Value],3)) | Moderate | Class5 | 61.999 |  | Residential PV Class 5 | 30 |  | Fixed O&M ($/KW-yr) | Commercial | R&D | 2038 | ATTR(Round([Value],3)) | Moderate | Class5 | 25.024
Battery Storage | 2052 | 499.8569 | 201.7497 | [6 empty] | Fixed O&M ($/KW-yr) | Residential PV | R&D | 2039 | ATTR(Round([Value],3)) | Moderate | Class5 | 61.138 |  | Residential PV Class 5 | 30 |  | Fixed O&M ($/KW-yr) | Commercial | R&D | 2039 | ATTR(Round([Value],3)) | Moderate | Class5 | 24.676
Battery Storage | 2052 | 499.8569 | 201.7497 | [6 empty] | Fixed O&M ($/KW-yr) | Residential PV | R&D | 2040 | ATTR(Round([Value],3)) | Moderate | Class5 | 60.277 |  | Residential PV Class 5 | 30 |  | Fixed O&M ($/KW-yr) | Commercial | R&D | 2040 | ATTR(Round([Value],3)) | Moderate | Class5 | 24.329
Battery Storage | 2052 | 499.8569 | 201.7497 | [6 empty] | Fixed O&M ($/KW-yr) | Residential PV | R&D | 2041 | ATTR(Round([Value],3)) | Moderate | Class5 | 59.416 |  | Residential PV Class 5 | 30 |  | Fixed O&M ($/KW-yr) | Commercial | R&D | 2041 | ATTR(Round([Value],3)) | Moderate | Class5 | 23.981
Battery Storage | 2052 | 499.8569 | 201.7497 | [6 empty] | Fixed O&M ($/KW-yr) | Residential PV | R&D | 2042 | ATTR(Round([Value],3)) | Moderate | Class5 | 58.554 |  | Residential PV Class 5 | 30 |  | Fixed O&M ($/KW-yr) | Commercial | R&D | 2042 | ATTR(Round([Value],3)) | Moderate | Class5 | 23.633
Battery Storage | 2052 | 499.8569 | 201.7497 | [6 empty] | Fixed O&M ($/KW-yr) | Residential PV | R&D | 2043 | ATTR(Round([Value],3)) | Moderate | Class5 | 57.693 |  | Residential PV Class 5 | 30 |  | Fixed O&M ($/KW-yr) | Commercial | R&D | 2043 | ATTR(Round([Value],3)) | Moderate | Class5 | 23.286
Battery Storage | 2052 | 499.8569 | 201.7497 | [6 empty] | Fixed O&M ($/KW-yr) | Residential PV | R&D | 2044 | ATTR(Round([Value],3)) | Moderate | Class5 | 56.832 |  | Residential PV Class 5 | 30 |  | Fixed O&M ($/KW-yr) | Commercial | R&D | 2044 | ATTR(Round([Value],3)) | Moderate | Class5 | 22.938
Battery Storage | 2052 | 499.8569 | 201.7497 | [6 empty] | Fixed O&M ($/KW-yr) | Residential PV | R&D | 2045 | ATTR(Round([Value],3)) | Moderate | Class5 | 55.971 |  | Residential PV Class 5 | 30 |  | Fixed O&M ($/KW-yr) | Commercial | R&D | 2045 | ATTR(Round([Value],3)) | Moderate | Class5 | 22.591
Battery Storage | 2052 | 499.8569 | 201.7497 | [6 empty] | Fixed O&M ($/KW-yr) | Residential PV | R&D | 2046 | ATTR(Round([Value],3)) | Moderate | Class5 | 55.11 |  | Residential PV Class 5 | 30 |  | Fixed O&M ($/KW-yr) | Commercial | R&D | 2046 | ATTR(Round([Value],3)) | Moderate | Class5 | 22.243
Battery Storage | 2052 | 499.8569 | 201.7497 | [6 empty] | Fixed O&M ($/KW-yr) | Residential PV | R&D | 2047 | ATTR(Round([Value],3)) | Moderate | Class5 | 54.249 |  | Residential PV Class 5 | 30 |  | Fixed O&M ($/KW-yr) | Commercial | R&D | 2047 | ATTR(Round([Value],3)) | Moderate | Class5 | 21.896
Battery Storage | 2052 | 499.8569 | 201.7497 | [6 empty] | Fixed O&M ($/KW-yr) | Residential PV | R&D | 2048 | ATTR(Round([Value],3)) | Moderate | Class5 | 53.388 |  | Residential PV Class 5 | 30 |  | Fixed O&M ($/KW-yr) | Commercial | R&D | 2048 | ATTR(Round([Value],3)) | Moderate | Class5 | 21.548
Battery Storage | 2052 | 499.8569 | 201.7497 | [6 empty] | Fixed O&M ($/KW-yr) | Residential PV | R&D | 2049 | ATTR(Round([Value],3)) | Moderate | Class5 | 52.527 |  | Residential PV Class 5 | 30 |  | Fixed O&M ($/KW-yr) | Commercial | R&D | 2049 | ATTR(Round([Value],3)) | Moderate | Class5 | 21.201
Battery Storage | 2052 | 499.8569 | 201.7497 | [6 empty] | Fixed O&M ($/KW-yr) | Residential PV | R&D | 2050 | ATTR(Round([Value],3)) | Moderate | Class5 | 51.666 |  | Residential PV Class 5 | 30 |  | Fixed O&M ($/KW-yr) | Commercial | R&D | 2050 | ATTR(Round([Value],3)) | Moderate | Class5 | 20.853

## DER_PriceChangeRate
Title: | Rate of Change in PV Equipment Prices
Units: | fraction/year
Description: | The forecast rate of change in PV installation prices by scenario. These prices changes will occur after the base year selected for PV.
Source:
Note: | Copy-pasted from NYPA inputs template file
All pv Sectors à
DER Cost Scenario â | All Equipment Types â | Residential | NonResidential
Low | Solar PV | -5.8% | -5.8%
Medium | Solar PV | -4.2% | -4.2%
High | Solar PV | -2.9% | -2.9%
Low | Battery Storage | -5.8% | -5.8%
Medium | Battery Storage | -4.2% | -4.2%
High | Battery Storage | -2.9% | -2.9%

## OM_Cost
Title: | Operation and Maintenance Costs |  |  | https://atb.nrel.gov/electricity/2021/residential_pv | https://www.seia.org/solar-industry-research-data |  |  | https://www.nrel.gov/news/program/2021/documenting-a-decade-of-cost-declines-for-pv-systems.html#:~:text=%E2%80%9CA%20significant%20portion%20of%20the,Senior%20Financial%20Analyst%20David%20Feldman.
Units: | [Solar]: $/yr-kW-DC. [Storage]: $/yr-kWh. |  |  | CHECKING with Jim/B&V on the years covered in JEA's IRP report (since we received their updated forecast values from 2022 through 2052). Need to update once confirmed
Description: | The operation and maintenance cost of solar and storage systems. Solar costs include inverter replacement. |  |  |  | Year | Blended Average PV System Price ($/Watt) | $/kW | Year | Residential PV | Commercial Rooftop PV (200 kW)
Source: | Historical data is only relevant up to 2020, after which generic forecasts are applied and are later overwritten in the model. |  |  |  | 2010 | 5.79 | 5790 | 2010 | 7.53 | 5.57
| [Solar]: https://www.seia.org/solar-industry-research-data |  |  |  | 2011 | 4.75 | 4750 | 2011 | 6.62 | 5.18
| All pv Sectors à |  |  |  | 2012 | 3.63 | 3630 | 2012 | 4.67 | 3.57
All Equipment Type â | Static PV Time â | Residential | NonResidential |  | 2013 | 3.01 | 3010 | 2013 | 4.09 | 2.9
Solar PV | 2002 | 74.4763 | 60.9788 |  | 2014 | 2.27 | 2270 | 2014 | 3.6 | 2.89
Solar PV | 2003 | 74.4763 | 60.9788 |  | 2015 | 2.26 | 2260 | 2015 | 3.36 | 2.4
Solar PV | 2004 | 74.4763 | 60.9788 |  | 2016 | 1.71 | 1710 | 2016 | 3.16 | 2.29
Solar PV | 2005 | 74.4763 | 60.9788 |  | 2017 | 1.63 | 1630 | 2017 | 2.94 | 1.94
Solar PV | 2006 | 74.4763 | 60.9788 |  | 2018 | 1.61 | 1610 | 2018 | 2.78 | 1.88
Solar PV | 2007 | 74.4763 | 60.9788 |  | 2019 | 1.43 | 1430 | 2019 | 2.77 | 1.76
Solar PV | 2008 | 74.4763 | 60.9788 |  | 2020 | 1.29 | 1290 | 2020 | 2.71 | 1.72
Solar PV | 2009 | 74.4763 | 60.9788 |  | 2021 | 1.38 | 1380
Solar PV | 2010 | 74.4763 | 60.9788
Solar PV | 2011 | 65.4759 | 56.7092 | [5 empty] | Residential PV ¦ Electricity ¦ 2021 ¦ ATB ¦ NREL | [11 empty] | Commercial PV ¦ Electricity ¦ 2021 ¦ ATB ¦ NREL
Solar PV | 2012 | 46.1892 | 39.0834 |  | Fixed O&M - Solar
Solar PV | 2013 | 40.4526 | 31.7484 |  | Year | Residential | NonResidential |  | Metric with Units | Technology | Core Metric Case | Core Metric Variable | Measure Names | Scenario | Techdetail | ATTR(Round([Value],3)) | ATTR(ROUND([Value],3)) | Alias | Crpyears | Technology | Metric with Units | Technology | Core Metric Case |  | Measure Names | Scenario | Techdetail | ATTR(Round([Value],3))
Solar PV | 2014 | 35.6062 | 31.6389 |  | 2019 | 27.397 | 19.268 |  | CAPEX ($/kW) | Residential PV | R&D | 2019 | ATTR(Round([Value],3)) | Moderate | Class5 | 2773.344 |  | Residential PV Class 5 | 30 | Residential PV | CAPEX ($/kW) | Commercial | R&D | 2019 | ATTR(Round([Value],3)) | Moderate | Class5 | 1806.463
Solar PV | 2015 | 33.2325 | 26.2745 |  | 2020 | 28.94 | 18.55 |  | CAPEX ($/kW) | Residential PV | R&D | 2020 | ATTR(Round([Value],3)) | Moderate | Class5 | 2710.139 |  | Residential PV Class 5 | 30 | Residential PV | CAPEX ($/kW) | Commercial | R&D | 2020 | ATTR(Round([Value],3)) | Moderate | Class5 | 1762.43
Solar PV | 2016 | 31.2543 | 25.0703 |  | 2021 | 27.389 | 17.854 |  | CAPEX ($/kW) | Residential PV | R&D | 2021 | ATTR(Round([Value],3)) | Moderate | Class5 | 2539.533 |  | Residential PV Class 5 | 30 | Residential PV | CAPEX ($/kW) | Commercial | R&D | 2021 | ATTR(Round([Value],3)) | Moderate | Class5 | 1677.411
Solar PV | 2017 | 29.0784 | 21.2386 |  | 2022 | 25.838 | 17.159 |  | CAPEX ($/kW) | Residential PV | R&D | 2022 | ATTR(Round([Value],3)) | Moderate | Class5 | 2368.927 |  | Residential PV Class 5 | 30 | Residential PV | CAPEX ($/kW) | Commercial | R&D | 2022 | ATTR(Round([Value],3)) | Moderate | Class5 | 1592.393
Solar PV | 2018 | 27.4959 | 20.5817 |  | 2023 | 24.287 | 16.463 |  | CAPEX ($/kW) | Residential PV | R&D | 2023 | ATTR(Round([Value],3)) | Moderate | Class5 | 2198.321 |  | Residential PV Class 5 | 30 | Residential PV | CAPEX ($/kW) | Commercial | R&D | 2023 | ATTR(Round([Value],3)) | Moderate | Class5 | 1507.374
Solar PV | 2019 | 27.397 | 19.268 |  | 2024 | 22.736 | 15.768 |  | CAPEX ($/kW) | Residential PV | R&D | 2024 | ATTR(Round([Value],3)) | Moderate | Class5 | 2027.715 |  | Residential PV Class 5 | 30 | Residential PV | CAPEX ($/kW) | Commercial | R&D | 2024 | ATTR(Round([Value],3)) | Moderate | Class5 | 1422.356
Solar PV | 2020 | 28.94 | 18.55 |  | 2025 | 21.184 | 15.072 |  | CAPEX ($/kW) | Residential PV | R&D | 2025 | ATTR(Round([Value],3)) | Moderate | Class5 | 1857.109 |  | Residential PV Class 5 | 30 | Residential PV | CAPEX ($/kW) | Commercial | R&D | 2025 | ATTR(Round([Value],3)) | Moderate | Class5 | 1337.338
Solar PV | 2021 | 27.389 | 17.854 |  | 2026 | 19.633 | 14.376 |  | CAPEX ($/kW) | Residential PV | R&D | 2026 | ATTR(Round([Value],3)) | Moderate | Class5 | 1686.503 |  | Residential PV Class 5 | 30 | Residential PV | CAPEX ($/kW) | Commercial | R&D | 2026 | ATTR(Round([Value],3)) | Moderate | Class5 | 1252.319
Solar PV | 2022 | 25.838 | 17.159 |  | 2027 | 18.082 | 13.681 |  | CAPEX ($/kW) | Residential PV | R&D | 2027 | ATTR(Round([Value],3)) | Moderate | Class5 | 1515.897 |  | Residential PV Class 5 | 30 | Residential PV | CAPEX ($/kW) | Commercial | R&D | 2027 | ATTR(Round([Value],3)) | Moderate | Class5 | 1167.301
Solar PV | 2023 | 24.287 | 16.463 |  | 2028 | 16.531 | 12.985 |  | CAPEX ($/kW) | Residential PV | R&D | 2028 | ATTR(Round([Value],3)) | Moderate | Class5 | 1345.29 |  | Residential PV Class 5 | 30 | Residential PV | CAPEX ($/kW) | Commercial | R&D | 2028 | ATTR(Round([Value],3)) | Moderate | Class5 | 1082.282
Solar PV | 2024 | 22.736 | 15.768 |  | 2029 | 14.98 | 12.29 |  | CAPEX ($/kW) | Residential PV | R&D | 2029 | ATTR(Round([Value],3)) | Moderate | Class5 | 1174.684 |  | Residential PV Class 5 | 30 | Residential PV | CAPEX ($/kW) | Commercial | R&D | 2029 | ATTR(Round([Value],3)) | Moderate | Class5 | 997.264
Solar PV | 2025 | 21.184 | 15.072 |  | 2030 | 13.429 | 11.594 |  | CAPEX ($/kW) | Residential PV | R&D | 2030 | ATTR(Round([Value],3)) | Moderate | Class5 | 1004.078 |  | Residential PV Class 5 | 30 | Residential PV | CAPEX ($/kW) | Commercial | R&D | 2030 | ATTR(Round([Value],3)) | Moderate | Class5 | 912.245
Solar PV | 2026 | 19.633 | 14.376 |  | 2031 | 13.328 | 11.507 |  | CAPEX ($/kW) | Residential PV | R&D | 2031 | ATTR(Round([Value],3)) | Moderate | Class5 | 992.948 |  | Residential PV Class 5 | 30 | Residential PV | CAPEX ($/kW) | Commercial | R&D | 2031 | ATTR(Round([Value],3)) | Moderate | Class5 | 901.65
Solar PV | 2027 | 18.082 | 13.681 |  | 2032 | 13.226 | 11.421 |  | CAPEX ($/kW) | Residential PV | R&D | 2032 | ATTR(Round([Value],3)) | Moderate | Class5 | 981.817 |  | Residential PV Class 5 | 30 | Residential PV | CAPEX ($/kW) | Commercial | R&D | 2032 | ATTR(Round([Value],3)) | Moderate | Class5 | 891.054
Solar PV | 2028 | 16.531 | 12.985 |  | 2033 | 13.125 | 11.334 |  | CAPEX ($/kW) | Residential PV | R&D | 2033 | ATTR(Round([Value],3)) | Moderate | Class5 | 970.687 |  | Residential PV Class 5 | 30 | Residential PV | CAPEX ($/kW) | Commercial | R&D | 2033 | ATTR(Round([Value],3)) | Moderate | Class5 | 880.458
Solar PV | 2029 | 14.98 | 12.29 |  | 2034 | 13.024 | 11.247 |  | CAPEX ($/kW) | Residential PV | R&D | 2034 | ATTR(Round([Value],3)) | Moderate | Class5 | 959.556 |  | Residential PV Class 5 | 30 | Residential PV | CAPEX ($/kW) | Commercial | R&D | 2034 | ATTR(Round([Value],3)) | Moderate | Class5 | 869.862
Solar PV | 2030 | 13.429 | 11.594 |  | 2035 | 12.923 | 11.16 |  | CAPEX ($/kW) | Residential PV | R&D | 2035 | ATTR(Round([Value],3)) | Moderate | Class5 | 948.426 |  | Residential PV Class 5 | 30 | Residential PV | CAPEX ($/kW) | Commercial | R&D | 2035 | ATTR(Round([Value],3)) | Moderate | Class5 | 859.266
Solar PV | 2031 | 13.328 | 11.507 |  | 2036 | 12.822 | 11.074 |  | CAPEX ($/kW) | Residential PV | R&D | 2036 | ATTR(Round([Value],3)) | Moderate | Class5 | 937.295 |  | Residential PV Class 5 | 30 | Residential PV | CAPEX ($/kW) | Commercial | R&D | 2036 | ATTR(Round([Value],3)) | Moderate | Class5 | 848.67
Solar PV | 2032 | 13.226 | 11.421 |  | 2037 | 12.72 | 10.987 |  | CAPEX ($/kW) | Residential PV | R&D | 2037 | ATTR(Round([Value],3)) | Moderate | Class5 | 926.165 |  | Residential PV Class 5 | 30 | Residential PV | CAPEX ($/kW) | Commercial | R&D | 2037 | ATTR(Round([Value],3)) | Moderate | Class5 | 838.074
Solar PV | 2033 | 13.125 | 11.334 |  | 2038 | 12.619 | 10.9 |  | CAPEX ($/kW) | Residential PV | R&D | 2038 | ATTR(Round([Value],3)) | Moderate | Class5 | 915.034 |  | Residential PV Class 5 | 30 | Residential PV | CAPEX ($/kW) | Commercial | R&D | 2038 | ATTR(Round([Value],3)) | Moderate | Class5 | 827.478
Solar PV | 2034 | 13.024 | 11.247 |  | 2039 | 12.518 | 10.814 |  | CAPEX ($/kW) | Residential PV | R&D | 2039 | ATTR(Round([Value],3)) | Moderate | Class5 | 903.903 |  | Residential PV Class 5 | 30 | Residential PV | CAPEX ($/kW) | Commercial | R&D | 2039 | ATTR(Round([Value],3)) | Moderate | Class5 | 816.882
Solar PV | 2035 | 12.923 | 11.16 |  | 2040 | 12.417 | 10.727 |  | CAPEX ($/kW) | Residential PV | R&D | 2040 | ATTR(Round([Value],3)) | Moderate | Class5 | 892.773 |  | Residential PV Class 5 | 30 | Residential PV | CAPEX ($/kW) | Commercial | R&D | 2040 | ATTR(Round([Value],3)) | Moderate | Class5 | 806.286
Solar PV | 2036 | 12.822 | 11.074 |  | 2041 | 12.316 | 10.64 |  | CAPEX ($/kW) | Residential PV | R&D | 2041 | ATTR(Round([Value],3)) | Moderate | Class5 | 881.642 |  | Residential PV Class 5 | 30 | Residential PV | CAPEX ($/kW) | Commercial | R&D | 2041 | ATTR(Round([Value],3)) | Moderate | Class5 | 795.69
Solar PV | 2037 | 12.72 | 10.987 |  | 2042 | 12.215 | 10.554 |  | CAPEX ($/kW) | Residential PV | R&D | 2042 | ATTR(Round([Value],3)) | Moderate | Class5 | 870.512 |  | Residential PV Class 5 | 30 | Residential PV | CAPEX ($/kW) | Commercial | R&D | 2042 | ATTR(Round([Value],3)) | Moderate | Class5 | 785.094
Solar PV | 2038 | 12.619 | 10.9 |  | 2043 | 12.113 | 10.467 |  | CAPEX ($/kW) | Residential PV | R&D | 2043 | ATTR(Round([Value],3)) | Moderate | Class5 | 859.381 |  | Residential PV Class 5 | 30 | Residential PV | CAPEX ($/kW) | Commercial | R&D | 2043 | ATTR(Round([Value],3)) | Moderate | Class5 | 774.498
Solar PV | 2039 | 12.518 | 10.814 |  | 2044 | 12.012 | 10.38 |  | CAPEX ($/kW) | Residential PV | R&D | 2044 | ATTR(Round([Value],3)) | Moderate | Class5 | 848.251 |  | Residential PV Class 5 | 30 | Residential PV | CAPEX ($/kW) | Commercial | R&D | 2044 | ATTR(Round([Value],3)) | Moderate | Class5 | 763.902
Solar PV | 2040 | 12.417 | 10.727 |  | 2045 | 11.911 | 10.293 |  | CAPEX ($/kW) | Residential PV | R&D | 2045 | ATTR(Round([Value],3)) | Moderate | Class5 | 837.12 |  | Residential PV Class 5 | 30 | Residential PV | CAPEX ($/kW) | Commercial | R&D | 2045 | ATTR(Round([Value],3)) | Moderate | Class5 | 753.307
Solar PV | 2041 | 12.316 | 10.64 |  | 2046 | 11.81 | 10.207 |  | CAPEX ($/kW) | Residential PV | R&D | 2046 | ATTR(Round([Value],3)) | Moderate | Class5 | 825.99 |  | Residential PV Class 5 | 30 | Residential PV | CAPEX ($/kW) | Commercial | R&D | 2046 | ATTR(Round([Value],3)) | Moderate | Class5 | 742.711
Solar PV | 2042 | 12.215 | 10.554 |  | 2047 | 11.709 | 10.12 |  | CAPEX ($/kW) | Residential PV | R&D | 2047 | ATTR(Round([Value],3)) | Moderate | Class5 | 814.859 |  | Residential PV Class 5 | 30 | Residential PV | CAPEX ($/kW) | Commercial | R&D | 2047 | ATTR(Round([Value],3)) | Moderate | Class5 | 732.115
Solar PV | 2043 | 12.113 | 10.467 |  | 2048 | 11.607 | 10.033 |  | CAPEX ($/kW) | Residential PV | R&D | 2048 | ATTR(Round([Value],3)) | Moderate | Class5 | 803.728 |  | Residential PV Class 5 | 30 | Residential PV | CAPEX ($/kW) | Commercial | R&D | 2048 | ATTR(Round([Value],3)) | Moderate | Class5 | 721.519
Solar PV | 2044 | 12.012 | 10.38 |  | 2049 | 11.506 | 9.947 |  | CAPEX ($/kW) | Residential PV | R&D | 2049 | ATTR(Round([Value],3)) | Moderate | Class5 | 792.598 |  | Residential PV Class 5 | 30 | Residential PV | CAPEX ($/kW) | Commercial | R&D | 2049 | ATTR(Round([Value],3)) | Moderate | Class5 | 710.923
Solar PV | 2045 | 11.911 | 10.293 |  | 2050 | 11.405 | 9.86 |  | CAPEX ($/kW) | Residential PV | R&D | 2050 | ATTR(Round([Value],3)) | Moderate | Class5 | 781.467 |  | Residential PV Class 5 | 30 | Residential PV | CAPEX ($/kW) | Commercial | R&D | 2050 | ATTR(Round([Value],3)) | Moderate | Class5 | 700.327
Solar PV | 2046 | 11.81 | 10.207 | [5 empty] | Fixed O&M ($/KW-yr) | Residential PV | R&D | 2019 | ATTR(Round([Value],3)) | Moderate | Class5 | 27.397 |  | Residential PV Class 5 | 30 | Residential PV | Fixed O&M ($/KW-yr) | Commercial | R&D | 2019 | ATTR(Round([Value],3)) | Moderate | Class5 | 19.268
Solar PV | 2047 | 11.709 | 10.12 | [5 empty] | Fixed O&M ($/KW-yr) | Residential PV | R&D | 2020 | ATTR(Round([Value],3)) | Moderate | Class5 | 28.94 |  | Residential PV Class 5 | 30 | Residential PV | Fixed O&M ($/KW-yr) | Commercial | R&D | 2020 | ATTR(Round([Value],3)) | Moderate | Class5 | 18.55
Solar PV | 2048 | 11.607 | 10.033 | [5 empty] | Fixed O&M ($/KW-yr) | Residential PV | R&D | 2021 | ATTR(Round([Value],3)) | Moderate | Class5 | 27.389 |  | Residential PV Class 5 | 30 | Residential PV | Fixed O&M ($/KW-yr) | Commercial | R&D | 2021 | ATTR(Round([Value],3)) | Moderate | Class5 | 17.854
Solar PV | 2049 | 11.506 | 9.947 | [5 empty] | Fixed O&M ($/KW-yr) | Residential PV | R&D | 2022 | ATTR(Round([Value],3)) | Moderate | Class5 | 25.838 |  | Residential PV Class 5 | 30 | Residential PV | Fixed O&M ($/KW-yr) | Commercial | R&D | 2022 | ATTR(Round([Value],3)) | Moderate | Class5 | 17.159
Solar PV | 2050 | 11.405 | 9.86 | [5 empty] | Fixed O&M ($/KW-yr) | Residential PV | R&D | 2023 | ATTR(Round([Value],3)) | Moderate | Class5 | 24.287 |  | Residential PV Class 5 | 30 | Residential PV | Fixed O&M ($/KW-yr) | Commercial | R&D | 2023 | ATTR(Round([Value],3)) | Moderate | Class5 | 16.463
Solar PV | 2051 | 11.3049 | 9.7738 | [5 empty] | Fixed O&M ($/KW-yr) | Residential PV | R&D | 2024 | ATTR(Round([Value],3)) | Moderate | Class5 | 22.736 |  | Residential PV Class 5 | 30 | Residential PV | Fixed O&M ($/KW-yr) | Commercial | R&D | 2024 | ATTR(Round([Value],3)) | Moderate | Class5 | 15.768
Solar PV | 2052 | 11.2057 | 9.6883 | [5 empty] | Fixed O&M ($/KW-yr) | Residential PV | R&D | 2025 | ATTR(Round([Value],3)) | Moderate | Class5 | 21.184 |  | Residential PV Class 5 | 30 | Residential PV | Fixed O&M ($/KW-yr) | Commercial | R&D | 2025 | ATTR(Round([Value],3)) | Moderate | Class5 | 15.072
Battery Storage | 2002 | 75.8967 | 39.0557 | [5 empty] | Fixed O&M ($/KW-yr) | Residential PV | R&D | 2026 | ATTR(Round([Value],3)) | Moderate | Class5 | 19.633 |  | Residential PV Class 5 | 30 | Residential PV | Fixed O&M ($/KW-yr) | Commercial | R&D | 2026 | ATTR(Round([Value],3)) | Moderate | Class5 | 14.376
Battery Storage | 2003 | 75.8967 | 39.0557 | [5 empty] | Fixed O&M ($/KW-yr) | Residential PV | R&D | 2027 | ATTR(Round([Value],3)) | Moderate | Class5 | 18.082 |  | Residential PV Class 5 | 30 | Residential PV | Fixed O&M ($/KW-yr) | Commercial | R&D | 2027 | ATTR(Round([Value],3)) | Moderate | Class5 | 13.681
Battery Storage | 2004 | 75.8967 | 39.0557 | [5 empty] | Fixed O&M ($/KW-yr) | Residential PV | R&D | 2028 | ATTR(Round([Value],3)) | Moderate | Class5 | 16.531 |  | Residential PV Class 5 | 30 | Residential PV | Fixed O&M ($/KW-yr) | Commercial | R&D | 2028 | ATTR(Round([Value],3)) | Moderate | Class5 | 12.985
Battery Storage | 2005 | 75.8967 | 39.0557 | [5 empty] | Fixed O&M ($/KW-yr) | Residential PV | R&D | 2029 | ATTR(Round([Value],3)) | Moderate | Class5 | 14.98 |  | Residential PV Class 5 | 30 | Residential PV | Fixed O&M ($/KW-yr) | Commercial | R&D | 2029 | ATTR(Round([Value],3)) | Moderate | Class5 | 12.29
Battery Storage | 2006 | 75.8967 | 39.0557 | [5 empty] | Fixed O&M ($/KW-yr) | Residential PV | R&D | 2030 | ATTR(Round([Value],3)) | Moderate | Class5 | 13.429 |  | Residential PV Class 5 | 30 | Residential PV | Fixed O&M ($/KW-yr) | Commercial | R&D | 2030 | ATTR(Round([Value],3)) | Moderate | Class5 | 11.594
Battery Storage | 2007 | 75.8967 | 39.0557 | [5 empty] | Fixed O&M ($/KW-yr) | Residential PV | R&D | 2031 | ATTR(Round([Value],3)) | Moderate | Class5 | 13.328 |  | Residential PV Class 5 | 30 | Residential PV | Fixed O&M ($/KW-yr) | Commercial | R&D | 2031 | ATTR(Round([Value],3)) | Moderate | Class5 | 11.507
Battery Storage | 2008 | 75.8967 | 39.0557 | [5 empty] | Fixed O&M ($/KW-yr) | Residential PV | R&D | 2032 | ATTR(Round([Value],3)) | Moderate | Class5 | 13.226 |  | Residential PV Class 5 | 30 | Residential PV | Fixed O&M ($/KW-yr) | Commercial | R&D | 2032 | ATTR(Round([Value],3)) | Moderate | Class5 | 11.421
Battery Storage | 2009 | 75.8967 | 39.0557 | [5 empty] | Fixed O&M ($/KW-yr) | Residential PV | R&D | 2033 | ATTR(Round([Value],3)) | Moderate | Class5 | 13.125 |  | Residential PV Class 5 | 30 | Residential PV | Fixed O&M ($/KW-yr) | Commercial | R&D | 2033 | ATTR(Round([Value],3)) | Moderate | Class5 | 11.334
Battery Storage | 2010 | 75.8967 | 39.0557 | [5 empty] | Fixed O&M ($/KW-yr) | Residential PV | R&D | 2034 | ATTR(Round([Value],3)) | Moderate | Class5 | 13.024 |  | Residential PV Class 5 | 30 | Residential PV | Fixed O&M ($/KW-yr) | Commercial | R&D | 2034 | ATTR(Round([Value],3)) | Moderate | Class5 | 11.247
Battery Storage | 2011 | 66.7246 | 36.3211 | [5 empty] | Fixed O&M ($/KW-yr) | Residential PV | R&D | 2035 | ATTR(Round([Value],3)) | Moderate | Class5 | 12.923 |  | Residential PV Class 5 | 30 | Residential PV | Fixed O&M ($/KW-yr) | Commercial | R&D | 2035 | ATTR(Round([Value],3)) | Moderate | Class5 | 11.16
Battery Storage | 2012 | 47.0701 | 25.0321 | [5 empty] | Fixed O&M ($/KW-yr) | Residential PV | R&D | 2036 | ATTR(Round([Value],3)) | Moderate | Class5 | 12.822 |  | Residential PV Class 5 | 30 | Residential PV | Fixed O&M ($/KW-yr) | Commercial | R&D | 2036 | ATTR(Round([Value],3)) | Moderate | Class5 | 11.074
Battery Storage | 2013 | 41.2241 | 20.3342 | [5 empty] | Fixed O&M ($/KW-yr) | Residential PV | R&D | 2037 | ATTR(Round([Value],3)) | Moderate | Class5 | 12.72 |  | Residential PV Class 5 | 30 | Residential PV | Fixed O&M ($/KW-yr) | Commercial | R&D | 2037 | ATTR(Round([Value],3)) | Moderate | Class5 | 10.987
Battery Storage | 2014 | 36.2853 | 20.2641 | [5 empty] | Fixed O&M ($/KW-yr) | Residential PV | R&D | 2038 | ATTR(Round([Value],3)) | Moderate | Class5 | 12.619 |  | Residential PV Class 5 | 30 | Residential PV | Fixed O&M ($/KW-yr) | Commercial | R&D | 2038 | ATTR(Round([Value],3)) | Moderate | Class5 | 10.9
Battery Storage | 2015 | 33.8663 | 16.8283 | [5 empty] | Fixed O&M ($/KW-yr) | Residential PV | R&D | 2039 | ATTR(Round([Value],3)) | Moderate | Class5 | 12.518 |  | Residential PV Class 5 | 30 | Residential PV | Fixed O&M ($/KW-yr) | Commercial | R&D | 2039 | ATTR(Round([Value],3)) | Moderate | Class5 | 10.814
Battery Storage | 2016 | 31.8504 | 16.057 | [5 empty] | Fixed O&M ($/KW-yr) | Residential PV | R&D | 2040 | ATTR(Round([Value],3)) | Moderate | Class5 | 12.417 |  | Residential PV Class 5 | 30 | Residential PV | Fixed O&M ($/KW-yr) | Commercial | R&D | 2040 | ATTR(Round([Value],3)) | Moderate | Class5 | 10.727
Battery Storage | 2017 | 29.633 | 13.6029 | [5 empty] | Fixed O&M ($/KW-yr) | Residential PV | R&D | 2041 | ATTR(Round([Value],3)) | Moderate | Class5 | 12.316 |  | Residential PV Class 5 | 30 | Residential PV | Fixed O&M ($/KW-yr) | Commercial | R&D | 2041 | ATTR(Round([Value],3)) | Moderate | Class5 | 10.64
Battery Storage | 2018 | 28.0203 | 13.1822 | [5 empty] | Fixed O&M ($/KW-yr) | Residential PV | R&D | 2042 | ATTR(Round([Value],3)) | Moderate | Class5 | 12.215 |  | Residential PV Class 5 | 30 | Residential PV | Fixed O&M ($/KW-yr) | Commercial | R&D | 2042 | ATTR(Round([Value],3)) | Moderate | Class5 | 10.554
Battery Storage | 2019 | 27.9195 | 12.3407 | [5 empty] | Fixed O&M ($/KW-yr) | Residential PV | R&D | 2043 | ATTR(Round([Value],3)) | Moderate | Class5 | 12.113 |  | Residential PV Class 5 | 30 | Residential PV | Fixed O&M ($/KW-yr) | Commercial | R&D | 2043 | ATTR(Round([Value],3)) | Moderate | Class5 | 10.467
Battery Storage | 2020 | 26.3328 | 11.5705 | [5 empty] | Fixed O&M ($/KW-yr) | Residential PV | R&D | 2044 | ATTR(Round([Value],3)) | Moderate | Class5 | 12.012 |  | Residential PV Class 5 | 30 | Residential PV | Fixed O&M ($/KW-yr) | Commercial | R&D | 2044 | ATTR(Round([Value],3)) | Moderate | Class5 | 10.38
Battery Storage | 2021 | 24.8938 | 10.8492 | [5 empty] | Fixed O&M ($/KW-yr) | Residential PV | R&D | 2045 | ATTR(Round([Value],3)) | Moderate | Class5 | 11.911 |  | Residential PV Class 5 | 30 | Residential PV | Fixed O&M ($/KW-yr) | Commercial | R&D | 2045 | ATTR(Round([Value],3)) | Moderate | Class5 | 10.293
Battery Storage | 2022 | 23.4525 | 10.1265 | [5 empty] | Fixed O&M ($/KW-yr) | Residential PV | R&D | 2046 | ATTR(Round([Value],3)) | Moderate | Class5 | 11.81 |  | Residential PV Class 5 | 30 | Residential PV | Fixed O&M ($/KW-yr) | Commercial | R&D | 2046 | ATTR(Round([Value],3)) | Moderate | Class5 | 10.207
Battery Storage | 2023 | 22.144 | 9.448 | [5 empty] | Fixed O&M ($/KW-yr) | Residential PV | R&D | 2047 | ATTR(Round([Value],3)) | Moderate | Class5 | 11.709 |  | Residential PV Class 5 | 30 | Residential PV | Fixed O&M ($/KW-yr) | Commercial | R&D | 2047 | ATTR(Round([Value],3)) | Moderate | Class5 | 10.12
Battery Storage | 2024 | 20.9405 | 8.8048 | [5 empty] | Fixed O&M ($/KW-yr) | Residential PV | R&D | 2048 | ATTR(Round([Value],3)) | Moderate | Class5 | 11.607 |  | Residential PV Class 5 | 30 | Residential PV | Fixed O&M ($/KW-yr) | Commercial | R&D | 2048 | ATTR(Round([Value],3)) | Moderate | Class5 | 10.033
Battery Storage | 2025 | 19.8197 | 8.1895 | [5 empty] | Fixed O&M ($/KW-yr) | Residential PV | R&D | 2049 | ATTR(Round([Value],3)) | Moderate | Class5 | 11.506 |  | Residential PV Class 5 | 30 | Residential PV | Fixed O&M ($/KW-yr) | Commercial | R&D | 2049 | ATTR(Round([Value],3)) | Moderate | Class5 | 9.947
Battery Storage | 2026 | 19.19 | 7.8825 | [5 empty] | Fixed O&M ($/KW-yr) | Residential PV | R&D | 2050 | ATTR(Round([Value],3)) | Moderate | Class5 | 11.405 |  | Residential PV Class 5 | 30 | Residential PV | Fixed O&M ($/KW-yr) | Commercial | R&D | 2050 | ATTR(Round([Value],3)) | Moderate | Class5 | 9.86
Battery Storage | 2027 | 18.6268 | 7.6098
Battery Storage | 2028 | 18.1355 | 7.3762
Battery Storage | 2029 | 17.6567 | 7.1532 | [5 empty] | Residential Battery Storage ¦ Electricity ¦ 2021 ¦ ATB ¦ NREL | [11 empty] | Commercial Battery Storage ¦ Electricity ¦ 2021 ¦ ATB ¦ NREL
Battery Storage | 2030 | 17.222 | 6.951 |  | Fixed O&M - Battery |  |  |  | 5kW/20kWh Battery Storage | [11 empty] | 4Hr Battery Storage
Battery Storage | 2031 | 17.0068 | 6.8643 |  | Year | Residential | NonResidential |  | Metric with Units | Technology | Core Metric Case | Core Metric Variable | Measure Names | Scenario | Techdetail | ATTR(Round([Value],3)) | ATTR(ROUND([Value],3)) | Alias | Crpyears |  | Metric with Units | Technology | Core Metric Case |  | Measure Names | Scenario | Techdetail | ATTR(Round([Value],3))
Battery Storage | 2032 | 16.7913 | 6.7773 |  | 2019 | 27.9195 | 12.3407 |  | CAPEX ($/kW) | Residential PV | R&D | 2019 | ATTR(Round([Value],3)) | Moderate | Class5 | 4467.111 |  | Residential PV Class 5 | 30 |  | CAPEX ($/kW) | Commercial | R&D | 2019 | ATTR(Round([Value],3)) | Moderate | Class5 | 1974.519
Battery Storage | 2033 | 16.576 | 6.6902 |  | 2020 | 26.3328 | 11.5705 |  | CAPEX ($/kW) | Residential PV | R&D | 2020 | ATTR(Round([Value],3)) | Moderate | Class5 | 4213.244 |  | Residential PV Class 5 | 30 |  | CAPEX ($/kW) | Commercial | R&D | 2020 | ATTR(Round([Value],3)) | Moderate | Class5 | 1851.287
Battery Storage | 2034 | 16.3607 | 6.6035 |  | 2021 | 24.8938 | 10.8492 |  | CAPEX ($/kW) | Residential PV | R&D | 2021 | ATTR(Round([Value],3)) | Moderate | Class5 | 3983.016 |  | Residential PV Class 5 | 30 |  | CAPEX ($/kW) | Commercial | R&D | 2021 | ATTR(Round([Value],3)) | Moderate | Class5 | 1735.885
Battery Storage | 2035 | 16.1455 | 6.5165 |  | 2022 | 23.4525 | 10.1265 |  | CAPEX ($/kW) | Residential PV | R&D | 2022 | ATTR(Round([Value],3)) | Moderate | Class5 | 3752.399 |  | Residential PV Class 5 | 30 |  | CAPEX ($/kW) | Commercial | R&D | 2022 | ATTR(Round([Value],3)) | Moderate | Class5 | 1620.223
Battery Storage | 2036 | 15.9302 | 6.4298 |  | 2023 | 22.144 | 9.448 |  | CAPEX ($/kW) | Residential PV | R&D | 2023 | ATTR(Round([Value],3)) | Moderate | Class5 | 3543.05 |  | Residential PV Class 5 | 30 |  | CAPEX ($/kW) | Commercial | R&D | 2023 | ATTR(Round([Value],3)) | Moderate | Class5 | 1511.673
Battery Storage | 2037 | 15.715 | 6.3427 |  | 2024 | 20.9405 | 8.8048 |  | CAPEX ($/kW) | Residential PV | R&D | 2024 | ATTR(Round([Value],3)) | Moderate | Class5 | 3350.497 |  | Residential PV Class 5 | 30 |  | CAPEX ($/kW) | Commercial | R&D | 2024 | ATTR(Round([Value],3)) | Moderate | Class5 | 1408.766
Battery Storage | 2038 | 15.4998 | 6.256 |  | 2025 | 19.8197 | 8.1895 |  | CAPEX ($/kW) | Residential PV | R&D | 2025 | ATTR(Round([Value],3)) | Moderate | Class5 | 3171.176 |  | Residential PV Class 5 | 30 |  | CAPEX ($/kW) | Commercial | R&D | 2025 | ATTR(Round([Value],3)) | Moderate | Class5 | 1310.321
Battery Storage | 2039 | 15.2845 | 6.169 |  | 2026 | 19.19 | 7.8825 |  | CAPEX ($/kW) | Residential PV | R&D | 2026 | ATTR(Round([Value],3)) | Moderate | Class5 | 3070.382 |  | Residential PV Class 5 | 30 |  | CAPEX ($/kW) | Commercial | R&D | 2026 | ATTR(Round([Value],3)) | Moderate | Class5 | 1261.192
Battery Storage | 2040 | 15.0693 | 6.0823 |  | 2027 | 18.6268 | 7.6098 |  | CAPEX ($/kW) | Residential PV | R&D | 2027 | ATTR(Round([Value],3)) | Moderate | Class5 | 2980.289 |  | Residential PV Class 5 | 30 |  | CAPEX ($/kW) | Commercial | R&D | 2027 | ATTR(Round([Value],3)) | Moderate | Class5 | 1217.563
Battery Storage | 2041 | 14.854 | 5.9953 |  | 2028 | 18.1355 | 7.3762 |  | CAPEX ($/kW) | Residential PV | R&D | 2028 | ATTR(Round([Value],3)) | Moderate | Class5 | 2901.663 |  | Residential PV Class 5 | 30 |  | CAPEX ($/kW) | Commercial | R&D | 2028 | ATTR(Round([Value],3)) | Moderate | Class5 | 1180.184
Battery Storage | 2042 | 14.6385 | 5.9082 |  | 2029 | 17.6567 | 7.1532 |  | CAPEX ($/kW) | Residential PV | R&D | 2029 | ATTR(Round([Value],3)) | Moderate | Class5 | 2825.079 |  | Residential PV Class 5 | 30 |  | CAPEX ($/kW) | Commercial | R&D | 2029 | ATTR(Round([Value],3)) | Moderate | Class5 | 1144.51
Battery Storage | 2043 | 14.4232 | 5.8215 |  | 2030 | 17.222 | 6.951 |  | CAPEX ($/kW) | Residential PV | R&D | 2030 | ATTR(Round([Value],3)) | Moderate | Class5 | 2755.505 |  | Residential PV Class 5 | 30 |  | CAPEX ($/kW) | Commercial | R&D | 2030 | ATTR(Round([Value],3)) | Moderate | Class5 | 1112.164
Battery Storage | 2044 | 14.208 | 5.7345 |  | 2031 | 17.0068 | 6.8643 |  | CAPEX ($/kW) | Residential PV | R&D | 2031 | ATTR(Round([Value],3)) | Moderate | Class5 | 2721.061 |  | Residential PV Class 5 | 30 |  | CAPEX ($/kW) | Commercial | R&D | 2031 | ATTR(Round([Value],3)) | Moderate | Class5 | 1098.262
Battery Storage | 2045 | 13.9927 | 5.6478 |  | 2032 | 16.7913 | 6.7773 |  | CAPEX ($/kW) | Residential PV | R&D | 2032 | ATTR(Round([Value],3)) | Moderate | Class5 | 2686.617 |  | Residential PV Class 5 | 30 |  | CAPEX ($/kW) | Commercial | R&D | 2032 | ATTR(Round([Value],3)) | Moderate | Class5 | 1084.36
Battery Storage | 2046 | 13.7775 | 5.5607 |  | 2033 | 16.576 | 6.6902 |  | CAPEX ($/kW) | Residential PV | R&D | 2033 | ATTR(Round([Value],3)) | Moderate | Class5 | 2652.173 |  | Residential PV Class 5 | 30 |  | CAPEX ($/kW) | Commercial | R&D | 2033 | ATTR(Round([Value],3)) | Moderate | Class5 | 1070.458
Battery Storage | 2047 | 13.5623 | 5.474 |  | 2034 | 16.3607 | 6.6035 |  | CAPEX ($/kW) | Residential PV | R&D | 2034 | ATTR(Round([Value],3)) | Moderate | Class5 | 2617.73 |  | Residential PV Class 5 | 30 |  | CAPEX ($/kW) | Commercial | R&D | 2034 | ATTR(Round([Value],3)) | Moderate | Class5 | 1056.556
Battery Storage | 2048 | 13.347 | 5.387 |  | 2035 | 16.1455 | 6.5165 |  | CAPEX ($/kW) | Residential PV | R&D | 2035 | ATTR(Round([Value],3)) | Moderate | Class5 | 2583.286 |  | Residential PV Class 5 | 30 |  | CAPEX ($/kW) | Commercial | R&D | 2035 | ATTR(Round([Value],3)) | Moderate | Class5 | 1042.654
Battery Storage | 2049 | 13.1318 | 5.3003 |  | 2036 | 15.9302 | 6.4298 |  | CAPEX ($/kW) | Residential PV | R&D | 2036 | ATTR(Round([Value],3)) | Moderate | Class5 | 2548.842 |  | Residential PV Class 5 | 30 |  | CAPEX ($/kW) | Commercial | R&D | 2036 | ATTR(Round([Value],3)) | Moderate | Class5 | 1028.752
Battery Storage | 2050 | 12.9165 | 5.2133 |  | 2037 | 15.715 | 6.3427 |  | CAPEX ($/kW) | Residential PV | R&D | 2037 | ATTR(Round([Value],3)) | Moderate | Class5 | 2514.398 |  | Residential PV Class 5 | 30 |  | CAPEX ($/kW) | Commercial | R&D | 2037 | ATTR(Round([Value],3)) | Moderate | Class5 | 1014.85
Battery Storage | 2051 | 12.7048 | 5.1277 |  | 2038 | 15.4998 | 6.256 |  | CAPEX ($/kW) | Residential PV | R&D | 2038 | ATTR(Round([Value],3)) | Moderate | Class5 | 2479.954 |  | Residential PV Class 5 | 30 |  | CAPEX ($/kW) | Commercial | R&D | 2038 | ATTR(Round([Value],3)) | Moderate | Class5 | 1000.948
Battery Storage | 2052 | 12.4965 | 5.0435 |  | 2039 | 15.2845 | 6.169 |  | CAPEX ($/kW) | Residential PV | R&D | 2039 | ATTR(Round([Value],3)) | Moderate | Class5 | 2445.511 |  | Residential PV Class 5 | 30 |  | CAPEX ($/kW) | Commercial | R&D | 2039 | ATTR(Round([Value],3)) | Moderate | Class5 | 987.046
Battery Storage | 2052 | 12.4965 | 5.0435 | Only added these redundant rows since import scripts don't like the calcs to the right being below the last data input row. Will fix import script later. | 2040 | 15.0693 | 6.0823 |  | CAPEX ($/kW) | Residential PV | R&D | 2040 | ATTR(Round([Value],3)) | Moderate | Class5 | 2411.067 |  | Residential PV Class 5 | 30 |  | CAPEX ($/kW) | Commercial | R&D | 2040 | ATTR(Round([Value],3)) | Moderate | Class5 | 973.144
Battery Storage | 2052 | 12.4965 | 5.0435 |  | 2041 | 14.854 | 5.9953 |  | CAPEX ($/kW) | Residential PV | R&D | 2041 | ATTR(Round([Value],3)) | Moderate | Class5 | 2376.623 |  | Residential PV Class 5 | 30 |  | CAPEX ($/kW) | Commercial | R&D | 2041 | ATTR(Round([Value],3)) | Moderate | Class5 | 959.241
Battery Storage | 2052 | 12.4965 | 5.0435 |  | 2042 | 14.6385 | 5.9082 |  | CAPEX ($/kW) | Residential PV | R&D | 2042 | ATTR(Round([Value],3)) | Moderate | Class5 | 2342.179 |  | Residential PV Class 5 | 30 |  | CAPEX ($/kW) | Commercial | R&D | 2042 | ATTR(Round([Value],3)) | Moderate | Class5 | 945.339
Battery Storage | 2052 | 12.4965 | 5.0435 |  | 2043 | 14.4232 | 5.8215 |  | CAPEX ($/kW) | Residential PV | R&D | 2043 | ATTR(Round([Value],3)) | Moderate | Class5 | 2307.735 |  | Residential PV Class 5 | 30 |  | CAPEX ($/kW) | Commercial | R&D | 2043 | ATTR(Round([Value],3)) | Moderate | Class5 | 931.437
Battery Storage | 2052 | 12.4965 | 5.0435 |  | 2044 | 14.208 | 5.7345 |  | CAPEX ($/kW) | Residential PV | R&D | 2044 | ATTR(Round([Value],3)) | Moderate | Class5 | 2273.292 |  | Residential PV Class 5 | 30 |  | CAPEX ($/kW) | Commercial | R&D | 2044 | ATTR(Round([Value],3)) | Moderate | Class5 | 917.535
Battery Storage | 2052 | 12.4965 | 5.0435 |  | 2045 | 13.9927 | 5.6478 |  | CAPEX ($/kW) | Residential PV | R&D | 2045 | ATTR(Round([Value],3)) | Moderate | Class5 | 2238.848 |  | Residential PV Class 5 | 30 |  | CAPEX ($/kW) | Commercial | R&D | 2045 | ATTR(Round([Value],3)) | Moderate | Class5 | 903.633
Battery Storage | 2052 | 12.4965 | 5.0435 |  | 2046 | 13.7775 | 5.5607 |  | CAPEX ($/kW) | Residential PV | R&D | 2046 | ATTR(Round([Value],3)) | Moderate | Class5 | 2204.404 |  | Residential PV Class 5 | 30 |  | CAPEX ($/kW) | Commercial | R&D | 2046 | ATTR(Round([Value],3)) | Moderate | Class5 | 889.731
Battery Storage | 2052 | 12.4965 | 5.0435 |  | 2047 | 13.5623 | 5.474 |  | CAPEX ($/kW) | Residential PV | R&D | 2047 | ATTR(Round([Value],3)) | Moderate | Class5 | 2169.96 |  | Residential PV Class 5 | 30 |  | CAPEX ($/kW) | Commercial | R&D | 2047 | ATTR(Round([Value],3)) | Moderate | Class5 | 875.829
Battery Storage | 2052 | 12.4965 | 5.0435 |  | 2048 | 13.347 | 5.387 |  | CAPEX ($/kW) | Residential PV | R&D | 2048 | ATTR(Round([Value],3)) | Moderate | Class5 | 2135.516 |  | Residential PV Class 5 | 30 |  | CAPEX ($/kW) | Commercial | R&D | 2048 | ATTR(Round([Value],3)) | Moderate | Class5 | 861.927
Battery Storage | 2052 | 12.4965 | 5.0435 |  | 2049 | 13.1318 | 5.3003 |  | CAPEX ($/kW) | Residential PV | R&D | 2049 | ATTR(Round([Value],3)) | Moderate | Class5 | 2101.072 |  | Residential PV Class 5 | 30 |  | CAPEX ($/kW) | Commercial | R&D | 2049 | ATTR(Round([Value],3)) | Moderate | Class5 | 848.025
Battery Storage | 2052 | 12.4965 | 5.0435 |  | 2050 | 12.9165 | 5.2133 |  | CAPEX ($/kW) | Residential PV | R&D | 2050 | ATTR(Round([Value],3)) | Moderate | Class5 | 2066.629 |  | Residential PV Class 5 | 30 |  | CAPEX ($/kW) | Commercial | R&D | 2050 | ATTR(Round([Value],3)) | Moderate | Class5 | 834.123
Battery Storage | 2052 | 12.4965 | 5.0435 | [5 empty] | Fixed O&M ($/KW-yr) | Residential PV | R&D | 2019 | ATTR(Round([Value],3)) | Moderate | Class5 | 111.678 |  | Residential PV Class 5 | 30 |  | Fixed O&M ($/KW-yr) | Commercial | R&D | 2019 | ATTR(Round([Value],3)) | Moderate | Class5 | 49.363
Battery Storage | 2052 | 12.4965 | 5.0435 | [5 empty] | Fixed O&M ($/KW-yr) | Residential PV | R&D | 2020 | ATTR(Round([Value],3)) | Moderate | Class5 | 105.331 |  | Residential PV Class 5 | 30 |  | Fixed O&M ($/KW-yr) | Commercial | R&D | 2020 | ATTR(Round([Value],3)) | Moderate | Class5 | 46.282
Battery Storage | 2052 | 12.4965 | 5.0435 | [5 empty] | Fixed O&M ($/KW-yr) | Residential PV | R&D | 2021 | ATTR(Round([Value],3)) | Moderate | Class5 | 99.575 |  | Residential PV Class 5 | 30 |  | Fixed O&M ($/KW-yr) | Commercial | R&D | 2021 | ATTR(Round([Value],3)) | Moderate | Class5 | 43.397
Battery Storage | 2052 | 12.4965 | 5.0435 | [5 empty] | Fixed O&M ($/KW-yr) | Residential PV | R&D | 2022 | ATTR(Round([Value],3)) | Moderate | Class5 | 93.81 |  | Residential PV Class 5 | 30 |  | Fixed O&M ($/KW-yr) | Commercial | R&D | 2022 | ATTR(Round([Value],3)) | Moderate | Class5 | 40.506
Battery Storage | 2052 | 12.4965 | 5.0435 | [5 empty] | Fixed O&M ($/KW-yr) | Residential PV | R&D | 2023 | ATTR(Round([Value],3)) | Moderate | Class5 | 88.576 |  | Residential PV Class 5 | 30 |  | Fixed O&M ($/KW-yr) | Commercial | R&D | 2023 | ATTR(Round([Value],3)) | Moderate | Class5 | 37.792
Battery Storage | 2052 | 12.4965 | 5.0435 | [5 empty] | Fixed O&M ($/KW-yr) | Residential PV | R&D | 2024 | ATTR(Round([Value],3)) | Moderate | Class5 | 83.762 |  | Residential PV Class 5 | 30 |  | Fixed O&M ($/KW-yr) | Commercial | R&D | 2024 | ATTR(Round([Value],3)) | Moderate | Class5 | 35.219
Battery Storage | 2052 | 12.4965 | 5.0435 | [5 empty] | Fixed O&M ($/KW-yr) | Residential PV | R&D | 2025 | ATTR(Round([Value],3)) | Moderate | Class5 | 79.279 |  | Residential PV Class 5 | 30 |  | Fixed O&M ($/KW-yr) | Commercial | R&D | 2025 | ATTR(Round([Value],3)) | Moderate | Class5 | 32.758
Battery Storage | 2052 | 12.4965 | 5.0435 | [5 empty] | Fixed O&M ($/KW-yr) | Residential PV | R&D | 2026 | ATTR(Round([Value],3)) | Moderate | Class5 | 76.76 |  | Residential PV Class 5 | 30 |  | Fixed O&M ($/KW-yr) | Commercial | R&D | 2026 | ATTR(Round([Value],3)) | Moderate | Class5 | 31.53
Battery Storage | 2052 | 12.4965 | 5.0435 | [5 empty] | Fixed O&M ($/KW-yr) | Residential PV | R&D | 2027 | ATTR(Round([Value],3)) | Moderate | Class5 | 74.507 |  | Residential PV Class 5 | 30 |  | Fixed O&M ($/KW-yr) | Commercial | R&D | 2027 | ATTR(Round([Value],3)) | Moderate | Class5 | 30.439
Battery Storage | 2052 | 12.4965 | 5.0435 | [5 empty] | Fixed O&M ($/KW-yr) | Residential PV | R&D | 2028 | ATTR(Round([Value],3)) | Moderate | Class5 | 72.542 |  | Residential PV Class 5 | 30 |  | Fixed O&M ($/KW-yr) | Commercial | R&D | 2028 | ATTR(Round([Value],3)) | Moderate | Class5 | 29.505
Battery Storage | 2052 | 12.4965 | 5.0435 | [5 empty] | Fixed O&M ($/KW-yr) | Residential PV | R&D | 2029 | ATTR(Round([Value],3)) | Moderate | Class5 | 70.627 |  | Residential PV Class 5 | 30 |  | Fixed O&M ($/KW-yr) | Commercial | R&D | 2029 | ATTR(Round([Value],3)) | Moderate | Class5 | 28.613
Battery Storage | 2052 | 12.4965 | 5.0435 | [5 empty] | Fixed O&M ($/KW-yr) | Residential PV | R&D | 2030 | ATTR(Round([Value],3)) | Moderate | Class5 | 68.888 |  | Residential PV Class 5 | 30 |  | Fixed O&M ($/KW-yr) | Commercial | R&D | 2030 | ATTR(Round([Value],3)) | Moderate | Class5 | 27.804
Battery Storage | 2052 | 12.4965 | 5.0435 | [5 empty] | Fixed O&M ($/KW-yr) | Residential PV | R&D | 2031 | ATTR(Round([Value],3)) | Moderate | Class5 | 68.027 |  | Residential PV Class 5 | 30 |  | Fixed O&M ($/KW-yr) | Commercial | R&D | 2031 | ATTR(Round([Value],3)) | Moderate | Class5 | 27.457
Battery Storage | 2052 | 12.4965 | 5.0435 | [5 empty] | Fixed O&M ($/KW-yr) | Residential PV | R&D | 2032 | ATTR(Round([Value],3)) | Moderate | Class5 | 67.165 |  | Residential PV Class 5 | 30 |  | Fixed O&M ($/KW-yr) | Commercial | R&D | 2032 | ATTR(Round([Value],3)) | Moderate | Class5 | 27.109
Battery Storage | 2052 | 12.4965 | 5.0435 | [5 empty] | Fixed O&M ($/KW-yr) | Residential PV | R&D | 2033 | ATTR(Round([Value],3)) | Moderate | Class5 | 66.304 |  | Residential PV Class 5 | 30 |  | Fixed O&M ($/KW-yr) | Commercial | R&D | 2033 | ATTR(Round([Value],3)) | Moderate | Class5 | 26.761
Battery Storage | 2052 | 12.4965 | 5.0435 | [5 empty] | Fixed O&M ($/KW-yr) | Residential PV | R&D | 2034 | ATTR(Round([Value],3)) | Moderate | Class5 | 65.443 |  | Residential PV Class 5 | 30 |  | Fixed O&M ($/KW-yr) | Commercial | R&D | 2034 | ATTR(Round([Value],3)) | Moderate | Class5 | 26.414
Battery Storage | 2052 | 12.4965 | 5.0435 | [5 empty] | Fixed O&M ($/KW-yr) | Residential PV | R&D | 2035 | ATTR(Round([Value],3)) | Moderate | Class5 | 64.582 |  | Residential PV Class 5 | 30 |  | Fixed O&M ($/KW-yr) | Commercial | R&D | 2035 | ATTR(Round([Value],3)) | Moderate | Class5 | 26.066
Battery Storage | 2052 | 12.4965 | 5.0435 | [5 empty] | Fixed O&M ($/KW-yr) | Residential PV | R&D | 2036 | ATTR(Round([Value],3)) | Moderate | Class5 | 63.721 |  | Residential PV Class 5 | 30 |  | Fixed O&M ($/KW-yr) | Commercial | R&D | 2036 | ATTR(Round([Value],3)) | Moderate | Class5 | 25.719
Battery Storage | 2052 | 12.4965 | 5.0435 | [5 empty] | Fixed O&M ($/KW-yr) | Residential PV | R&D | 2037 | ATTR(Round([Value],3)) | Moderate | Class5 | 62.86 |  | Residential PV Class 5 | 30 |  | Fixed O&M ($/KW-yr) | Commercial | R&D | 2037 | ATTR(Round([Value],3)) | Moderate | Class5 | 25.371
Battery Storage | 2052 | 12.4965 | 5.0435 | [5 empty] | Fixed O&M ($/KW-yr) | Residential PV | R&D | 2038 | ATTR(Round([Value],3)) | Moderate | Class5 | 61.999 |  | Residential PV Class 5 | 30 |  | Fixed O&M ($/KW-yr) | Commercial | R&D | 2038 | ATTR(Round([Value],3)) | Moderate | Class5 | 25.024
Battery Storage | 2052 | 12.4965 | 5.0435 | [5 empty] | Fixed O&M ($/KW-yr) | Residential PV | R&D | 2039 | ATTR(Round([Value],3)) | Moderate | Class5 | 61.138 |  | Residential PV Class 5 | 30 |  | Fixed O&M ($/KW-yr) | Commercial | R&D | 2039 | ATTR(Round([Value],3)) | Moderate | Class5 | 24.676
Battery Storage | 2052 | 12.4965 | 5.0435 | [5 empty] | Fixed O&M ($/KW-yr) | Residential PV | R&D | 2040 | ATTR(Round([Value],3)) | Moderate | Class5 | 60.277 |  | Residential PV Class 5 | 30 |  | Fixed O&M ($/KW-yr) | Commercial | R&D | 2040 | ATTR(Round([Value],3)) | Moderate | Class5 | 24.329
Battery Storage | 2052 | 12.4965 | 5.0435 | [5 empty] | Fixed O&M ($/KW-yr) | Residential PV | R&D | 2041 | ATTR(Round([Value],3)) | Moderate | Class5 | 59.416 |  | Residential PV Class 5 | 30 |  | Fixed O&M ($/KW-yr) | Commercial | R&D | 2041 | ATTR(Round([Value],3)) | Moderate | Class5 | 23.981
Battery Storage | 2052 | 12.4965 | 5.0435 | [5 empty] | Fixed O&M ($/KW-yr) | Residential PV | R&D | 2042 | ATTR(Round([Value],3)) | Moderate | Class5 | 58.554 |  | Residential PV Class 5 | 30 |  | Fixed O&M ($/KW-yr) | Commercial | R&D | 2042 | ATTR(Round([Value],3)) | Moderate | Class5 | 23.633
Battery Storage | 2052 | 12.4965 | 5.0435 | [5 empty] | Fixed O&M ($/KW-yr) | Residential PV | R&D | 2043 | ATTR(Round([Value],3)) | Moderate | Class5 | 57.693 |  | Residential PV Class 5 | 30 |  | Fixed O&M ($/KW-yr) | Commercial | R&D | 2043 | ATTR(Round([Value],3)) | Moderate | Class5 | 23.286
Battery Storage | 2052 | 12.4965 | 5.0435 | [5 empty] | Fixed O&M ($/KW-yr) | Residential PV | R&D | 2044 | ATTR(Round([Value],3)) | Moderate | Class5 | 56.832 |  | Residential PV Class 5 | 30 |  | Fixed O&M ($/KW-yr) | Commercial | R&D | 2044 | ATTR(Round([Value],3)) | Moderate | Class5 | 22.938
Battery Storage | 2052 | 12.4965 | 5.0435 | [5 empty] | Fixed O&M ($/KW-yr) | Residential PV | R&D | 2045 | ATTR(Round([Value],3)) | Moderate | Class5 | 55.971 |  | Residential PV Class 5 | 30 |  | Fixed O&M ($/KW-yr) | Commercial | R&D | 2045 | ATTR(Round([Value],3)) | Moderate | Class5 | 22.591
Battery Storage | 2052 | 12.4965 | 5.0435 | [5 empty] | Fixed O&M ($/KW-yr) | Residential PV | R&D | 2046 | ATTR(Round([Value],3)) | Moderate | Class5 | 55.11 |  | Residential PV Class 5 | 30 |  | Fixed O&M ($/KW-yr) | Commercial | R&D | 2046 | ATTR(Round([Value],3)) | Moderate | Class5 | 22.243
Battery Storage | 2052 | 12.4965 | 5.0435 | [5 empty] | Fixed O&M ($/KW-yr) | Residential PV | R&D | 2047 | ATTR(Round([Value],3)) | Moderate | Class5 | 54.249 |  | Residential PV Class 5 | 30 |  | Fixed O&M ($/KW-yr) | Commercial | R&D | 2047 | ATTR(Round([Value],3)) | Moderate | Class5 | 21.896
Battery Storage | 2052 | 12.4965 | 5.0435 | [5 empty] | Fixed O&M ($/KW-yr) | Residential PV | R&D | 2048 | ATTR(Round([Value],3)) | Moderate | Class5 | 53.388 |  | Residential PV Class 5 | 30 |  | Fixed O&M ($/KW-yr) | Commercial | R&D | 2048 | ATTR(Round([Value],3)) | Moderate | Class5 | 21.548
Battery Storage | 2052 | 12.4965 | 5.0435 | [5 empty] | Fixed O&M ($/KW-yr) | Residential PV | R&D | 2049 | ATTR(Round([Value],3)) | Moderate | Class5 | 52.527 |  | Residential PV Class 5 | 30 |  | Fixed O&M ($/KW-yr) | Commercial | R&D | 2049 | ATTR(Round([Value],3)) | Moderate | Class5 | 21.201
Battery Storage | 2052 | 12.4965 | 5.0435 | [5 empty] | Fixed O&M ($/KW-yr) | Residential PV | R&D | 2050 | ATTR(Round([Value],3)) | Moderate | Class5 | 51.666 |  | Residential PV Class 5 | 30 |  | Fixed O&M ($/KW-yr) | Commercial | R&D | 2050 | ATTR(Round([Value],3)) | Moderate | Class5 | 20.853
Battery Storage | 2052 | 12.4965 | 5.0435

## Interconn_Fee
Title: | Interconnect Fees
Units: | $
Description: | A one-time expense to interconnect a solar PV system.
Source: | CHECKING with Jim/B&V on the years covered in JEA's IRP report (since we received their updated forecast values from 2022 through 2052). Need to update once confirmed
PV Static Time â | Interconnect Fee
2002 | 0
2003 | 0
2004 | 0
2005 | 0
2006 | 0
2007 | 0
2008 | 0
2009 | 0
2010 | 0
2011 | 0
2012 | 0
2013 | 0
2014 | 0
2015 | 0
2016 | 0
2017 | 0
2018 | 0
2019 | 0
2020 | 0
2021 | 0
2022 | 0
2023 | 0
2024 | 0
2025 | 0
2026 | 0
2027 | 0
2028 | 0
2029 | 0
2030 | 0
2031 | 0
2032 | 0
2033 | 0
2034 | 0
2035 | 0
2036 | 0
2037 | 0
2038 | 0
2039 | 0
2040 | 0
2041 | 0
2042 | 0
2043 | 0
2044 | 0
2045 | 0
2046 | 0
2047 | 0
2048 | 0
2049 | 0
2050 | 0
2051 | 0
2052 | 0

## Equip_Lifetime
Title: | Equipment Lifetimes
Units: | years
Description: | The useful lifetime of PV and storage equipment.
Source:
Equipment Type â | Lifetime
Solar PV | 20
Battery Storage | 10

## Battery_Specs
Title: | Battery Storage Equipment Specifications
Units: | See units below.
Description: | The energy rating must be prior to roundtrip losses, such that the usable energy is equal to the energy rating multiplied by the roundtrip efficiency.
Source: | [Residential]: Based on a Tesla Powerwall (https://www.tesla.com/sites/default/files/pdfs/powerwall/Powerwall%202_AC_Datasheet_en_northamerica.pdf). [Non-Residential]: Derived from SGIP database, where median system size was 30 kW and average/median storage duration was roughly two hours (https://www.selfgenca.com/documents/reports/statewide_projects). [Charge Level] Page 16 of SDGE's "Behind the Meter Battery Energy Storage System M&V" report (Aug 2019).
Note: | Copy-pasted from NYPA inputs template file
All Sectors à
Battery Specs â | Residential | NonResidential
Roundtrip Efficiency (%) | 90% | 90%
Minimum Charge Level (%) | 5% | 5%
Maximum Charge Level (%) | 95% | 95%

## Num_Strg_Units
Title: | Number of Storage Units per System
Units: | Storage units/system
Description: | The overall system size is dependent on the per-unit ratings specified on the 'Battery_Specs' tab multiplied by the number of storage units defined on this tab.
Source: | This input is no longer used
Note: | Copy-pasted from NYPA inputs template file
All Sectors à
All System Types â | Residential | NonResidential
Solar PV Retrofit | 0 | 0
Solar PV NewConstruct | 0 | 0
Solar + Storage Retrofit | 1 | 1
Solar + Storage NewConstruct | 1 | 1
Storage Added to Exist Solar | 1 | 1
Storage Only Retrofit | 1 | 1
Storage Only NewConstruct | 1 | 1

## Historic_Adoption
Title: | Historic Interconnection Data |  | Reference:
Units: | kW (DC) |  |  | C:\Users\wzhu\Resource-Innovations\611150-JEA IRP Analysis - Documents\d_Model Setup\DER Model Inputs\Historic Interconnect\Historical Solar & Storage Interconnect Data.xlsx
Description: | The installed kW-DC over time in JEA's service territory.
Source: | JEA's file |  |  | From pivot table
Note: | We use the original interconnect file rather than this file in the model
|  |  |  | Account Status | (Multiple Items)
All Sectors à
Years â | Residential | NonResidential |  | Sum of DER System Total Power Rating (kW(DC)) | Column Labels
2002 | 3 | 0 |  | Row Labels | COMM | RES | Grand Total | Cumulatives | NonResidential | Residential
2003 | 8.94 | 0 |  | 2002 |  | 3 | 3 | 2002 | 0 | 3
2004 | 13.395 | 0 |  | 2003 |  | 5.94 | 5.94 | 2003 | 0 | 8.94
2006 | 13.395 | 2.475 |  | 2004 |  | 4.455 | 4.455 | 2004 | 0 | 13.395
2007 | 39.835 | 2.475 |  | 2006 | 2.475 |  | 2.475 | 2006 | 2.475 | 13.395
2008 | 63.745 | 34.475 |  | 2007 |  | 26.44 | 26.44 | 2007 | 2.475 | 39.835
2009 | 164.179 | 71.247 |  | 2008 | 32 | 23.91 | 55.91 | 2008 | 34.475 | 63.745
2010 | 292.939 | 126.847 |  | 2009 | 36.772 | 100.434 | 137.206 | 2009 | 71.247 | 164.179
2011 | 325.259 | 141.767 |  | 2010 | 55.6 | 128.76 | 184.36 | 2010 | 126.847 | 292.939
2012 | 454.559 | 168.167 |  | 2011 | 14.92 | 32.32 | 47.24 | 2011 | 141.767 | 325.259
2013 | 710.409 | 244.307 |  | 2012 | 26.4 | 129.3 | 155.7 | 2012 | 168.167 | 454.559
2014 | 1368.568 | 310.947 |  | 2013 | 76.14 | 255.85 | 331.99 | 2013 | 244.307 | 710.409
2015 | 3235.468 | 407.207 |  | 2014 | 66.64 | 658.159 | 724.799 | 2014 | 310.947 | 1368.568
2016 | 6172.449 | 464.177 |  | 2015 | 96.26 | 1866.9 | 1963.16 | 2015 | 407.207 | 3235.468
2017 | 8667.542 | 3143.137 |  | 2016 | 56.97 | 2936.981 | 2993.951 | 2016 | 464.177 | 6172.449
2018 | 11387.049 | 5347.927 |  | 2017 | 2678.96 | 2495.093 | 5174.053 | 2017 | 3143.137 | 8667.542
2019 | 13435.513 | 7775.927 |  | 2018 | 2204.79 | 2719.507 | 4924.297 | 2018 | 5347.927 | 11387.049
2020 | 15831.548 | 8653.157 |  | 2019 | 2428 | 2048.464 | 4476.464 | 2019 | 7775.927 | 13435.513
2021 | 19238.397 | 8709.397 |  | 2020 | 877.23 | 2396.035 | 3273.265 | 2020 | 8653.157 | 15831.548
2022 | 23401.249 | 9015.257 |  | 2021 | 56.24 | 3406.849 | 3463.089 | 2021 | 8709.397 | 19238.397
|  |  |  | NA | 305.86 | 4162.852 | 4468.712 | 2022 | 9015.257 | 23401.249
|  |  |  | Grand Total | 9015.257 | 23401.249 | 32416.506